## Available Stock
Item number | Description 1 | Description 2 | Matchcode | Manufacturer | Manufacturer-Item No. | Price | Status
KU21913 | SE P960 2:1 Power Optimizer 960W/60V, dual input | PVRSS compliant, commercial IVs only (PN: P960) | IVA SE 2:1 Optimizer P960 | SolarEdge | P960 | 59.8182 | Available Stock
KU20948 | SolarEdge Cellular Modem with 5yr Data Plan | Residential SetApp Inverter (CELL-B-R05-US-S-S2) | DCA SE Cellular Plug-in with 5yr Data Plan | SolarEdge | CELL-B-R05-US-S-S2 | 316.5568 | Available Stock
KU22326 | SolarEdge P1101 Power Optimizer 1100W/125V | PVRSS Cpmpliant, 208/480V (P1101) | IVA SE P1101 Optimizer | SolarEdge | P1101-4NMYMRT-NA32 | 93.1364 | Available Stock
KU22005 | SE 40A Circuit Breaker for Backup Interface kit | 9 units per kit (CB-UPG-40-01) | IVA SE 40A Circuit Breaker for Backup Interface | SolarEdge | CB-UPG-40-01 | 6.9318 | Available Stock
KU22368 | SE Single Phase Inverter w/ HDWave 10.0kW *BEU4* | 12 year warranty included (PN: SE10000H-US000BEU4) | IV SE 10000H-US HDWave Single Phase - BEU4 | SolarEdge | SE10000H-US000BEU4 | 2147.6591 | Available Stock
KU22622 | SE Single Phase Inverter w HDWave 5.0kW | w SetApp configuration (SE5000H-US000BEU4) | IV SE 5000H-US HDWave Single Phase -BEU4 | SolarEdge | SE5000H-US000BEU4 | 1432.25 | Available Stock
KU22369 | SE Single Phase Inverter w/ HDWave 11.4kW *BEU4* | 12 year warranty included (PN: SE11400H-US000BEU4) | IV SE 114000H-US HDWave Single Phase - BEU4 | SolarEdge | SE11400H-US000BEU4 | 2292.5 | Available Stock
KU22103 | SolarEdge Energy Bank Battery Handles | (1 pack = 4 handles) PN: IAC-RBAT-HANDLE-01 | SBA SE Energy Bank Battery Handles | SolarEdge | IAC-RBAT-HANDLE-01 | 10.7955 | Available Stock
KU21694 | SolarEdge Smart EV Charger, NEMA 6-50 Plug | includes cable (SE-EV-SA-KIT-LJ40P) | IVA SE Smart EV Charger | SolarEdge | SE-EV-SA-KIT-LJ40P | 617.2159 | Available Stock
KU20986 | SE Single Phase Inverter w/ HDWave 7.6kW | w SetApp configuration (SE7600H-US000BNU4) | IV SE 7600H-US HDWave Single Phase -BNU4 | SolarEdge | SE7600H-US000BNU4 | 1718.7159 | Available Stock
KU22488 | SE Single Phase Inverter w HDWave 6.0kW | w SetApp configuration (SE6000H-US000BEU4) | IV SE 6000H-US HDWave Single Phase -BEU4 | SolarEdge | SE6000H-US000BEU4 | 1489.5455 | Available Stock
KU22482 | SE Single Phase Inverter w/ HDWave 3kW *BEU4* | 12 year warranty included (PN: SE3000H-US000BEU4) | IVSE3000H-US000BEU4 | SolarEdge | SE3000H-US000BEU4 | 1101.3182 | Available Stock
KU22485 | SE Single Phase Inverter w/ HDWave 3.8kW *BEU4* | 12 year warranty included (PN: SE3800H-US000BEU4) | IV SE 3800H-US HDWave Single Phase - BEU4 | SolarEdge | SE3800H-US000BEU4 | 1125.4318 | Available Stock
KU22621 | SolarEdge SE7600H-US000BEU4 Single Phase Inverter | PN: SE7600H-US000BEU4 (HD-Wave w/ SetApp) | IV SE 7600H-US HDWave Single Phas-BEU4 | SolarEdge | SE7600H-US000BEU4 | 1718.7159 | Available Stock
KU20947 | SolarEdge Data Logger SE1000-DTLG-S1 | w/ 5 year warranty (SE1000-DTLG-S1) | DCA SE Data Logger SE1000-DTLG-S1 | SolarEdge | SE1000-DTLG-S1 | 432.7727 | Available Stock
KU21691 | SolarEdge Backup Interface for Service Side Conn. | 5kW ATX, im/ex meter, 200A MCB rated (BI-EUSGN-01) | IVHA SE Backup Interface for Service Side Conn. | SolarEdge | BI-EUSGN-01 | 1035.7386 | Available Stock
KU22101 | SolarEdge Energy Net Plug-In | (Pack of 5) PN: ENET-HBNP-01 | SBA SE Energy Net Plug-In | SolarEdge | ENET-HBNP-01 | 133 | Available Stock
KU22104 | SolarEdge Battery Parallel Branch Connector | PN: IAC-RBAT-USYCBL-01 / FLD-USRB-YCBL-A-01 | SBA SE Battery Parallel Branch Connector | SolarEdge | IAC-RBAT-USYCBL-01 | 32.3523 | Available Stock
KU20460 | SE EV Charging cable 25ft 40A | for integrated & Smart EV IVs (SE-EV-KIT-25J40-2) | IVAC SE EV Charging Cable 25ft 40A | SolarEdge | SE-EV-KIT-25J40-2 | 317.9659 | Available Stock
KU20900 | SE Single Phase Inverter w/ HD-Wave 3.8kW | w SetApp configuration (SE3800H-US000BNU4) | IV SE 3800H-US HDWave Single Phase -BNU4 | SolarEdge | SE3800H-US000BNU4 | 1125.4318 | Available Stock
KU22179 | SE Single Phase Energy Hub 3.8kW w/ RGM & consump. | 5yr plan, 5kW battery interface(SE3800H-USM3BBC14) | IV SE SE3800H-US Single Phase Energy Hub RGM -BC14 | SolarEdge | SE3800H-USM3BBC14 | 609.5114 | Available Stock
KU22359 | SoalrEdge 3800A Storedge w/ 5 year Cell Card | PN: PN: SE3800A-USS2RLCB2 | IVH SE 3800A StorEdge w/ 5 Year Cell Card *LCB2* | SolarEdge | SE3800A-USS2RLCB2 | 2446.2727 | Available Stock
KU20557 | SoalrEdge 3800A Storedge w/ 5 year Cell Card | PN: SE3800A-USS2RNCB2 | IVH SE 3800A StorEdge w/ 5 Year Cell Card *NCB2* | SolarEdge | SE3800A-USS2RNCB2 | 2446.2727 | Available Stock
KU22102 | SolarEdge 63A Circuit Breaker for BUI Kit | (9 Units per Kit) PN: CB-UPG-63-01 | SBA SE 63A Circuit Breaker for Backup Interface | SolarEdge | CB-UPG-63-01 | 138.0682 | Available Stock
KU22620 | SOLAR4AMERICA 410W ALL BLACK | S4A410-72MH5 (72 CELL) | SM S4A-410M/72/FS40/BB | SOLAR4AMERICA | S4A410-72MH5 | 157.4773 | Available Stock
KU21905 | IVA JMS-F, Sunspec Compliant Shut Down Module | (119814-00.01) | RSD SMA JMS-F | SMA | 119814-00.01 | 28.1818 | Available Stock
KU21138 | SMA Sunny Tripower 50 CORE1-US-41 | (STP50-US-41) | IV SMA STP 50 CORE1-US-41 | SMA | 03-50-1000-2-41 | 6004.4545 | Available Stock
KU21199 | SMA Cellular LTE Modem | w/ 5yr Data Plan PN: CELLMODKIT-US-10 | DCI SMA Cellular LTE Modem | SMA | CELLMODKIT-US-10 | 245.6591 | Available Stock
KU20765 | SMA DATA MANAGER EDMM-US-10 |  | DCD SMA Data Manager M | SMA | EDMM-US-10 | 823.592 | Available Stock
KU21979 | Silfab Prime 400 HC+ | All Black, SIL-400 HC+ | SM SL-400M/132/FS35/BB | Silfab | SIL 400 HC+ | 199.0909 | Available Stock
KU22613 | Silfab Elite 410 BG |  | SM SL-410M/66/FS35/BB | Silfab | SIL 410 BG | 208.7273 | Available Stock
KU22600 | QuicScrew/Bolt QB2 3" Microflashing w/ L-Foot, Mil | (1 pack = 25 pcs) 4" Bolts (PN: 17662) | M QS QB2 - 3" Microflashing w/ L-Foot, Mil | QuickScrew/QuickBolt | 17662 | 107.4318 | Available Stock
KU22255 | QS F-Tile 90-H-38MM 5/16Kit 20H-40S/KTC | 1 pack = 20 pcs (PN: 17608) | M QS Flat Tile Hook 5/16 Kit | QuickScrew | 17608 | 0.56818 | Available Stock
KU15214 | QuickScrew Adjustable Tile Hook | 1 pack = 10 pcs 17587 | M QS Adjustable Tile Hook | QuickScrew | 17587 | 7.3864 | Available Stock
KU15161 | F-Tile 90-H-38MM 1/4Kit 20H-40S/KTC |  | M QS Flat tile Hook 1/4 Kit | QuickScrew | 17542 | 93.1818 | Available Stock
KU22339 | QuickScrew Cylinder Conduit Mount 20pk | 2-1/4" EPDM Mount W/Screw 20/pk (PN: 16322) | M QS Cylinder Conduit Mount 20pk | QuickScrew | 16322 | 5.6818 | Available Stock
KU15585 | Quick Hook SS, Standard Height Hook for Side Mount | PN 276 | M QMPV QuickMount Quick Hook SS | Quick Mount PV | QMHSS-NF-A-12 | 0.56818 | Available Stock
KU15586 | Quick Mount Tile Replacement Mount | PN 307 | M QMPV Tile Replacement Mount, Base Mount | Quick Mount PV | PN 307 | 11.8636 | Available Stock
KU20763 | Quick Mount Black Tile Replacement Flashing S-Tile | QMC-TRF-S B 12 | M QMPV Black Tile Replacement Flashing S-Tile | Quick Mount PV | QMC-TRF-S B 12 | 5.3636 | Available Stock
KU20535 | Quick Mount QRail Light, 14 ft., Black | QMR-RL14 B 60 | M QMPV QRail Light, 14 ft., Black | Quick Mount PV | QMR-RL14-B-60 | 2.2727 | Available Stock
KU20746 | Quick Mount QSplice Internal, Light Mill | QMR-ISL A 15 | M QMPV QSplice Internal, Light Mill | Quick Mount PV | QMR-ISL-A-15 | 0.28409 | Available Stock
KU21834 | QMPV Tile Replacement Mount, Flat Tile | PN 311 | M QMPV Tile Replacement Mount, Flat Tile | Quick Mount PV | PN 311 | 4.2386 | Available Stock
KU21720 | Quick Mount Tile Replacement Black S-Tile | QMTR-S3.25-B12 | M QMPV Tile Replacement Black S-Tile | Quick Mount PV | QMTR-S3.25-B-12 | 0.56818 | Available Stock
KU15511 | Quick Mount Tile Replacement Mount | PN 317 | M QMPV Tile Replacement Mount, S-Tile | Quick Mount PV | QMTR-S3.25-A-12 | 11.4432 | Available Stock
KU22458 | Phono Solar TwinPlus 400w | PS400M6H-18/VHB | SM PS-400M/108/FS35/BB | Phono Solar | PS400M6H-18/VHB | 144.5455 | Available Stock
KU22603 | Phono Solar TwinPlus 545w | PS545M6-24/TH | SM PS-545M/144/FS35/SW | Phono Solar | PS545M6-24/TH | 204.375 | Available Stock
KU21875 | K2 4000048-13mmx25mm TBolt Kit |  | M K2 13mm x 25mm T Bolt Kit | K2 Systems | 4000048 | 1 | Available Stock
KU22200 | K2 Systems Top Channel Wire Clip, Black | CR Wire Management (4000069) | M K2 TC Wire Clip, Black | K2 Systems | 4000069 | 0.25 | Available Stock
KU22367 | K2 Splice Foot Screw, M5x60 | (PN: 4000115) | M K2 Splice Foot Screw, M5x60 | K2 Systems | 4000115 | 0.54545 | Available Stock
KU21646 | K2 Crossrail Mid-Clamp Dark 30-47mm | Hex Head, Wire Management (4000602-H) | M K2 CR MC Dark, 30-47mm, 13mm Hex | K2 Systems | 4000602-H | 2.6705 | Available Stock
KU21648 | K2 Ground Lug Set, Hex Head | Ground Lug Set, Hex Head (4000006-H) | M K2 Ground Lug Set, Hex | K2 Systems | 4000006-H | 3.75 | Available Stock
KU20404 | K2 CrossRail 48-X, 166" Mill | Cross Rail MILL Finish (4000662) | M K2 CR 48-X, 166" Mill | K2 Systems | 4000662 | 22.7273 | Available Stock
KU20425 | K2 MiniRail XPress Base 17in w/EPDM, Mill | MiniRail Xpress Base Mill (4000667) | M K2 MiniRail XPress Base 17in w/EPDM, Mill | K2 Systems | 4000667 | 0.28409 | Available Stock
KU21649 | K2 CR Micro Optimizer Mounting Kit, Hex Head | CRl Micro Optimizer Accessory Mounting (4000629-H) | M K2 Micro Optimizer Mounting Kit, Hex | K2 Systems | 4000629-H | 1.1364 | Available Stock
KU21647 | K2 Yeti Hidden End Clamp for CR, Hex Head, Mill | Wire Management CR Component (4000050-H) | M K2 Yeti Hidden EC, Hex, Mill | K2 Systems | 4000050-H | 2.8295 | Available Stock
KU21699 | K2 RailConn CR 44-X Mill | CrossRail Component (PN 4000051) | M K2 RailConn CR 44-X Mill | K2 Systems | 4000051 | 3.5568 | Available Stock
KU15072 | K2 CrossRail EC Silver, 30-45mm (allen) | CrossRail Clamp (4000429) | M K2 CR EC Silver, 30-45mm | K2 Systems | 4000429 | 2 | Available Stock
KU22392 | K2 Universal Standard Hook +2. 5.5 Base Kit. w/But | (PN: 4000142-B) | M K2 USH +2, 5.5" Base Kit, w/Butyl | K2 Systems | 4000142-B | 8.9432 | Available Stock
KU22396 | K2 Sleeve CR 44-X | (PN: 4000177) | M K2 Sleeve CR 44-X | K2 Systems | 4000177 | 0.76136 | Available Stock
KU14477 | K2 L-Foot Slotted Set, Mill | CrossRail L-Foot Roof Attachment (4000630) | M K2 L-Foot Slotted Set, Mill | K2 Systems | 4000630 | 2.5455 | Available Stock
KU21711 | K2 CrossRail 44-X, 166" Dark | K2 44-x 166" Dark Rail (4000020) | M K2 CR 44-X 166" Dark | K2 Systems | 4000020 | 20.4545 | Available Stock
KU22208 | K2 EverFlash XP Comp Kit, Dark | CrossRail Comp Shingle Roof Attachment (4000060) | M K2 EverFlash XP Comp Kit, Dark | K2 Systems | 4000060 | 7.3864 | Available Stock
KU20126 | K2 WEEB Clip BMC, CR48, XR, DOME | Dome R^2 End Clamps (4000469) | M K2 WEEB Clip BMC, CR48, XR, Dome | K2 Systems | 4000469 | 1.3409 | Available Stock
KU21909 | K2 CR 44-X, Climber Set w/Hole | Mill Tilt Up Component (4006043) | M K2 CR Climber Set, Hex | K2 Systems | 4006043 | 0.94318 | Available Stock
KU22393 | K2 Flat Tile Hook X Kit, w/Butyl | (PN: 4000141-B) | M K2 Flat Tile Hook X Kit, w/Butyl | K2 Systems | 4000141-B | 6.5114 | Available Stock
KU14235 | K2 Wire Management Clip, Omega, Black | 1 PACK = 100 PCS (PN: 4005394) | M K2 Wire Management Clip, Omega, Black | K2 Systems | 4005394 | 0.19318 | Available Stock
KU14279 | K2 L-Foot Slotted Set, Dark | CR L-Feet Roof Attachments (4000631) | M K2 L-Foot Slotted Set, Dark | K2 Systems | 4000631 | 1.5 | Available Stock
KU22708 | K2 Flash Comp Kit, Dark | (PN: 4000157) | M K2 Flash Comp Kit, Dark | K2 Systems | 4000157 | 6.9782 | Available Stock
KU20658 | K2 CrossRail 48-XL 166'', Mill | Mill Finish CrossRail XL (4000695) | M K2 CR 48-XL 166", Mill | K2 Systems | 4000695 | 5.6818 | Available Stock
KU22357 | K2 MiniRail XPress Base Set, Mill | (PN: 4000073) | M K2 MiniRail XPress Base Set, Mill | K2 Systems | 4000073 | 3.8523 | Available Stock
KU21712 | K2 Rail Connector CR 44-X, Set, Dark | CrossRail Component (4000052) | M K2 RailConn CR 44-X, Dark | K2 Systems | 4000052 | 4.6591 | Available Stock
KU21644 | K2 CR End Clamp Dark 30-40mm, Allen Bolt | Cross Rail Clamp (4000091) | M K2 CR EC Dark, 30-40mm | K2 Systems | 4000091 | 2.3068 | Available Stock
KU22366 | K2 Splice Foot XL Kit - Mill | (PN: 4000162) | M K2 Splice Foot XL Kit, Mill | K2 Systems | 4000162 | 7.7045 | Available Stock
KU14408 | 1002392 | CrossRail 48 Rail Connector set, Mill | M EV CrossRail 48 Rail Connector set, Mill | K2 Systems | 1002392 | 0.11364 | Available Stock
KU20159 | K2 Dome R^2 Corner Strut Kit | D-Dome (4000637) | M K2 Dome R^2 Corner Strut | K2 Systems | 4000637 | 13.9773 | Available Stock
KU19010 | K2 CrossRail EndCap, Black, CR 48-X,48-XL | CrossRail Component (4000431) | M K2 CR EndCap, Black, CR 48-X,48-XL | K2 Systems | 4000433 | 0.36364 | Available Stock
KU22363 | K2 Crossrail 44-x 180” mill | (PN: 4000021) | M K2 CR 44-X 180' Mill | K2 Systems | 4000021 | 28.4773 | Available Stock
KU22343 | K2 RailConn CR 48-X,48-XL Struct Set, Mill | Mill CrossRail Component (4000385) | M K2 RailConn CR 48-X,48-XL Mill | K2 Systems | 4000385 | 3.5455 | Available Stock
KU20123 | K2 Universal Standard Hook +2 5.5'' Base | CrossRail Tile Hook Roof Attachments (4000142) | M K2 Universal Standard Hook +2 5.5'' Base | K2 Systems | 4000142 | 8.6932 | Available Stock
KU15499 | K2 CrossRail Tilt Connector Set | Mill Tilt Up Component (4000505) | M K2 CR Tilt Connector Set | K2 Systems | 4000505 | 1.5568 | Available Stock
KU15176 | K2 RailConn CR 48-X,48-XL Struct Set, Dark | CrossRail Component (4000386) | M K2 RailConn CR 48-X,48-XL Dark | K2 Systems | 4000386 | 4.8636 | Available Stock
KU14595 | K2 1.5" Pipe -Bracket Kit | CrossRail Ground Mount (4000100) | M K2 1.5" Pipe -Bracket Kit | K2 Systems | 4000100 | 8.6023 | Available Stock
KU15128 | K2 EverFlash eComp Kit, Black | CrossRail Comp Shingle Roof Attachments (4000366) | M K2 EverFlash eComp Kit, Black | K2 Systems | 4000366 | 6.6932 | Available Stock
KU22082 | K2 Splice Foot X Mil | CrossRail L-Foot Roof Attachment (4000113) | M K2 Splice Foot X Mill | K2 Systems | 4000113 | 6.6364 | Available Stock
KU20155 | K2 Dome R^2 Roof Protection Mat | D-Dome (4000594) | M K2 Dome R^2 Roof Protection Mat | K2 Systems | 4000594 | 5.4886 | Available Stock
KU22644 | K2 Big Foot 6" w/ 3" + Chem Link Clip | 4000218 | M K2 Big Foot 6" w/ 3" + Chem Link Clip | K2 Systems | 4000218 | 3.9793 | Available Stock
KU20811 | IronRidge Kit, End Cap XR10 (10 Caps Per Bag) | IronRidge End Cap (XR-10-CAP) | M IR End Cap XR10 | IronRidge | XR-10-CAP | 1.0398 | Available Stock
KU20812 | Iron Ridge XR-100-CAP(10 Caps per bag) | 10 caps per pack (PN:XR-100-CAP) | M IR End Cap XR100 | IronRidge | XR-100-CAP | 1.0398 | Available Stock
KU21831 | Wire Clip (Polybag, 20pcs) | IronRidge Wire Clip (Polybag, 20pcs) (29-4000-077) | M IR Wire Clip (Polybag, 20pcs) | IronRidge | 29-4000-077 | 0.48864 | Available Stock
KU20808 | T-Bolt Bonding Hardware | IronRidge T-Bolt Hardware (BHW-TB-02-A1) | M IR T-Bolt Bonding Hardware | IronRidge | BHW-TB-02-A1 | 1.7386 | Available Stock
KU20806 | Stopper Sleeve, 40MM, Black | IronRidge Stopper Sleeve (UFO-STP-40MM-B1) | M IR Stopper Sleeve, 40MM, Black | IronRidge | UFO-STP-40MM-B1 | 0.46591 | Available Stock
KU20795 | Grounding Lug, Low Profile | IronRidge Grounding Lug (XR-LUG-03-A1) | M IR Grounding Lug, Low Profile | IronRidge | XR-LUG-03-A1 | 3.7841 | Available Stock
KU20809 | Universal Module Clamp, Black | IronRidge Universal Module Clamp (UFO-CL-01-B1) | M IR Universal Module Clamp, Black | IronRidge | UFO-CL-01-B1 | 2.8068 | Available Stock
KU20794 | Microinverter Bonding Hardware, T-Bolt | IronRidge MicroINV Bonding Hardware (BHW-MI-01-A1) | M IR ¼ X ¾ MicroINV Bonding Hardware | IronRidge | BHW-MI-01-A1 | 1.1364 | Available Stock
KU20731 | Stopper Sleeve, 32MM, Black | IronRidge Stopper Sleeve (UFO-STP-32MM-B1) | M IR Stopper Sleeve, 32MM, Black | IronRidge | UFO-STP-32MM-B1 | 0.29545 | Available Stock
KU20802 | Stopper Sleeve, 35MM, Black | IronRidge Stopper Sleeve (UFO-STP-35MM-B1) | M IR Stopper Sleeve, 35MM, Black | IronRidge | UFO-STP-35MM-B1 | 0.47727 | Available Stock
KU20174 | XR10 Bonded Splice (Incl. Self-tapping Screws) | IronRidge Kit (XR10-BOSS-01-M1 RevA) | M IR Kit, XR10 Bonded Splice | IronRidge | XR10-BOSS-01-M1 | 5.3068 | Available Stock
KU20797 | FlashFoot2, Mill | IronRidge FlashFoot2 (FF2-02-M2) | M IR FlashFoot2, Mill | IronRidge | FF2-02-M2 | 11.2386 | Available Stock
KU20175 | Kit, XR100 Bonded Splice BOSS | IronRidge Kit (XR100-BOSS-01-M1) ) | M IR Kit, XR100 Bonded Splice | IronRidge | XR100-BOSS-01-M1 | 4.3182 | Available Stock
KU20804 | Stopper Sleeve, 38MM, Black | IronRidge Stopper Sleeve (UFO-STP-38MM-B1) | M IR Stopper Sleeve, 38MM, Black | IronRidge | UFO-STP-38MM-B1 | 0.46591 | Available Stock
KU20796 | Square-Bolt Bonding Hardware | IronRidge Square-Bolt (BHW-SQ-02-A) | M IR Square-Bolt Bonding Hardware | IronRidge | BHW-SQ-02-A1 | 1.5568 | Available Stock
KU20170 | XR10, Rail 168" (14 Feet) Clear | IronRidge XR10, Rail (XR-10-168A) | M IR XR10, Rail 168" (14 Feet) Clear | IronRidge | XR-10-168A | 37.25 | Available Stock
KU20810 | Universal Module Clamp, Clear | IronRidge Universal Module Clamp (UFO-CL-01-A1) | M IR Universal Module Clamp, Clear | IronRidge | UFO-CL-01-A1 | 2.5909 | Available Stock
KU13657 | TM-FTL-015 | IronRidge Fixed Tilt Leg Kit, 15", Mill Finish | M IR Fixed Tilt Leg Kit, 15", Mill Finish | IronRidge | TM-FTL-015 | 26.6932 | Available Stock
KU21033 | Frameless Module Clamp Bonding Hardware, T-Bolt | IronRidge Kit, 4pcs (FMLS-BHW) | M IR Frameless Module Clamp, T- Bolt | IronRidge | FMLS-BHW | 0.28409 | Available Stock
KU20793 | FlashFoot2, Black | IronRidge FlashFoot2 (FF2-02-B2) | M IR FlashFoot2, Black | IronRidge | FF2-02-B2 | 13.1136 | Available Stock
KU21143 | Flat Roof Attachment, Mill | IR Flat Roof Attachment (FRA-BASE-01-M1) | M IR Flat Roof Attachment, Mill | IronRidge | FRA-BASE-01-M1 | 15.625 | Available Stock
KU20171 | XR10, Rail 168" (14 Feet) Black | IronRidge XR10, Rail (XR-10-168B) | M IR XR10, Rail 168" (14 Feet) Black | IronRidge | XR-10-168B | 36.125 | Available Stock
KU20813 | Kit, End Cap XR1000 (10 caps Per Bag) | IronRidge End Cap (XR-1000-CAP) | M IR End Cap XR1000 | IronRidge | XR-1000-CAP | 1.1148 | Available Stock
KU13600 | GM-BRC-003 | IR Ground Mount Bonded Rail Connector 3" | M IR Ground Mount Bonded Rail Connector 3" | IronRidge | GM-BRC-003 | 6.4432 | Available Stock
KU20798 | Slotted L-Foot, Black | IronRidge Slotted L-Foot (LFT-03-B1) | M IR Slotted L-Foot, Black | IronRidge | LFT-03-B1 | 2.2159 | Available Stock
KU20799 | Slotted L-Foot, Mill | IronRidge Slotted L-Foot (LFT-03-M1) | M IR Slotted L-Foot, Mill | IronRidge | LFT-03-M1 | 2 | Available Stock
KU20769 | Hidden End Cam (universal clamp) | IronRidge Hidden End Clamp (CAMO-01-M1) | M IR Hidden End Clamp | IronRidge | CAMO-01-M1 | 5.1932 | Available Stock
KU20807 | Stopper Sleeve, 40MM, Mill | IronRidge Stopper Sleeve (UFO-STP-40MM-M1) | M IR Stopper Sleeve, 40MM Mill | IronRidge | UFO-STP-40MM-M1 | 0.45455 | Available Stock
KU20172 | XR100, Rail 168" (14 Feet) Clear | IronRidge XR100, Rail (XR-100-168A) | M IR XR100, Rail 168" (14 Feet) Clear | IronRidge | XR-100-168A | 45.7045 | Available Stock
KU21263 | Stopper Sleeve, 30MM, Black | IronRidge Stopper Sleeve (UFO-STP-30MM-B1) | M IR Stopper Sleeve, 30MM, Black | IronRidge | UFO-STP-30MM-B1 | 0.46591 | Available Stock
KU22246 | XR10, Rail 168" (14 Feet) MILL | IronRidge XR10, Rail (XR-10-168M) | M IR XR10, Rail 168" (14 Feet) MILL | IronRidge | XR-10-168M | 28.3182 | Available Stock
KU21985 | IronRidge Ground Mount Bonded Rail Connector - 2" | XR1000, | M IR Ground Mount Bonded Rail Connector - 2" | IronRidge | GM-BRC2-01-M1 | 12.8864 | Available Stock
KU20379 | 70-0200-SGA | IronRidge SGA Top Cap, for 2" pipe | M IR SGA Top Cap, for 2" pipe | IronRidge | 70-0200-SGA | 36.5455 | Available Stock
KU20277 | XR-1000-168A | IronRidge XR1000, Rail 168" (14 Feet) Clear | M IR XR1000, Rail 168" (14 Feet) Clear | IronRidge | XR-1000-168A | 72.1023 | Available Stock
KU21144 | Flat Roof Attachment, Membrane, 60 mil, White | IR FRA, Membrane, 60 Mil, TPO GAF (FRA-M60T-GF-W1) | M IR Flat Roof Attachment, Membrane, 60 Mil, White | IronRidge | FRA-M60T-GF-W1 | 4.2273 | Available Stock
KU20636 | Kit, Fixed Tilt Leg, 10", Mill | IronRidge Fixed Tilt Leg Kit (TM-FTL-010) | M IR Fixed Tilt Leg Kit, 10", Mill | IronRidge | TM-FTL-010 | 24.1932 | Available Stock
KU21475 | BX Chassis 10 deg | IronRidge BX Chassis 10 Deg (BX-10D-P1) | M IR BX Chassis 10 Deg | IronRidge | BX-10D-P1 | 44.3409 | Available Stock
KU13601 | 70-0300-SGA | IronRidge Ground-Array Top Cap at 3" | M IR Ground-Array Top Cap at 3" | IronRidge | 70-0300-SGA | 23.2955 | Available Stock
KU20803 | Stopper Sleeve, 35MM, Mill | IronRidge Stopper Sleeve (UFO-STP-35MM-M1) | M IR Stopper Sleeve, 35MM, Mill | IronRidge | UFO-STP-35MM-M1 | 0.45455 | Available Stock
KU20173 | XR100, Rail 168" (14 Feet) Black | IronRidge XR100, Rail (XR-100-168B) | M IR XR100, Rail 168" (14 Feet) Black | IronRidge | XR-100-168B | 49.3864 | Available Stock
KU22459 | Q.PEAK DUO XL-G10 BFG 480 | Bifacial | SM QC-480M / BF/156/FS35/SW | Hanwha Q CELLS | DUO XL-G10 BFG 480 | 229.0909 | Available Stock
KU22293 | GoodWe Auto Transformer | GW ATX9600-01-00P | IVA GW ATX9600-01-00P | Goodwe | GW9600A-TX | 272.7273 | Available Stock
KU22321 | GoodWe Storage Inverter GW9600A-BP w/o Switch | Without AC Bypass (PN: ABP9600-01-00P) | IV GW Storage Inverter GW9600A-BP | Goodwe | GW9600A-BP | 2954.2614 | Available Stock
KU21549 | GNR SnapRS- Inline Disconnect Switch | (PN: APKE00011) | IVAC GNR SnapRS- Inline Disconnect Switch | GENERAC | APKE00011 | 30.6023 | Available Stock
KU21547 | GNR PWRcell Spacer kit | APKE00008 | IVAC GNR PWRcell Spacer kit | GENERAC | APKE00008 | 45.6818 | Available Stock
KU20114 | Enphase IQ Cable for 60/72 cell 1.0m portrait | Q-12-10-240 | IVMA EE IQ Cable for 60/72 cell 1.0m portrait | Enphase Energy | Q-12-10-240 | 13.9545 | Available Stock
KU22486 | Enphase IQ8+ Microinverter (M) | ADAPTER CABLE NOT NEEDED (IQ8PLUS-72-M-US) | IVM EE IQ8+ (M) Microinverter | Enphase Energy | IQ8PLUS-72-M-US | 160.6818 | Available Stock
KU20113 | Enphase IQ Cable for 60 cell 1.7m landscape module | Q-12-17-240 | IVMA EE IQ Enphase Landscape Cable 240V | Enphase Energy | Q-12-17-240 | 18.2614 | Available Stock
KU22659 | Enphase IQ8M Microinverter | w/ Bulkhead Connector (PN: IQ8M-72-M-US) | Enphase IQ8M(M) Microinverter | Enphase Energy | IQ8M-72-M-US | 178.7841 | Available Stock
KU22595 | Enphase IQ8A-M Microinverter | PN:IQ8A-72-M-US | IVM EE IQ8A-M Microinverter | Enphase Energy | IQ8A-72-M-US | 190.3182 | Available Stock
KU20111 | Enphase IQ Cable Rail Mount Cable Management Clip | EN-QCLIP-100 | IVMA EE IQ Cable Rail Mount Cable Management Clip | Enphase Energy | EN-QCLIP-100 | 0.11364 | Available Stock
KU21813 | CELLMODEM-M1 | Enphase Cell Modem | IVMA EE Cell Modem | Enphase Energy | CELLMODEM-M1 | 340.3409 | Available Stock
KU22690 | Enphase IQ Battery - 5P Kit | 1x BAT & 1x Cover (PN: IQBATTERY-5P-1P-NA) | SB EE IQ BAT - 5P Kit | Enphase Energy | IQBATTERY-5P-1P-NA | 3011.3636 | Available Stock
KU20747 | IQ7-60-2-US | Enphase IQ 7 micro | IVM EE Enphase IQ 7 micro | Enphase Energy | IQ7-60-2-US | 117.6136 | Available Stock
KU20408 | Enphase Q-Conn-10M Male | (1 Pack = 10 pcs) Q-Conn-10M | IVMA EE Q-Conn-10M Male | Enphase Energy | Q-Conn-10M | 1.1023 | Available Stock
KU20109 | IVMA EE IQ Female Sealing Cap | Q-SEAL-10 | IVMA EE IQ Female Sealing Cap | Enphase Energy | Q-SEAL-10 | 2.875 | Available Stock
KU22710 | Enphase IQ Combiner 5C | 80A, 120V/240V Split Phase | IVMA EE IQ Combiner 5C | Enphase Energy | X-IQ-AM1-240-5C | 981.0667 | Available Stock
KU21672 | IQ Enphase COMMS-KIT-01 | USB Adapter Kit for IQ Envoy/ combiner box | SBA EE USB Adapter Kit IQ Comms-kit | Enphase Energy | COMMS-KIT-01 | 118.2273 | Available Stock
KU23014 | Enphase IQ System Controller 2 Kit RSD & 20A Break | EP200G-SC2-RSD-KIT | IVMA EE IQ System Controller 2 Kit | Enphase Energy | EP200G-SC2-RSD-KIT | 1848.4886 | Available Stock
KU22312 | Load Control Kit for use w/ M-Series; IQ Series | PN:EP-NA-LK02-040 | IVMA EE Load Controller Kit | Enphase Energy | EP-NA-LK02-040 | 483.3182 | Available Stock
KU22456 | Canadian Solar HiKu6 Mono 400 Black | CS6R-MS-HL 400 | SM CSI-400W/108/FS35/BB | CSI | CS6R-MS-HL 400 | 151.3636 | Available Stock
KU22461 | CS3W-450 BiKu BiFacial Perc Silver | CS3W-MB-AG 450 | SM CSI-450/BF/144/FS35/SW | CSI | CS3W-MB-AG 450 | 253.125 | Available Stock
KU22607 | CS3W-445 BiKu BiFacial Perc Silver | CS3W-445 | SM CSI-445/BF/144/FS35/SW | CSI | CS3W-445MB-AG | 241.7159 | Available Stock
KU21609 | Chilicon Power Modular Trunk Cable (2.15) 10AWG | ( PN:MTC-2.15) | IVMA CH Modular Trunk Cable (2.15)10AWG | Chilicon Power | MTC-2.15 | 33.9432 | Available Stock
KU21604 | Chilicon CP-720-dBC Dual MicroInverter |  | IVM CH CP-720-dBC | Chilicon Power | CP-720-dBC | 228.0795 | Available Stock
KU21614 | Chilicon Power T Junction Cap | CP-WTRPF-CAP (waterproof) | IVMA CH T Junction Cap | Chilicon Power | CP-WTRPF-CAP | 2.5682 | Available Stock
KU21607 | Chilicon Power Modular Trunk Cable (1.025) 10AWG | ( PN: AMTC-1.025) | IVMA CH Trunk Cable (1.025) 10AWG | Chilicon Power | MTC-1.025 | 24.2386 | Available Stock
KU21603 | Chilicon CP-250E-iBC Single Micro Inverter |  | IVM CH CP-250E-iBC | Chilicon Power | CP-250E-iBC | 162.8295 | Available Stock
KU21608 | Chilicon Power Modular Trunk Cable (1.7) 10AWG | ( PN: AMTC-1.7) | IVMA CH Modular Trunk Cable (1.7)10AWG | Chilicon Power | MTC-1.7 | 27.5909 | Available Stock
KU21612 | CP-GWY-100 | Chilicon Gateway with 7" LCD touch screen | IVMA CH Gateway with 7" LCD touch screen | Chilicon Power | CP-GWY-100 | 443.3864 | Available Stock
KU20028 | CHEMLINK M1 Gray F1270 | from 10.1 oz tube Structural Adhesive Sealant | M CML M1 Gray F1270 | Chem Link | F1270 | 8.6932 | Available Stock
KU22237 | Axitec -400 MBT/108/FS40-AU12641 | AU12641 Axitec-400 MBT | SM AC-400 MBT/108/FS40/BB | AXITEC Energy | AU12641 | 153.6364 | Available Stock
KU22447 | Aptos DNA monofacial 370 / 120 BB | DNA-120-MF26 BB | SM AP-370 /120/ FS35/BB | Aptos Solar | DNA-120-MF26 BB | 134.125 | Available Stock
KU22492 | APsystems QT2-208 Three Phase | QT2 three ph, 208V AC-60Hz, 1728W,432W/channel | IVM APS QT2-208v | APSystems | 124009 | 241.1136 | Available Stock
KU22668 | APsystems QT2-480 Three Phase 5-Wire | QT2 three ph, 480V AC-60Hz,1800W,450W/channel | IVM APS QT2-480v 5-Wire | APSystems | 124063 | 264.6364 | Available Stock
KU20414 | APS DS3, QS1 BUS Cable 2m (6feet) | DS3,QS1 BUS Cable (PN: 2322301303) | IVMA APS DS3, QS1 BUS Cable 2m | APSystems | 2322301303 | 21.9205 | Available Stock
KU25020 | AC Connector - M - 12AWG | AC Cable Connector - Male - 25A (2300531032) | IVMA APS AC Connector - M - 12AWG | APSystems | 2300531032 | 8.2614 | Available Stock
KU22635 | AC Connector - M - 10AWG 32A | (PN: 2300931202) | IVMA APS AC Connector - M - 10AWG | APSystems | 2300931202 | 10.4318 | Available Stock
KU22636 | AC Connector - F - 10AWG 32A | (PN: 2300932202) | IVMA APS AC Connector - F - 10AWG | APSystems | 2300932202 | 10.4318 | Available Stock
KU25021 | AC Connector - F - 12AWG | AC Cable Connector - Female - 25A (2300532032) | IVMA APS AC Connector - F - 12AWG | APSystems | 2300532032 | 8.2614 | Available Stock
KU22341 | APS Rapid Shut Down D-PLC 1000V/ TUV - 20A | 1500V UL/1000V TUV, 0.5m input/2.4m (PN: 446101) | IVA APSM RSD-D (Duo) 20A | APSystems | 446101 | 42.6818 | Available Stock
KU22330 | APS DS3 Micro Inverter - Single PH | 880W, 220V AC, 60Hz (PN: 117001) 300-660Wp+ | IVM APS DS3-NA - 880VA | APSystems | 117001 | 207.4773 | Available Stock
KU22329 | APS DS3-L Micro Inverter - Single PH | 768W, 220V AC, 60Hz (PN: 118001) 265-570Wp+ | IVM APS DS3-L-NA - 768VA | APSystems | 118001 | 199.5455 | Available Stock
KU25017 | APSystems Y3 Bus Cable -2.4m - 10AWG | 2322600403 | IVMA APS Y3 Bus Cable -2.4m - 10AWG | APsystems | 2322600403 | 38.9091 | Available Stock
KU15457 | APS DS3/QT2 A Bus End Cap | end cap forDS3/QT2 | IVMA APS DS3/QT2 AC Bus End Cap | APSystems | 2060700017 | 9.3182 | Available Stock
KU22634 | APSystems Y3 Bus Cable for QT2 - 4m - 10AWG | (PN: 2322400703) | IVMA APS Y3 Bus Cable for QT2 - 4m - 10AWG | APSystems | 2322400703 | 41.3636 | Available Stock
KU22328 | APS DS3-S Micro Inverter - Single PH | 640W, 220V AC, 60Hz (PN: 119001) 250-480Wp+ | IVM APS DS3-S-NA - 640VA | APSystems | 119001 | 190.3182 | Available Stock
KU20841 | APS QS1 High-Capacity 4 Module Microinverter | QS1 300W+ 115047 | IVM APS QS1 high-capacity 4 module micro | APSystems | 115047 | 261.3636 | Available Stock
KU20833 | APS DS3/QT2 AC Trunk Y-Conn cap | DS3/QT2 Y-Conn Cap | IVMA APS DS3/QT2 Y-Conn Cap | APSystems | 2061702007 | 3.4091 | Available Stock
KU20994 | APsystems DC Extension Cable | 2m DC Extension Cable (MC4) (PN: 2310360214) | IVMA APS DC Extension Cable | APSystems | 2310360214 | 7.125 | Available Stock
KU22217 | APsystems Y3 BUS cable for DS3 4m | (PN: 2322401303) | IVMA APS Y3 BUS Cable DS3- 4m | APSystems | 2322401303 | 27.3295 | Available Stock
KU20464 | APS ECU-C gateway for DS3/YC600/QS1 | Commercial Energy Communication Unit | IVMA APS ECU-C GTWY (Commercial) | APSystems | 205001 | 373.8636 | Available Stock
KU20415 | APS ECU-R gateway for DS3/YC600/QS1 | Residential Energy Communication Unit (PN: 209001) | IVMA APS ECU-R GTWY (Residential) | APSystems | 209001 | 239.9091 | Available Stock
KU20838 | APS Y BUS Cable Unlock Tool |  | IVMA APS Y BUS Cable Unlock Tool | APSystems | 2352000001 | 3.4659 | Available Stock

## Drop Ship & Varying lead times
Item number | Description 1 | Description 2 | Matchcode | Manufacturer | Manufacturer-Item No. | Price | Status
KU21968 | APS Rapid Shut Down PLC 1000V UL/TUV | 415002 RSD-S-PLC | IVA APSM RSD PLC 1000V UL/TUV | APSmart | 415002 | 24.7841 | Drop Ship & Varying Leas times
KU22282 | APSmart Single Core Transmitter-PLC Outdoor Kit | 408006 | IVA APSM Single Core Transmitter-PLC Outdoor Kit | APSmart | 408006 | 104.3182 | Drop Ship & Varying Leas times
KU25018 | MC4 DC Connector Cap - M | Sealing cap for DC Connector - Male (2060401006) | IVMA APS MC4 DC Connector Cap - M | APSystems | 2060401006 | 1.1591 | Drop Ship & Varying Leas times
KU25019 | MC4 DC Connector Cap - F | Sealing cap for DC Connector - Female (2060402006) | IVMA APS MC4 DC Connector Cap - F | APSystems | 2060402006 | 1.1591 | Drop Ship & Varying Leas times
KU22671 | APS QT2 AC Bus End Cap | (PN:2062050002) | IVMA APS QT2 AC Bus End Cap | APSystems | 2062050002 | 10.3807 | Drop Ship & Varying Leas times
KU22672 | APS AC Connector - M - 10AWG | (PN: 2301511002) | IVMA APS AC Connector - M - 10AWG | APSystems | 2301511002 | 10.3807 | Drop Ship & Varying Leas times
KU22673 | APS AC Connector - F - 10AWG | (PN: 2301512002) | IVMA APS AC Connector - F - 10AWG | APSystems | 2301512002 | 10.3807 | Drop Ship & Varying Leas times
KU22663 | APsystems CT-200 Amp | PN:18083020012 | IVMA APS CT-200 Amp | APsystems | 18083020012 | 15.2159 | Drop Ship & Varying Leas times
KU15470 | APS YC500i/YC600/DS3 Warranty extension (15 years) | (Additional 15 years) | IVW APS YC500i/YC600/DS3 Warranty ext. (15 years) | APSystems | YC500i/YC600 -Warran | 17.0455 | Drop Ship & Varying Leas times
KU22669 | APSystems 5-Wire Bus Cable for QT2 - 2.4m - 10AWG | (PN: 2322609202) | IVMA APS 5-Wire Bus Cable for QT2 - 2.4m - 10AWG | APSystems | 2322609202 | 36.9091 | Drop Ship & Varying Leas times
KU22670 | APSystems 5-Wire Bus Cable for QT2 - 4.6m - 10AWG | (PN: 2322909202) | IVMA APS 5-Wire Bus Cable for QT2 - 4.6m - 10AWG | APSystems | 2322909202 | 55.3636 | Drop Ship & Varying Leas times
KU22662 | APSystems Zigbee/wi-fi Signal Booster | (PN:2376000003) | APSystems Zigbee/wi-fi Signal Booster | APSystems | 2376000003 | 58.1932 | Drop Ship & Varying Leas times
KU20766 | YC600(Y)-NA | YC600Y dual-module micro inverter | IVM APS YC600Y dual-module micro inverter | APSystems | YC600(Y)-NA | 164.7727 | Drop Ship & Varying Leas times
KU25024 | APS ECU-3-R4 | PN: 201001 | IVMA APS ECU-3-R4 | APSystems | 201001 | 242.6136 | Drop Ship & Varying Leas times
KU22493 | APsystems QT2-480 Three Phase | QT2 three ph, 480V AC-60Hz,1800W,450W/channel | IVM APS QT2-480v | APSystems | 124012 | 264.6364 | Drop Ship & Varying Leas times
KU15278 | YC1000 Trunk Cable 2M (6feet) | 42 terminal min. | IVMA APS YC1000 Trunk Cable 2M (6feet) | APSystems | 2322302552 | 32.9545 | Drop Ship & Varying Leas times
KU22694 | Aptos DNA Monofacial 440W/ BB 120 | PN: DNA-120-MF10-440W | SM AP DNA Monofacial 440W/ BB 120 | Aptos Solar | DNA-120-MF10-440W | 240 | Drop Ship & Varying Leas times
KU20452 | Axitec AC-300M/156-72S Silver Fr Perc Mono Module | High quality 300w solar panel - 1000V - mm frame | SM AC-300M/156-72S/MC4 - Silver Frame 1000V (mm) | AXITEC Energy |  | 149.5227 | Drop Ship & Varying Leas times
KU22291 | AxiPremium X HC 450W Mono HC Large Cells | 158.75mm, 144 Cell AC-450MH/144V | SM AC-450MH/144/FS35/SW | AXITEC Energy | AC-450MH/144V | 153.4091 | Drop Ship & Varying Leas times
KU22238 | AC-400MH/108/FS40-AU12594 | AXIpremium XL HC 400M Silver Frame | SM AC-400MH/144/FS40/BB | AXITEC Energy | AU12594 | 154.5455 | Drop Ship & Varying Leas times
KU21092 | AU12557 Axitec 385M Silver Frame | AU12557 Silver Frame, 144 Cell (PN: AU12557) | SM AC-385MH/144S/FS40/SW | AXITEC Energy | AU12557 | 43.75 | Drop Ship & Varying Leas times
KU22612 | AXIBLACKPREMIUM XXL 390MH | 182mm 108 cell all black solar module AU12646 | SM AC-390MH/108/FS35/BB | AXITEC Energy | AU12646 | 44.3182 | Drop Ship & Varying Leas times
KU21918 | AXIpremium X 400MH/144V | 158.75mm, 144 Cell (PN:AU12596) | SM AC-400MH/144/FS40/SW | AXITEC Energy | AU12596 | 45.4545 | Drop Ship & Varying Leas times
KU22076 | BYD Base HV - Base with BCU | BCU + Base (12286600-00) | SBA BYD Battery Control Unit Base | BYD | 12286600-00 | 547.875 | Drop Ship & Varying Leas times
KU27012 | BYD HVL BCU / Base | HVL BCU + Base (12989161-00) | SBA BYD HVL Battery Control Unit / Base | BYD | 12989161-00 | 663.2159 | Drop Ship & Varying Leas times
KU27013 | BYD HVL Module 4kWh | (PN: 12972686-00) | SB BYD HVL Module 4kWh | BYD | 12972686-00 | 1770.4886 | Drop Ship & Varying Leas times
KU21997 | BYD Battery Module B-Plus HV 2.5 |  | SB BYD Battery Module B-Plus H 2.5 | BYD | 12286499-00 | 1257.2159 | Drop Ship & Varying Leas times
KU22257 | Chem Link 6" Diameter E-Curb Round Kit | 1 pack contains 3 curbs (PN: F1350GR) | M CML 6" Diameter E-Curb Round Kit | Chem Link | F1350GR | 122.625 | Drop Ship & Varying Leas times
KU21629 | 4" Diameter E-Curb Round Kit | F1354-Sold in Box of 4 | M CML 4" Diameter E-Curb Round Kit | Chem Link | F1354 | 82.9773 | Drop Ship & Varying Leas times
KU21605 | Chilicon Power Modular AC Cable Disconnect Tool | ( PN: AC-Tool) | IVMA CH Modular AC Cable Disconnect Tool | Chilicon Power | AC-Tool | 6.5682 | Drop Ship & Varying Leas times
KU21606 | Chilicon Power Modular DC Unlock Tool | ( PN: DC-Tool) | IVMA CH Modular DC Unlock Tool | Chilicon Power | DC-Tool | 6.5682 | Drop Ship & Varying Leas times
KU21613 | Chilicon Power 1.7m MTC-JBOX Open End 10AWG | MTC-JBOX (Open Ended) | IVMA CH 1.7m MTC-JBOX Open End 10AWG | Chilicon Power | MTC-JBOX MTC-JBOX | 27.3182 | Drop Ship & Varying Leas times
KU21912 | CS 400W HiDM5 Black High Density Mono Perc | CS1Y-400 | SM CSI-400W HiDM5 Black All Black Mono Perc | CSI | CS1Y-400 | 221.6136 | Drop Ship & Varying Leas times
KU22424 | Canadian Solar HiKu Mono 390 Black | CS3N-390 | SM CSI-390M/132/FS35/BB | CSI | CS3N-390 | 243.3068 | Drop Ship & Varying Leas times
KU22446 | Canadian Solar HiKu Mono 395 Black | CS3N- MS 395W | SM CSI-395W/132/FS35/BB | CSI | CS3N-MS 395W | 89.7727 | Drop Ship & Varying Leas times
KU22683 | Enphase IQ Control Cable | 1 Pack = 20 Feet | IVMA EE IQ Control Cable | Enphase Energy | CTRL-SC3-NA-01 | 0.93409 | Drop Ship & Varying Leas times
KU20110 | Enphase Disconnect tool for IQ Cable connectors | MC and Amphenol DC connectors, and AC module mnt | IVMA EE IQ Disconnect tool for IQ Cable connectors | Enphase Energy | EN-Q-DISC-10 | 3.1023 | Drop Ship & Varying Leas times
KU14316 | Split-core CT accuracy +/- 2.5% | use w IQ Envoy Metered or Envoy-S (CT-200-SPLIT) | IVMA EE Split-core Current Transformer (CT) | Enphase Energy | CT-200-SPLIT | 21.9318 | Drop Ship & Varying Leas times
KU20702 | Enphase IQ Cable for 72 cell 1.7m landscape module | Landscape Cable for 72 Cell | IVMA EE IQ 72 Cell-Enphase Landscape Cable 240V | Enphase Energy | Q-12-20-200 | 26.9545 | Drop Ship & Varying Leas times
KU22337 | Enphase IQ Rapid Shut Down unit | (PN: EP200G-NA-02-RSD) | IVMA EE IQ Rapid Shut Down unit | Enphase Energy | EP200G-NA-02-RSD | 71.2841 | Drop Ship & Varying Leas times
KU20052 | Enphase M215-60-230-S22 INT |  | IVM EE Enphase M215-60-230-S22 INT | Enphase Energy | M215-60-230-S22 | 99.3473 | Drop Ship & Varying Leas times
KU25003 | Enphase 250W Commercial Microinverter | 277vac, 60 or 72 cells, MC4 Connect, Int. Ground | IVM EE Enphase 250W Commercial Microinverter | Enphase Energy | EN-C250-2LN-S2 | 100.783 | Drop Ship & Varying Leas times
KU20748 | Enphase IQ 7+ 235-440W+ micro | ADAPTER CABLE INCLUDED (IQ7PLUS-72-2-US) | IVM EE Enphase IQ 7+ | Enphase Energy | IQ7PLUS-72-2-US | 140.4318 | Drop Ship & Varying Leas times
KU22347 | Enphase IQ 7+ 235-440W+ micro (M) | ADAPTER CABLE NOT NEEDED (IQ7PLUS-72-M-US) | IVM EE Enphase IQ 7+ (M) | Enphase Energy | IQ7PLUS-72-M-US | 140.4318 | Drop Ship & Varying Leas times
KU21746 | Enphase IQ7A microinverter | IQ7A-72-2-US | IVM EE Enphase IQ7A | Enphase Energy | IQ7A-72-2-US | 165.5114 | Drop Ship & Varying Leas times
KU22354 | Enphase IQ8M Microinverter | w/ Bulkhead Connector (PN: IQ8M-72-2-US) | IVM EE IQ8M Microinverter | Enphase Energy | IQ8M-72-2-US | 178.7841 | Drop Ship & Varying Leas times
KU14933 | Enphase Envoy-S communications gateway | with basic PV production monitoring WIFI enabled | IVMA EE Envoy-S | Enphase Energy | EN-ENV-S-AB-120-A | 414.3295 | Drop Ship & Varying Leas times
KU20116 | ENV-IQ-AMI-240 | IQ Envoy, single phase, RGM accuracy | IVMA EE IQ Envoy, single phase, RGM accuracy | Enphase Energy | ENV-IQ-AMI-240 | 477.0568 | Drop Ship & Varying Leas times
KU22715 | Enphase IQ Envoy, Single Phase, RGM accuracy(ENV2) | ENV2-IQ-AM1-240 IEEE Compliant | IVMA EE IQ Envoy, Single Phase, RGM accuracy(ENV2) | Enphase Energy | ENV2-IQ-AM1-240 | 477.0614 | Drop Ship & Varying Leas times
KU20640 | Enphase AC combiner with IQ Envoy for 6+ | Combiner for the IQ6+ | IVMA EE AC Combiner with IQ Envoy for 6+ | Enphase Energy | X-IQ-AM1-240-2 | 481.9091 | Drop Ship & Varying Leas times
KU22709 | Enphase IQ Combiner 5 | 80A, 120V/240V Split Phase | IVMA EE IQ Combiner 5 | Enphase Energy | X-IQ-AM1-240-5 | 626.6241 | Drop Ship & Varying Leas times
KU21982 | Enphase AC combiner with IQ Envoy & CT's | RGM w/ solid-core CT (PN: X-IQ-AM1-240-3-ES) | IVMA EE AC combiner with IQ Envoy & CT's | Enphase Energy | X-IQ-AM1-240-3-ES | 626.625 | Drop Ship & Varying Leas times
KU22314 | Enphase AC combiner with Envoy | PN: X-IQ-AM1-240-4 | IVMA EE AC combiner with Envoy | Enphase Energy | X-IQ-AM1-240-4 | 626.625 | Drop Ship & Varying Leas times
KU22631 | Enphase AC Combiner with IEEE | PN: X2-IQ-AM1-240-4 | IVMA EE X2 AC Combiner with IEEE | Enphase Energy | X2-IQ-AM1-240-4 | 626.625 | Drop Ship & Varying Leas times
KU15315 | Enphase Envoy AC combiner w/ Envoy S comm. gateway | intergrated for RGM production metering | IVMA EE Enphase AC comb w/ Envoy S comm gateway | Enphase Energy | EN-XAM1-120-M | 634.2727 | Drop Ship & Varying Leas times
KU22331 | Enphase AC combiner with IQ Envoy, CT's & Cell Mod | 80A, 120V/240V Split Phase (PN:X-IQ-AM1-240-4C) | IVMA EE AC Combiner - Envoy, CT & Cell Modem | Enphase Energy | X-IQ-AM1-240-4C | 981.0682 | Drop Ship & Varying Leas times
KU21812 | IQ Enpower Smart Switch w/ 200A capacity | EP200G101-M240US01 | SBA EE IQ Enpower Smart Switch (IQ8 Series) | Enphase Energy | EP200G101-M240US01 | 1152.2614 | Drop Ship & Varying Leas times
KU22378 | IQ Enpower Smart Switch w/ 200A capacity | ONLY COMPATIBLE W/ IQ7 SERIES (EP200G101-M240US00) | SBA EE IQ Enpower Smart Switch (IQ7 Series) | Enphase Energy | EP200G101-M240US00 | 1730.1136 | Drop Ship & Varying Leas times
KU22682 | Enphase IQ System Controller 3 (for IQ BAT) | 200A/240V - NO GENERATOR SUPPORT | IVMA EE IQ System Controller 3 | Enphase Energy | SC200D111C240US01 | 1821.233 | Drop Ship & Varying Leas times
KU22477 | Enphase ENCHARGE-10T-1P-NA (Thin) Complete Kit | 1x 10T Case and 3x 3t Batteries | SB EE Encharge-10T Complete Base Kit | Enphase Energy | T01-US00-1-3/1290-O | 2698.8636 | Drop Ship & Varying Leas times
KU22480 | Enphase IQ7A (M) microinverter | (PN: IQ7A-72-M-US) | IVM EE Enphase IQ7A (M) | Enphase Energy | IQ7A-72-M-US | 181.8182 | Drop Ship & Varying Leas times
KU22476 | Enphase IQ Battery 10T cover kit | B10T-C-1290-O | SBA EE IQ Battery 10T cover kit | Enphase Energy | B10T-C-1290-O | 526.1364 | Drop Ship & Varying Leas times
KU22332 | Enphase ENCHARGE-10T-1P-NA (Thin) | (PN: ENCHARGE-10T-1P-NA) | SB EE Encharge-10T Base Kit | Enphase Energy | ENCHARGE-10T-1P-NA | 4960.2273 | Drop Ship & Varying Leas times
KU22697 | Enphase Battery 10T Cover Kit | PN: B10T-C-1290-O | SBA EE 10T Cover Kit | Enphase Energy | B10T-C-1290-O | 532.875 | Drop Ship & Varying Leas times
KU20108 | Enphase Terminator Cap for IQ Cable ends | Center Feed Requires 2 Per Branch | IVMA EE IQ Terminator end Cap | Enphase Energy | EN-Q-TERM-10 | 15.6136 | Drop Ship & Varying Leas times
KU20407 | Enphase Q-Conn-10F Female | (1 Pack = 10 pcs) Q-Conn-10F | IVMA EE Q-Conn-10F Female | Enphase Energy | Q-Conn-10F | 1.1023 | Drop Ship & Varying Leas times
KU25009 | Enphase IQ Cable for 72 cell 2m landscape module | Q-12-20-200 | IVMA EE IQ 72 Cell-Enphase Landscape Cable 240V | Enphase Energy | Q-12-20-200 | 25.0568 | Drop Ship & Varying Leas times
KU22475 | Enphase IQ Battery 3T Base Kit (no cover) | B03-T01-US00-1-3, with one 1.28kVA, 3.36kWh | SB EE IQ Battery 3T Base Kit (no cover) | Enphase Energy | B03-T01-US00-1-3 | 2172.7273 | Drop Ship & Varying Leas times
KU22325 | Enphase IQ8A Microinverter | PN: IQ8A-72-2-US | IVM EE IQ8A Microinverter | Enphase Energy | IQ8A-72-2-US | 189.7727 | Drop Ship & Varying Leas times
KU21811 | ENCHARGE-3-1P-NA | (1) B03-A01-US00-1-3, (1) B03-C-0350-O | SB EE Encharge-3 Base Kit | Enphase Energy | ENCHARGE-3-1P-NA | 2348.8636 | Drop Ship & Varying Leas times
KU22313 | Enphase IQ8+ Microinverter | PN: IQ8PLUS-72-2-US | IVM EE IQ8+ Microinverter | Enphase Energy | IQ8PLUS-72-2-US | 160.6818 | Drop Ship & Varying Leas times
KU22333 | Enphase ENCHARGE-3T-1P-NA (Thin) | (PN: ENCHARGE-3T-1P-NA) | SB EE Encharge-3T Base Kit | Enphase Energy | ENCHARGE-3T-1P-NA | 1590.9091 | Drop Ship & Varying Leas times
KU22491 | Enphase Cell Modem M1-06-SPRINT-05 | LTE 5yr data plan (PN: CELLMODEM-M1-06-SP- 05) | IVMA EE Cell Modem - SPRINT | Enphase Energy | CELLMODEMM106SP05 | 350.7159 | Drop Ship & Varying Leas times
KU21815 | Enphase AC combiner with IQ Envoy | Combiner for the IQ (PN:X-IQ-AM1-240-3 M) | IVMA EE AC Combiner with IQ Envoy | Enphase Solar | X-IQ-AM1-240-3 M | 506.8182 | Drop Ship & Varying Leas times
KU22216 | Fortress eFlex Wall Mount Kit | 10069626 | SBA FP eFlex Wall Mount Kit | Fortress Power | 10069626 | 69.2045 | Drop Ship & Varying Leas times
KU22657 | Fortress Guardian Battery Monitoring | For eFlex & eVault | SBA FP Guardian BAT Monitor | Fortress Power | Guardian Battery Mon | 299.8864 | Drop Ship & Varying Leas times
KU22656 | Fortress Envy Distribution Panel | Distribution Panel for 8/10kw inverter | IVA FR Envy Distribution Panel for 8/10kw inv. | Fortress Power | Distribution Panel | 472.8977 | Drop Ship & Varying Leas times
KU22625 | Fortress FlexTower |  | SBA FR FlexTower (inverter + battery enclosure) | Fortress Power | FlexTowerI+B | 1914.6591 | Drop Ship & Varying Leas times
KU22215 | eFlex 5.4 Lithium Ferro Phosphate Battery | Fortress (eFlex 5.4) | SB FP eFlex 5.4 Lithium Ferro Phosphate | Fortress Power | eFlex 5.4 | 3238.6364 | Drop Ship & Varying Leas times
KU22654 | Fortress Envy 8K Inverter | 8K Inverter with 5 yr warranty | IV FR Envy Inverter 8k | Fortress Power | Envy Inverter 8K | 4238.7841 | Drop Ship & Varying Leas times
KU22380 | Fortress eFlex Combining Rack (4 eFlex per Rack) | Includes busbars and 4 sets of battery cables | SBA FP FlexRack - G2 | Fortress Power | FlexRack - G2 | 720.8864 | Drop Ship & Varying Leas times
KU21908 | Fortress Lithium Ferro Phosphate eVault MAX 18.5k | 51.2V (48V), 360AH, 18.5 KWH total capacity, LCD | SB FT eVault MAX 18.5 LFP Battery | Fortress Power | eVault MAX 18.5 | 9555 | Drop Ship & Varying Leas times
KU25025 | FranklinWH Smart Circuits Module | PN: ACCY-SCV1-US | SB FWH Smart Circuits Module | FranklinWH | ACCY-SCV1-US | 258.2614 | Drop Ship & Varying Leas times
KU25023 | FranklinWH aGate X Energy Management Device | 12-year warranty, AGT-R1V1-US | SBA FWH aGate X Manager | FranklinWH | AGT-R1V1-US | 1443.0023 | Drop Ship & Varying Leas times
KU25022 | FranklinWH aPower X AC Battery - 13.6kWh | 120/240Vac,12-year warranty, APR-05K13V1-US | SB FWH aPower X BAT - 13.6kWh | FranklinWH | APR-05K13V1-US | 8893.2807 | Drop Ship & Varying Leas times
KU25006 | Fronius Symo 20.0-3 480 | Transformerless | IV FR Symo 20.0-3 480 | Fronius | 4,210,054,800 | 0 | Drop Ship & Varying Leas times
KU14925 | Fronius Modbus Card retrofit |  | DCI FR Modbus Card retrofit | Fronius | 4,240,021,Z | 44.9886 | Drop Ship & Varying Leas times
KU13902 | Fronius Datamanager WLAN IG(Plus)US rf | For wireless communication | DCI FR Datamanager WLAN IG(Plus) UR rf | Fronius | 4,240,027,Z | 285.7841 | Drop Ship & Varying Leas times
KU15084 | Fronius Datamanager 2.0 WLAN GalSymPrim | For wireless communication | DCD FR Datamanager 2.0 WLAN GalSymPrim | Fronius | 4,240,038,z | 287.2045 | Drop Ship & Varying Leas times
KU22647 | Fronius IG 3000 NEG | (PN: 4,200,103,800) | IV FR IG 3000 NEG | Fronius | 4,200,103,800 | 1063.9968 | Drop Ship & Varying Leas times
KU15001 | Fronius Primo 3.8-1 | Transformerles; with dual MPPT Tracker & AFCI | IV FR Primo 3.8-1 | Fronius | 4,210,064,800 | 1233.3636 | Drop Ship & Varying Leas times
KU15002 | Fronius Primo 5.0-1 | Transformerles; with dual MPPT Tracker & AFCI | IV FR Primo 5.0-1 | Fronius | 4,210,063,800 | 1322.5 | Drop Ship & Varying Leas times
KU15003 | Fronius Primo 6.0-1 | Transformerles; with dual MPPT Tracker & AFCI | IV FR Primo 6.0-1 | Fronius | 4,210,062,800 | 1470.2841 | Drop Ship & Varying Leas times
KU15004 | Fronius Primo 7.6-1 | Transformerles; with dual MPPT Tracker & AFCI | IV FR Primo 7.6-1 | Fronius | 4,210,061,800 | 1736.6591 | Drop Ship & Varying Leas times
KU14996 | Fronius Symo 24.0-3 480 with AFCI | Transformerless, includes Datalogger and Webserver | IV FR Symo Lite 24.0-3 480 | Fronius | 4,210,056,801 | 2768.1818 | Drop Ship & Varying Leas times
KU21142 | Fronius Symo Advance Lite 15.0-3 480 with AFCI | (PN: 4,210,092,801) | IV FR Symo Advance Lite 15.0-3 480 4,210,092,801 | Fronius | 4,210,092,801 | 2769.1364 | Drop Ship & Varying Leas times
KU14992 | Fronius Symo 15.0-3 480 with AFCI | 3-Phase transformerless, without Datamanager 2.0 | IV FR Symo Lite 15.0-3 480 | Fronius | 4,210,092,801 | 2810.6705 | Drop Ship & Varying Leas times
KU15257 | Fronius Rapid Shutdown Box Single | NEC 2014 compliant single phase 1.5-15kw | DCD FR RSD Box Single | Fronius | 4,240,151 | 17.0455 | Drop Ship & Varying Leas times
KU20836 | Fronius Symo Lite Advanced 10.0 208V | 4,210,090,801 | IV FR Symo Lite Advanced 10.0 208V | Fronius | 4,210,090,801 | 2739.3068 | Drop Ship & Varying Leas times
KU20461 | Fronius Rapid Shutdown Duo |  | DCD FR Fronius Rapid Shutdown Duo | Fronius | 4,240,153 | 13.6364 | Drop Ship & Varying Leas times
KU22590 | GNR 3.0kWh PWRcell DCB Battery Module | PN: 8004 | SB GNR 3.0kWh PWRcell DCB Battery Module | Generac | G008004 | 1756.0227 | Drop Ship & Varying Leas times
KU21550 | GNR PWRcell Battery Cabinet Indoor | INDOOR (APKE00007) | IVAC GNR PWRcell Battery Cabinet | GENERAC | APKE00007 | 2145.2159 | Drop Ship & Varying Leas times
KU22591 | GNR PWRcell OR (Outdoor Rated) Battery Cabinet | PN: APKE00042 | IVAC GNR PWRcell OR Battery Cabinet | Generac | APKE00042 | 2645.5227 | Drop Ship & Varying Leas times
KU22642 | GNR PWRcell 3R Outdoor Rated Battery Cabinet | PN: APKE00028 | IVAC GNR PWRcell 3R Outdoor Rated Battery Cabinet | Generac | APKE00028 | 2747.8249 | Drop Ship & Varying Leas times
KU22087 | GNR 11.4KW 30 PWRcell Inverter w/CT | APKE00013 | IVH GNR 11.4KW 30 PWRcell Inverter w/CT | GENERAC | APKE00013 | 4068.9886 | Drop Ship & Varying Leas times
KU21551 | GNR 2.85kWh PWRcell Battery Module | A0000391219 | SB GNR 2.85kWh PWRcell Battery Module | GENERAC | A0000391219 | 1492.625 | Drop Ship & Varying Leas times
KU21548 | GNR PV Link- 2500W MPPT Substring Optimizer | APKE00010 | IVAC GNR PV Link- 2500W MPPT Substring Optimizer | GENERAC | APKE00010 | 491.6932 | Drop Ship & Varying Leas times
KU22086 | GNR 7.6KW 10 PWRcell Inverter w/CT | XVT076A03 | IVH GNR 7.6KW 10 PWRcell Inverter w/CT | GENERAC | XVT076A03 | 1505.6023 | Drop Ship & Varying Leas times
KU22277 | GNR Smart Switch 200 Amp 120/240 1Ø NEMA 3R CUL | (PN: CXSW200A3 ) | IVAC GNRTransfer Switch 200 AMP 120/240 | GENERAC | CXSW200A3 | 833.0114 | Drop Ship & Varying Leas times
KU22646 | GoodWe Wifi module- communication module | 4G dongle | IVA GW wifi module - communication module | GoodWe | wifi module | 140.9432 | Drop Ship & Varying Leas times
KU22592 | GoodWe PV Inverter GW500A-MS | PN: GW5000A-MS | IV GW PV Inverter GW500A-MS | GoodWe | GW5000A-MS | 1196.0909 | Drop Ship & Varying Leas times
KU22651 | GoodWe PV Inverter GW6000A-MS | (pn:GW6000A-MS) | GoodWe PV Inverter GW6000A-MS | Goodwe | GW6000A-MS | 1258.375 | Drop Ship & Varying Leas times
KU22391 | GoodWe PV Inverter GW7600A-MS | (PN: GW7600A-MS) | IV GW PV Inverter GW7600A-MS | Goodwe | GW7600A-MS | 1373.7159 | Drop Ship & Varying Leas times
KU22655 | GoodWe PV Inverter GW11K4-MS-US30 | PN: GW11K4-MS-US30 | GoodWe PV Inverter GW11K4-MS-US30 | Goodwe | GW11K4-MS-US30 | 1439.4545 | Drop Ship & Varying Leas times
KU22349 | GoodWe PV Inverter GW9600A-MS | (PN: GW9600A-MS) | IV GW PV Inverter GW9600A-MS | Goodwe | GW9600A-MS | 1517.8864 | Drop Ship & Varying Leas times
KU22292 | GoodWe Hybrid Inverter | Includes AC Bypass Switch (AES9600-03-00P) | IV GW AES9600-03-00P | Goodwe | AES9600-03-00P | 3261.3636 | Drop Ship & Varying Leas times
KU22645 | GoodWe Grid tied Inverter 3-phase GW50K-SMT-US | GW50K-SMT-US | IV GW Grid tied Inverter 3-phase GW50K-SMT-US | Goodwe | GW50K-SMT-US | 4406.0227 | Drop Ship & Varying Leas times
KU22373 | GoodWe Storage Inverter GW5000A-BP w/o Switch | Without AC Bypass (PN: ABP5000-01-00P) | IV GW Storage Inverter GW5000A-BP | Goodwe | GW5000A-BP | 2193.7841 | Drop Ship & Varying Leas times
KU22351 | GE 9600W Hybrid Inverter, Single Phase 4 MPPT | GEH Series (PN: HUA9600-03-00P APS) | IV GW GE Hybrid INV GEH9.6-1U-US10 | Goodwe | GEH9.6-1UUS10 | 1943.75 | Drop Ship & Varying Leas times
KU22350 | GE 7600W Hybrid Inverter, Single Phase 4 MPPT | GEH Series (PN: HUA7600-02-00P) | IV GW GE Hybrid INV GEH7.6-1U-US10 | Goodwe | GEH7.6-1UUS10 | 1606.125 | Drop Ship & Varying Leas times
KU22352 | GE Auto Transformer 120V Output | For GEH/GEC (PN: ATX9600-06-00P (GE)) | IVA GW GE ATX9600-06-00P | Goodwe | GW9600A-TX GE | 347.7273 | Drop Ship & Varying Leas times
KU22323 | GoodWe Storage Inverter GW7600A-BP w/o Switch | Without AC Bypass (PN: ABP7600-01-00P) | IV GW Storage Inverter GW7600A-BP | Goodwe | GW7600A-BP | 2569.5114 | Drop Ship & Varying Leas times
KU22307 | GoodWe Hybrid Inverter GW7600A-ES 10 year w switch | * includes AC Bypass Switch (AES7600-03-00P) | IV GW Hybrid Inverter GW7600A-ES 10 year | Goodwe | GW7600A-ES | 2770.4545 | Drop Ship & Varying Leas times
KU22309 | GoodWe Hybrid Inverter GW9600A-ES 10 year w switch | * includes AC Bypass Switch (AES9600-07-00P) | IV GW Hybrid Inverter GW9600A-ES 10 year | Goodwe | GW9600A-ES | 3192.3295 | Drop Ship & Varying Leas times
KU20207 | Q CELLS Q.ANTUM Solar Module 325P S/W | High-Performance 72 cell SLV frame WHT backsheet | SM QC-325P/72/FS32/SW/4BB | Hanwha Q CELLS | Q.PLUS L-G4.2 325 | 141.7443 | Drop Ship & Varying Leas times
KU22602 | Q CELLS Q.PEAK DUO BLK - G10.+ 365w | Q.ANTUM Duo BLK-G10 | SM QC-365M/120/FS32/BB | Hanwha Q CELLS | Q.Peak Duo 365 | 145.1705 | Drop Ship & Varying Leas times
KU20832 | Q CELLS Q.Peak DUO 325 Mono Half-Cell | BOW Q.Peak Duo-G5 325 | SM QC-325MDuo/60/FS32/BW/6BOW | Hanwha Q CELLS | Q.Peak Duo-G5 325 | 155.3068 | Drop Ship & Varying Leas times
KU21915 | Q CELLS Q.PEAK DUO L G7.2 405W |  | SM QC-405w/144/FS35/SW | Hanwha Q CELLS | Q.PEAKDUO L G7.2 405 | 163.3807 | Drop Ship & Varying Leas times
KU20389 | Q Cells Q.ANTUM Q.PLUS L G4.2 335P | High Performance 72 Cell | SM QC-335P/72/FS35/SWW/4BB | Hanwha Q CELLS | Q.PLUS L G4.2 335 | 174.733 | Drop Ship & Varying Leas times
KU25001 | Q-Cell Q.Peak 295w All Black Mono | Black Frame, Black Backsheet, High Performance | SM QC-295M/60/FS32/BB/4BB | Hanwha Q CELLS | Q.PEAK-G4.1 295 | 188.0568 | Drop Ship & Varying Leas times
KU22452 | Q CELLS Q.PEAK DUO BLK - G10+ 360w | Q.ANTUM Duo BLK-G10 | Reserved* SM QC-360M/120/FS32/BB/ SPA | Hanwha Q CELLS | Q.Peak Duo 360 | 245.4545 | Drop Ship & Varying Leas times
KU22460 | Q.PEAK DUO XL-G11 Bifacial 580 |  | SM QC-580W / BF/156/FS35/SW | Hanwha Q CELLS | DUO XL-G11 BF 580 | 382.2727 | Drop Ship & Varying Leas times
KU22299 | Q-Cell Q HOME 7.6kW/12.6kW HYBRID INVERTER | HQCAESS1116 | IV QC QH 7.6K / 12.6K Hybrid Inverter | Hanwha Q CELLS | HQCAESS1116 | 2272.7273 | Drop Ship & Varying Leas times
KU22303 | Q-Cell Q HOME 7.6kW/18.9 kW HYBRID INVERTER | HQCAESS1118 | IV QC QH 7.6K / 18.9K Hybrid Inverter | Hanwha Q CELLS | HQCAESS1118 | 3977.2727 | Drop Ship & Varying Leas times
KU22429 | Q CELLS Q.PEAK DUO BLK ML- G10+ 400 | Q.PEAK DUO BLK ML-G10+ 400 | SM QC-400M/144/FS35/BB | Hanwha Q CELLS | Q.PEAKDUO BLKG10 400 | 136.3636 | Drop Ship & Varying Leas times
KU22707 | IronRidge Tile Hook Deck Flashing, Mill | PN: QM-THDF-01-M1 | M IR Tile Hook Deck Flashing, Mill | Iron Ridge | QM-THDF-01-M1 | 2.375 | Drop Ship & Varying Leas times
KU22703 | Contour End Caps (L-R Pair) | PN: CTR-CAP-01-B1 | M IR Contour End Caps (L-R Pair) | Iron Ridge | CTR-CAP-01-B1 | 3.0568 | Drop Ship & Varying Leas times
KU22594 | IR Tile Replacement Base (1 L-Foot 1 Lag) | use w/Tile Replacement Flashing | M IR Tile Replacement Kit KOB-1L01-B1 | Iron Ridge | KOB-1L01-B1 | 11.3864 | Drop Ship & Varying Leas times
KU22704 | Contour Corner Cap, Outer | PN: CTR-OUT-01-B1 | M IR Contour Corner Cap, Outer | Iron Ridge | CTR-OUT-01-B1 | 30.0682 | Drop Ship & Varying Leas times
KU22702 | Contour Trim, 84"LG | PN: CTR-TR84-01-B1 | M IR Contour Trim, 84"LG | Iron Ridge | CTR-TR84-01-B1 | 30.8295 | Drop Ship & Varying Leas times
KU21481 | BX-CMA-M1-M1 | IronRidge BX MLPE Mounting Assembly | M IR BX MLPE Mounting Assembly | IronRidge | BX-CMA-MI-M1 | 0.011364 | Drop Ship & Varying Leas times
KU22692 | IR Stopper Sleeve, 30MM, Mill | PN: UFO-STP-30MM-M1 | M IR Stopper Sleeve, 30MM, Mill | IronRidge | UFO-STP-30MM-M1 | 0.46591 | Drop Ship & Varying Leas times
KU22205 | XR100, Rail 204" (17 Feet) Black | IronRidge XR100, Rail (XR-100-204B) | M IR XR100 Rail 204" (17 Feet) Black | IronRidge | XR-100-204B | 0.56818 | Drop Ship & Varying Leas times
KU21502 | BX-CT-EC-P1 | IronRidge BX Cable Tie and Edge clip, Black | M IR BX Cable Tie and Edge clip, UV rated, black | IronRidge | BX-CT-EC-P1 | 0.71591 | Drop Ship & Varying Leas times
KU22713 | RD Structural Screw, 3.0L (5 bags of 120 screws) | PN: HW-RD1430-01-M1 | M RD Structural Screw, 3.0L (5 bags of 120 screws) | IronRidge | HW-RD1430-01-M1 | 0.71591 | Drop Ship & Varying Leas times
KU20181 | IR Kit, 4Pcs, Stopper Sleeve, 35MM, Mill | UFO-STP-35MM | M IR Kit, 4Pcs, Stopper Sleeve, 35MM, Mill | IronRidge | UFO-STP-35MM | 1.0455 | Drop Ship & Varying Leas times
KU20182 | IR Kit, 4Pcs, Stopper Sleeve, 38MM, Mill | UFO-STP-38MM | M IR Kit, 4Pcs, Stopper Sleeve, 38MM, Mill | IronRidge | UFO-STP-38MM | 1.0455 | Drop Ship & Varying Leas times
KU20183 | IR Kit, 4Pcs, Stopper Sleeve, 40MM, Mill | UFO-STP-40MM | M IR Kit, 4Pcs, Stopper Sleeve, 40MM, Mill | IronRidge | UFO-STP-40MM | 1.0455 | Drop Ship & Varying Leas times
KU20218 | IR Kit, 4Pcs, Stopper Sleeve, 33MM, Clear | UFO-STP-33MM | M IR Kit, 4Pcs, Stopper Sleeve, 33MM, Clear | IronRidge | UFO-STP-33MM | 1.0455 | Drop Ship & Varying Leas times
KU22204 | XR100, Rail 204" (17 Feet) Clear | IronRidge XR100, Rail (XR-100-204A) | M IR XR100 Rail 204" (17 Feet) Clear | IronRidge | XR-100-204A | 1.1364 | Drop Ship & Varying Leas times
KU21476 | BX-TCL-35MM-M1 | IronRidge BX Top Clamp, 35mm, Mill | M IR BX Top Clamp, 35mm, Mill | IronRidge | BX-TCL-35MM-M1 | 1.1477 | Drop Ship & Varying Leas times
KU21496 | BX-TCL-40MM-M1 | IronRidge BX Top Clamp, 40mm, Mill | M IR BX Top Clamp, 40mm, Mill | IronRidge | BX-TCL-40MM-M1 | 1.1477 | Drop Ship & Varying Leas times
KU20184 | IR Kit, 4Pcs, Stopper Sleeve, 35MM, Black | UFO-STP-35MM-B | M IR Kit, 4Pcs, Stopper Sleeve, 35MM, Black | IronRidge | UFO-STP-35MM-B | 1.1818 | Drop Ship & Varying Leas times
KU20185 | IR Kit, 4Pcs, Stopper Sleeve, 38MM, Black | UFO-STP-38MM-B | M IR Kit, 4Pcs, Stopper Sleeve, 38MM, Black | IronRidge | UFO-STP-38MM-B | 1.1818 | Drop Ship & Varying Leas times
KU20186 | IR Kit, 4Pcs, Stopper Sleeve, 40MM, Black | UFO-STP-40MM-B | M IR Kit, 4Pcs, Stopper Sleeve, 40MM, Black | IronRidge | UFO-STP-40MM-B | 1.1818 | Drop Ship & Varying Leas times
KU21477 | BX-BCL-M1 | BX-BCL-M1 | M IR BX Bottom Clamp w/ Hardware | IronRidge | BX-BCL-M1 | 1.4432 | Drop Ship & Varying Leas times
KU20194 | IR Kit, ¼ X ¾ Microinverter Bonding Hardware | MI-BHW | M IR Kit, ¼ X ¾ Microinverter Bonding Hardware | IronRidge | MI-BHW | 1.4952 | Drop Ship & Varying Leas times
KU20191 | IR Kit, 4 pcs, Square-Bolt L-foot Bonding Hardware | FM-SQ-BHW | M IR Kit, 4 pcs, Square-Bolt L-foot Bonding Hardwa | IronRidge | FM-SQ-BHW | 3.9873 | Drop Ship & Varying Leas times
KU20187 | IR Kit, 4Pcs, Slotted L-Foot, Mill | FM-LFT-003 | M IR Kit, 4Pcs, Slotted L-Foot, Mill | IronRidge | FM-LFT-003 | 4.9841 | Drop Ship & Varying Leas times
KU21500 | PV-LUG-01-A1 | Ground Lug | M IR BX PV Ground Lug | IronRidge | PV-LUG-01-A1 | 5.0455 | Drop Ship & Varying Leas times
KU20192 | IR Kit, 4pcs, T-Bolt L-Foot Bonding Hardware | FM-TB-BHW | M IR Kit, 4pcs, T-Bolt L-Foot Bonding Hardware | IronRidge | FM-TB-BHW | 5.865 | Drop Ship & Varying Leas times
KU20188 | IR Kit, 4Pcs, Slotted L-Foot, Black | FM-LFT-003-B | M IR Kit, 4Pcs, Slotted L-Foot, Black | IronRidge | FM-LFT-003-B | 5.9809 | Drop Ship & Varying Leas times
KU22701 | Contour Clamp (incl. Torx bit) | PN: CTR-CL-01-B1 | M IR Contour Clamp (incl. Torx bit) | IronRidge | CTR-CL-01-B1 | 6.4773 | Drop Ship & Varying Leas times
KU22712 | Halo Ultra Grip, Black | PN: QM-HUG-01-B1 | M IR Halo Ultra Grip, Black | IronRidge | QM-HUG01-B1 | 6.6136 | Drop Ship & Varying Leas times
KU22693 | IR L-Mount 9"x12, Mill | PN: QM-LM-01-M1 | M IR L-Mount 9"x12, Mill | IronRidge | QM-LM-01-M1 | 6.6705 | Drop Ship & Varying Leas times
KU20279 | IR Kit, XR1000 Bonded Splice | XR1000-BOSS-01-M1 | M IR Kit, XR1000 Bonded Splice | IronRidge | XR1000-BOSS-01-M1 | 6.8636 | Drop Ship & Varying Leas times
KU20176 | IR Kit, End Cap XR10 (10 Sets Per Bag) | XR-10-CAP | M IR Kit, End Cap XR10 (10 Sets Per Bag) | IronRidge | XR-10-CAP | 6.9777 | Drop Ship & Varying Leas times
KU20177 | IR Kit, End Cap XR100 (10 Sets Per Bag) | XR-100-CAP | M IR Kit, End Cap XR100 (10 Sets Per Bag) | IronRidge | XR-100-CAP | 6.9777 | Drop Ship & Varying Leas times
KU20195 | IR Kit, 2pcs, Grounding Lug, Low Profile | GD-LUG-003 | M IR Kit, 2pcs, Grounding Lug, Low Profile | IronRidge | GD-LUG-003 | 7.4182 | Drop Ship & Varying Leas times
KU20178 | IR Kit, 4pcs, Universal Module Clamp, Mill | UFO-CL-001 | M IR Kit, 4pcs, Universal Module Clamp, Mill | IronRidge | UFO-CL-001 | 7.4645 | Drop Ship & Varying Leas times
KU20179 | IR Kit, 4pcs, Universal Module Clamp, Black | UFO-CL-001-B | M IR Kit, 4pcs, Universal Module Clamp, Black | IronRidge | UFO-CL-001-B | 7.9977 | Drop Ship & Varying Leas times
KU21478 | BX-RB38-M1 | IronRidge BX 38" Row Bonding Jumper | M IR BX 38" Row Bonding Jumper | IronRidge | BX-RB38-M1 | 8.2727 | Drop Ship & Varying Leas times
KU22711 | FlashVue, Black | PN: FV-01-M1 | M IR FlashVue, Black | IronRidge | FV-01-M1 | 8.5568 | Drop Ship & Varying Leas times
KU22593 | IronRidge, Tile Replacement ‘S’ Flashing, Tan | IR Tile Replacement ‘S’ Flashing, Tan(KOF-S01-T1) | M IR Tile Replacement SFlashing | IronRidge | KOF-S01-T1 | 12.0841 | Drop Ship & Varying Leas times
KU21998 | Kit, Fixed Tilt Leg, 30", Mill | IronRidge Fixed Tilt Leg Kit (TM-FTL-030) | M IR Fixed Tilt Leg Kit, 30", Mill | IronRidge | TM-FTL-030 | 30.3864 | Drop Ship & Varying Leas times
KU20189 | IR Kit, 4pcs, FlashFoot 2 (Mill) | FM-FF2-001 | M IR Kit, 4pcs, FlashFoot 2 (Mill) | IronRidge | FM-FF2-001 | 34.1136 | Drop Ship & Varying Leas times
KU20190 | IR Kit, 4pcs, FlashFoot 2 (Black) | FM-FF2-001-B | M IR Kit, 4pcs, FlashFoot 2 (Black) | IronRidge | FM-FF2-001-B | 38.3891 | Drop Ship & Varying Leas times
KU21498 | BX-5D-P1 | IronRidge BX Chassis 5 Deg | M IR BX Chassis 5 Deg | IronRidge | BX-5D-P1 | 39.7159 | Drop Ship & Varying Leas times
KU22285 | XR10, Rail 204" (17 Feet) Black | IronRidge XR10, Rail 204" (XR-10-204B) | M XR10, Rail 204" (17 Feet) Black | IronRidge | XR-10-204B | 43.8409 | Drop Ship & Varying Leas times
KU20624 | XR100, Rail 204" (17 Feet) Clear | IronRidge XR100, Rail (XR-100-204A) | M IR XR100, Rail 204"(17 Feet) Clear | IronRidge | XR-100-204A | 55.4886 | Drop Ship & Varying Leas times
KU20278 | XR-1000-204A | IronRidge XR1000, Rail 204" (17 Feet) Mill | M IR XR1000, Rail 204" (17 Feet) Mill | IronRidge | XR-1000-204A | 87.3864 | Drop Ship & Varying Leas times
KU21057 | SGA 2” (7.5’) Brace Assembly (2 Boxes) | IronRidge, SGA 2” (7.5’) (70-0200-CBR) | M IR SGA 2” (7.5’) Brace Assembly | IronRidge | 70-0200-CBR | 126.7727 | Drop Ship & Varying Leas times
KU21986 | IronRidge SGA 2” (7.5’) Brace Assembly | Includes 2 bags of Hardware (PN:70-0200-CBR) | M IR SGA 2” (7.5’) Brace Assembly | IronRidge | 70-0200-CBR | 126.7727 | Drop Ship & Varying Leas times
KU22611 | SGA 2" (9') Brace Assembly | IronRidge, SGA 2" (9') (70-0205-CBR) | M IR SGA 2" (9') (70-0205-CBR) | IronRidge | 70-0205-CBR | 160.1364 | Drop Ship & Varying Leas times
KU21480 | 8" module bonding jumper | IronRidge BX 8" Module Bonding (BX-MB8-M1) | M IR BX 8" Module Bonding Jumper | IronRidge | BX-MB8-M1 | 3.4205 | Drop Ship & Varying Leas times
KU22724 | K2 CrossRail 44-X 172"', Mill | PN:4000719 | M K2 CRl 44-X 172"', Mill | K2 | 4000719 | 27.2159 | Drop Ship & Varying Leas times
KU22714 | Splice foot Lift Kit, Mill | PN: 4000265 | M K2Splice foot Lift Kit, Mill | K2 | 4000265 | 3.8068 | Drop Ship & Varying Leas times
KU22706 | K2 Rubber Sealing Washer | (PN: 4000612) | M K2 Rubber Sealing Washer | K2 Systems | 4000612 | 0.11591 | Drop Ship & Varying Leas times
KU22191 | K2 Systems Shared Rail Clamp Add-On 10mm | CR Shared Rail (PN: 4000609) | M K2 Shared Rail Clamp add-n Slide In, 10mm | K2 Systems | 4000609 | 0.56818 | Drop Ship & Varying Leas times
KU21697 | K2 EndCap, Black, CR44-X | CrossRail Components (4000176) | M K2 EndCap, CR 44-X Black | K2 Systems | 4000176 | 0.59091 | Drop Ship & Varying Leas times
KU22699 | K2 Lag Screw 5/16 x 3" SS, W/ EPDM Washer | PN: 4000170 | M K2 Lag Screw 5/16 x 3" SS, W/ EPDM Washer | K2 Systems | 4000170 | 0.75 | Drop Ship & Varying Leas times
KU22705 | K2 Lag Screw D145/16 x 4" SS | (PN: 4000359) | M K2 Lag Screw D145/16 x 4" SS | K2 Systems | 4000359 | 0.75 | Drop Ship & Varying Leas times
KU22376 | K2 13x25mm Bonding T-Bolt Kit | (PN: 4000122) | M K2 13x25mm Bonding T-Bolt Kit | K2 Systems | 4000122 | 1.2841 | Drop Ship & Varying Leas times
KU22443 | K2 CrossRail EC Silver, AL 37-38mm | Aluminum End Clamp (4005290) | M K2 CR EC Silver, AL 37-38mm | K2 Systems | 4005290 | 1.7841 | Drop Ship & Varying Leas times
KU22478 | K2 CrossRail EC Silver, AL 34-36mm | (PN: 4005169) | M K2 CR EC Silver, AL 34-36mm | K2 Systems | 4005169 | 1.7841 | Drop Ship & Varying Leas times
KU22324 | K2 Dome MC Silver, SS UL2703+ 34-39mm | (PN: 4000604) | M K2 Dome MC Silver, SS UL2703+ 34-39mm | K2 Systems | 4000604 | 2.2273 | Drop Ship & Varying Leas times
KU22678 | K2 South Face End Clamp, Set, Mill | PN: 40000197 | M K2 South Face End Clamp, Set, Mill | K2 Systems | 40000197 | 2.2614 | Drop Ship & Varying Leas times
KU22666 | K2 CR End Clamp Set Dark (New) | (PN: 4000233) | M K2 CR EC Set Dark (New) | K2 Systems | 4000233 | 2.3068 | Drop Ship & Varying Leas times
KU20156 | K2 Dome R^2 Roof Spacer Pad | D-Dome (4000636) | M K2 Dome R^2 Roof Spacer Pad | K2 Systems | 4000636 | 2.375 | Drop Ship & Varying Leas times
KU21645 | K2 CR Mid Clamp Silver, 30-47mm, 13mm Hex | Hex Head, Wire Management (4000601-H) | M K2 CR MC Silver, 30-47mm, 13mm Hex | K2 Systems | 4000601-H | 2.5341 | Drop Ship & Varying Leas times
KU22665 | K2 Crossrail Mid-Clamp Dark Set (New) | (PN: 4000229) | M K2 CR MC Set Dark (New) | K2 Systems | 4000229 | 2.6705 | Drop Ship & Varying Leas times
KU14409 | K2 ILSCO, SGB-4, 4-14 SOL-STR | Dome R^2 Lug (4000960) | M K2 ILSCO, SGB-4, 4-14 SOL-STR | K2 Systems | 4000960 | 2.6932 | Drop Ship & Varying Leas times
KU22667 | K2 Coduit Clamp Kit | CrossRail Comp Shingle Roof Attatchemtn PN:4000279 | M K2 Coduit Clamp Kit | K2 Systems | 4000279 | 2.8295 | Drop Ship & Varying Leas times
KU22679 | K2 MLPE, Module Frame Mount Kit | PN: 4000083 | M K2 MLPE, Module Frame Mount Kit | K2 Systems | 4000083 | 2.8864 | Drop Ship & Varying Leas times
KU22674 | K2 Coduit Clamp Kit w/ EverSeal | (PN: 4000272) | M K2 Coduit Clamp Kit w/ EverSeal | K2 Systems | 4000272 | 2.8977 | Drop Ship & Varying Leas times
KU22722 | K2 Yeti Clamp, Set | PN: 4000050-B | M K2 Yeti Clamp, Set | K2 Systems | 4000050-B | 3 | Drop Ship & Varying Leas times
KU22479 | K2 Dome R^2 Anchor Bracket for Porter Kit | (PN: 4000639) | M K2 Dome R^2 Anchor Bracket for Porter Kit | K2 Systems | 4000639 | 3.0341 | Drop Ship & Varying Leas times
KU22445 | K2 Dome R^2 Optimizer Mounting Bracket Kit | D-Dome (4000646) | M K2 Dome R^2 Optimizer Mounting Bracket Kit | K2 Systems | 4000646 | 3.3977 | Drop Ship & Varying Leas times
KU22680 | K2 ILSCO, SGB-4, 4-14 SOL-STR | PN:4000960 | M K2 ILSCO, SGB-4, 4-14 SOL-STR | K2 Systems | 4000960 | 3.6364 | Drop Ship & Varying Leas times
KU20154 | K2 Dome R^2 Base | D-Dome (4000593) | M K2 Dome R^2 Base | K2 Systems | 4000593 | 4.75 | Drop Ship & Varying Leas times
KU22698 | K2 Flex Foot Kit, Mill w/EverSeal | PN: 4000718 | M K2 Flex Foot Kit, Mill w/EverSeal | K2 Systems | 4000718 | 4.8409 | Drop Ship & Varying Leas times
KU22681 | K2 South Face Anchor Bracket | PN: 4000194 | M K2 South Face Anchor Bracket | K2 Systems | 4000194 | 5.0795 | Drop Ship & Varying Leas times
KU22170 | K2 CrossRail T-Foot X 6”, Mill Set | Mill Tlt Up Components (4000080) | M K2 CR T-Foot X 6" Mill | K2 Systems | 4000080 | 5.4773 | Drop Ship & Varying Leas times
KU15127 | K2 EverFlash eComp Kit, Silver | CrossRail Comp Shingle Roof Attachment (4000367) | M K2 EverFlash eComp Kit, Silver | K2 Systems | 4000367 | 5.75 | Drop Ship & Varying Leas times
KU22213 | K2 Flat Tile Hook X, Kit | Flat Tile Hook (4000141) | M K2 Flat Tile Hook X, Kit | K2 Systems | 4000141 | 6.2614 | Drop Ship & Varying Leas times
KU20153 | K2 Dome R^2 Peak | D-Dome (4000592) | M K2 Dome R^2 Peak | K2 Systems | 4000592 | 8.25 | Drop Ship & Varying Leas times
KU22381 | K2 EverFlash eComp + SRS Slide Kit, Dark | (PN: 4000027) | M K2 EverFlash eComp + SRS Slide Kit, Dark | K2 Systems | 4000027 | 9.5682 | Drop Ship & Varying Leas times
KU22650 | K2 Universal Hook X Base Kit w/Butyl | Universal Simple Hook X, 9” Base Kit (4000140-B) | M K2 USH X Base Kit 9" w/Butyl | K2 Systems | 4000140-B | 9.8068 | Drop Ship & Varying Leas times
KU20158 | K2 Dome R^2 60 Cell Ballast Porter 68-74in | Dome R^2 Porter (4000569) | M K2 Dome R^2 60 Cell Ballast Porter 68-74in | K2 Systems | 4000569 | 20.0682 | Drop Ship & Varying Leas times
KU22677 | K2 South Face Summit | PN:4000159 | M K2 South Face Summit | K2 Systems | 4000159 | 27.0227 | Drop Ship & Varying Leas times
KU22720 | K2 CrossRail 44-X 172'', Mill | (PN: 4000719) | M K2 CR 44-X 172" - MILL | K2 Systems | 4000719 | 27.2205 | Drop Ship & Varying Leas times
KU22725 | K2 CrossRail 44-X 185"', Mill | PN: 4000721 | M K2 CRl 44-X 185"', Mill | K2 Systems | 4000721 | 29.2727 | Drop Ship & Varying Leas times
KU22675 | K2 South Face Ridge | PN: 4000192 | M K2 South Face Ridge | K2 Systems | 4000192 | 37.1932 | Drop Ship & Varying Leas times
KU22676 | K2 South Face Valley | PN: 4000158 | M K2 South Face Valley | K2 Systems | 4000158 | 37.4318 | Drop Ship & Varying Leas times
KU21700 | K2 CrossRail 44-X 166'', Mill | CrossRail 44-X Mill (4000019) | M K2 CR 44-X 166" Mill | K2 Systems | 4000019 | 26.2614 | Drop Ship & Varying Leas times
KU21131 | K2 CrossRail End Clamp Silver, AL 39-41mm | Dome R^2 End Clamp (PN: 4005170) | M K2 CR EC Silver, AL 39-41mm | K2 Systems | 4005170 | 0.011364 | Drop Ship & Varying Leas times
KU22189 | K2 CrossRail 48-X 166" Dark | Cross Raill Dark Finish (4000663) | M K2 CR 48-X, 166" Dark | K2 Systems | 4000663 | 5.6818 | Drop Ship & Varying Leas times
KU15366 | LG Mono X Neon 2 Module LG320M/156-60 N1C-G4 | High Efficiency 320w Panel | SM LG-320M/60/FS40/BW | LG Electronics | LG320 | 284.338 | Drop Ship & Varying Leas times
KU25012 | LG Wall Mounting Bracket Kit for RESU10H | (Wall MTG top support, top, bottom and Partition) | SBA LG Wall Mounting Bracket Kit for RESU10H | LG Energy Solutions | RESU10H Prime WMB | 150.9205 | Drop Ship & Varying Leas times
KU20551 | RESU10H 2ND Secondary RESU10H | 400V Efficient Li-Ion Storage System | SB LG Secondary RESU10H | LG Energy Solutions | Secondary RESU10H | 4479.5455 | Drop Ship & Varying Leas times
KU20125 | R15563 SEG LG Chem Type R Secondary (NO WARRANTY) | 400V Efficient Li-Ion Storage System for SolarEdg | SB LG RESU10H Type R Secondary | LG Energy Solutions | RESU10H | 4482.3864 | Drop Ship & Varying Leas times
KU22075 | LG Chem RESU10H Prime | 400V Efficient Li-Ion Storage System for SolarEdge | SB LG RESU10H Prime | LG Energy Solutions | RESU10H Prime | 4909.0909 | Drop Ship & Varying Leas times
KU21937 | SB LG RESU16H Prime | LG Energy Solution RESU 16H Prime | SB LG RESU16H Prime | LG Energy Solutions | RESU16H | 6954.5455 | Drop Ship & Varying Leas times
KU22074 | Phono Solar TwinPlus 450w | PS450M4H-24/TH | SM PS-450/144/FS40 | Phono Solar | PS450M4H-24/TH | 201.1591 | Drop Ship & Varying Leas times
KU20756 | Quick Mount Universal Mid Clamp, 30-45mm, Black | QMR-UMC3045BP B 20 | M QMPV Universal Mid Clamp, 30-45mm, Black | Quick Mount | QMR-UMC3045BP B 20 | 2.2841 | Drop Ship & Varying Leas times
KU20538 | Quick Mount Universal End Clamp, 30-45mm, Black | QMR-UEC3045 B 20 | M QMPV Universal End Clamp, 30-45mm, Black | Quick Mount PV | QMR-UEC3045-B-20 | 2.6023 | Drop Ship & Varying Leas times
KU20754 | QuickMount QMPV L-Mount with Single Slot, MILL | 0151 - QMLM-A-12 | M QMPV L-Mount with Single Slot, MILL | Quick Mount PV | QMLM-A-12 | 5.8864 | Drop Ship & Varying Leas times
KU21719 | Quick Mount Tile Replacement Mount Black Flat Tile | QMTR-F3.25-B-12 | M QMPV Tile Replacement Mount, Black Flat Tile | Quick Mount PV | QMTR-F3.25-B-12 | 11.8295 | Drop Ship & Varying Leas times
KU15373 | M QMPV Conduit Pen Flashing, Tile | PN 257 | M QMPV Conduit Pen Flashing, Tile | Quick Mount PV | PN 257 | 17.6023 | Drop Ship & Varying Leas times
KU15564 | Quick Mount PV Classic Shake Mount | Mill, 18"x18" - QMLC A 12 | M QMPV Classic Shake Mount - QMLC A 12 | Quick Mount PV | QMLC A 12 | 18.8636 | Drop Ship & Varying Leas times
KU25016 | QuickMount JayBox, Roof-Mounted | QM-JBX-RF01-B1 | M QMPV JayBox, Roof-Mounted | Quick Mount PV | QM-JBX-RF01-B1 | 52 | Drop Ship & Varying Leas times
KU15504 | Quick Mount PV Quick Hook LS, QMHLS A 12 | PN 264 | M QMPV QMHLS A 12 | Quick Mount PV | QMHLS-A-12 | 0.011364 | Drop Ship & Varying Leas times
KU20759 | QuickMount QSkirt 14ft | QMR-QS14 B 24 | M QMPV QSkirts 14ft | Quick Mount PV | QMR-QS14-B-24 | 1.1364 | Drop Ship & Varying Leas times
KU20733 | Quick Mount End Cap Light Black | QMR-CPL B 50 | M QMPV End Cap Light Black | Quick Mount PV | QMR-CPL-B-50 | 0.011364 | Drop Ship & Varying Leas times
KU21264 | Quick Mount 10 Degree L-Foot | QMC-LF10 A 12 | M Quick Mount 10 Degree L-Foot | QuickMount PV | QMC-LF10-A-12 | 1.875 | Drop Ship & Varying Leas times
KU21992 | Corrugated Metal Roofs | PN: 17648 | M QS Corrugated Metal Roofs | QuickScrew | PN: 17648 | 3.5795 | Drop Ship & Varying Leas times
KU20839 | QB1 Kit 4" Microflash + SS-LFT 25/KTP | PN-17662 (HAS TO BE SOLD IN PACK OF 25x PCS) | M QS QB1 QuickBolt 4" Kit w/stainless L-Foot | QuickScrew | 17662 | 5.8523 | Drop Ship & Varying Leas times
KU20560 | Quick Screw Height Adjustable 18mm-Side Mount | 18mm-Side Mount Rails | M QS 18mm Side Mount Rails | QuickScrew | 17612 | 9.1818 | Drop Ship & Varying Leas times
KU20470 | S-Tile ADJB-S90 1/4Kit 10H-20S/Kit |  | M QS S-Tile ADJB-S90 1/4Kit 10H-20S/Kit | QuickScrew | 17522 | 11.0555 | Drop Ship & Varying Leas times
KU22262 | QS QuickBolt Deck Mount Kit | 36 mounts Black + 144 Screws w umbrella (PN:16318) | M QS Deck Mount Kit - black 36 M / 144 S | QuickScrew | 16318 | 219.0227 | Drop Ship & Varying Leas times
KU22338 | QuickScrew Deck Mount Kit Black 36M-144S | 1 Kit = 36 Mounts/144 Screws (PN: 16318) | M QS Deck Mount Kit Black 36 M / 144 S | QuickScrew | 16318 | 219.0227 | Drop Ship & Varying Leas times
KU20358 | SL 310w Mono | Silfab All Black, 3 Busbar | SM SL-310M/60/FS38/BB/3B | Silfab | SIL 310 ML | 88.0682 | Drop Ship & Varying Leas times
KU21198 | SL 320w Mono All Black | 60 cell monocrystalline solar module | SM SL-320M/60/FS38/BB/3B | Silfab | SIL 320 NL | 90.9091 | Drop Ship & Varying Leas times
KU22623 | Silfab Prime SIL-380 HC | Silfab - SIL-380 HC | SM SL-380 HC/120/FS35/BB | Silfab | SIL-380 HC | 241.8182 | Drop Ship & Varying Leas times
KU21978 | Silfab SIL 360 NX | 360 Premium Mono-Perc PV Mod | SM SL-360M/66/FS38/BB/5B | Silfab | SIL 360 NX | 40.9091 | Drop Ship & Varying Leas times
KU22431 | Silfab Prime SIL-370 HC | Silfab - SIL-370 HC | SM SL-370 HC/120/FS35/BB | Silfab | SIL-370 HC | 126.1364 | Drop Ship & Varying Leas times
KU21878 | Silfab BC Series SIL-370 BK ELITE | HIGH EFFICIENCY PREMIUM MONO-PERC | SM SL-370M/66/FS38/BB | Silfab | SIL 370 BK | 126.1364 | Drop Ship & Varying Leas times
KU21222 | SMA Wi-Fi Antenna Extension | (EXTANT-US-40) | DCA SMA Wifi Antenna Extension | SMA | EXTANT-US-40 | 49.1136 | Drop Ship & Varying Leas times
KU20211 | SMA Power+ Gateway | to be used with the SMA [SBX.X-1 SP-US-40] | DCI SMA Power+ Gateway | SMA | 150-00000-50 | 73.7955 | Drop Ship & Varying Leas times
KU13267 | SMA BTPBINV-NR Bluetooth® Piggy-Back | Bluetooth® enabled communication card | DCI SMA BTPBINV-NR (Bluetooth) | SMA | BTPBINV-NR | 94.4775 | Drop Ship & Varying Leas times
KU13253 | Square D DC Disconnect Switch | 600VD, fused (not included) 3-pole 30A per pole | DCD SMA Square D DC Disconnect Switch (Fused) | SMA | SB361.RB | 111.9318 | Drop Ship & Varying Leas times
KU14556 | SMA 5 years warranty extension (15 years in total) | For Sunny Boy 3000TL-22 | IVW SMA 3000TL-22 Warranty Ext 5 years | SMA | Warrant +5Y 3kW | 170.4545 | Drop Ship & Varying Leas times
KU14955 | SMA Multicluster Piggyback |  | DCI SMA Multicluster Piggyback | SMA | MC-PB | 204.0341 | Drop Ship & Varying Leas times
KU13915 | SMA DisconTLUS-12 for TL Inverters with AFCI | DC Disconnect for + and - side | A-DCD SMA DisconTLUS-12 for TLs with AFCI | SMA | DC-DisconTLUS-12 | 227.2727 | Drop Ship & Varying Leas times
KU22449 | SMA Datamanager M Lite | EDMM-10.A | IVA SMA Datamanager M Lite | SMA | EDMM-10.A | 357.7386 | Drop Ship & Varying Leas times
KU21136 | SMA Sunny Boy 3.0-1SP-US-41 Eagle inverter | (PN: SB3.0-1SP-US-41) SunSpec | IV SMA SB 3.0-1SP-US-41 Eagle inverter | SMA | SB3.0-1SP-US-41 | 1127.9886 | Drop Ship & Varying Leas times
KU21125 | SMA Sunny Boy 3.8-1SP-US-41 Eagle inverter | (PN: SB3.8-1SP-US-41) Sunspec | IV SMA SB 3.8-1SP-US-41 Eagle inverter | SMA | SB3.8-1SP-US-41 | 1159.2273 | Drop Ship & Varying Leas times
KU21126 | SMA Sunny Boy 5.0-1SP-US-41 Eagle Inverter | (PN: SB5.0-1SP-US-41) Sunspec | IV SMA SB 5.0-1SP-US-41 Eagle inverter | SMA | SB5.0-1SP-US-41 | 1232.1705 | Drop Ship & Varying Leas times
KU21127 | SMA Sunny Boy 6.0-1SP-US-41 Eagle inverter | (PN: SB6.0-1SP-US-41) Sunspec | IV SMA SB 6.0-1SP-US-41 Eagle inverter | SMA | SB6.0-1SP-US-41 | 1325.6023 | Drop Ship & Varying Leas times
KU21128 | SMA Sunny Boy 7.0-1SP-US-41 Eagle inverter | (PN: SB7.0-1SP-US-41) Sunspec W/O WIFI | IV SMA SB 7.0-1SP-US-41 Eagle inverter W/O WIFI | SMA | SB7.0-1SP-US-41 | 1484.3295 | Drop Ship & Varying Leas times
KU21129 | SMA Sunny Boy 7.7-1SP-US-41 Eagle inverter | (PN: SB7.7-1SP-US-41) Sunspec W/O WIFI | IV SMA SB 7.7-1SP-US-41 Eagle inverter W/O WIFI | SMA | SB7.7-1SP-US-41 | 1587.4432 | Drop Ship & Varying Leas times
KU22716 | SMA Sunny Boy Smart Energy 3.8-US Hybrid Inverter | UL1741SB, 120/240/208Vac, SunSpec RSD | IV SMA SB SE Hybrid INV 3.8-US | SMA | SBSE3.8-US-50 | 1695.75 | Drop Ship & Varying Leas times
KU22717 | SMA Sunny Boy Smart Energy 4.8-US Hybrid Inverter | UL1741SB, 120/240/208Vac, SunSpec RSD | IV SMA SB SE Hybrid INV 4.8-US | SMA | SBSE4.8-US-50 | 1927.5682 | Drop Ship & Varying Leas times
KU14983 | SMA Sunny Tripower 62 CORE1- Warranty Ext 10 years |  | SMA Sunny Tripower 62 CORE1- Warranty Ext 10 years | SMA |  | 1963.6364 | Drop Ship & Varying Leas times
KU22245 | SMA 62k Warranty Ext 10 years | GV10US_Comfort-D | IVW SMA 62k Warranty Ext 10 years | SMA | GV10US_Comfort-D | 1963.6364 | Drop Ship & Varying Leas times
KU22718 | SMA Sunny Boy Smart Energy 5.8-US Hybrid Inverter | UL1741SB, 120/240/208Vac, SunSpec RSD | IV SMA SB SE Hybrid INV 5.8-US | SMA | SBSE5.8-US-50 | 2223.1364 | Drop Ship & Varying Leas times
KU21024 | SMA Sunny Boy Storage Automatic Backup Unit | Single Phase Storage Battery Iv (SBS-ABU-200-US-10 | IVIA SMA SBS Automatic Backup Unit | SMA | SBS-ABU-200-US-10 | 2358.1705 | Drop Ship & Varying Leas times
KU22719 | SMA Sunny Boy Smart Energy 7.7-US Hybrid Inverter | UL1741SB, 120/240/208Vac, SunSpec RSD | IV SMA SB SE Hybrid INV 7.7-US | SMA | SBSE7.7-US-50 | 2632.2955 | Drop Ship & Varying Leas times
KU15399 | SMA STP 24000TL-US-10 Project | includes SWDM-US-10 Project | IV SMA STP 24000TL-US-10 Project | SMA | STP24000TL-US-10 | 3803.4091 | Drop Ship & Varying Leas times
KU21137 | SMA Sunny Tripower 33 CORE1-US-41 | (STP33-US-41) | IV SMA STP 33 CORE1-US-41 | SMA | 03-33-1000-2-41 | 3833.0114 | Drop Ship & Varying Leas times
KU20919 | SMA Universal Mounting System | for Core1; PN: UMS_KIT-10 | DCA SMA Universal Mounting System | SMA | UMS_KIT-10 | 159.9545 | Drop Ship & Varying Leas times
KU20556 | SMA Sunny Boy Storage 6.0-US | Standard Storage Battery Inverter | IVAC SMA Sunny Boy Storage 6.0-US | SMA | SBS6.0-US-10 | 2090.9091 | Drop Ship & Varying Leas times
KU21139 | SMA Sunny Tripower 62 CORE1-US-41 | (PN: 03-62-1000-2-41) | IV SMA STP 62 CORE1-US-41 | SMA | 03-62-1000-2-41 | 6123.0114 | Drop Ship & Varying Leas times
KU22700 | SOLAR4AMERICA 550W Bifacial PERC Module | PN: S4A550-144MH10STT (144 HALF-CELL10MP) | SM S4A-550M/144/FS35/BF | Solar 4America | S4A550-144MH10STT | 309 | Drop Ship & Varying Leas times
KU22658 | SolarEdge S500 - MC4 compatible optimiz | S500 (box of 20) | IVA SE Optimizer S500 | Solar Edge | S500 | 94.6818 | Drop Ship & Varying Leas times
KU22358 | SolarEdge 225A CT, Sold in Pack of 2 | (PN: SECT-SPL-225A-T-20) | DCA SE SECT-SPL-225A-T-20/NF SolarEdge 225A CT | SolarEdge | SECT-SPL-225A-T-20 | 15.7159 | Drop Ship & Varying Leas times
KU22643 | SolarEdge Wireless Antenna for Inverters | w/ 5 year warranty (SE-ANT-ZB-WIFI-01) | DCA SE Wireless Antenna for Inverters | SolarEdge | SE-ANT-ZB-WIFI-01 | 23.0682 | Drop Ship & Varying Leas times
KU20261 | SEACT0750-200NA-20 | SolarEdge 200A CT, Individual | DCA SE 200A CT, Individual | SolarEdge | SEACT0750-200NA-20 | 33.1705 | Drop Ship & Varying Leas times
KU15439 | SolarEdge P730 - MC4 - 730W Optimizer | MC4 connectors, for HE 72 cell - 2 in series | IVA SE Optimizer P730 | SolarEdge | P730 | 60.2273 | Drop Ship & Varying Leas times
KU14329 | SE ZigBee Plug-in | SolarEdge 1000-ZB05-SLV-NA SLAVE | DCA SE1000-ZB05-SLV-NA SLAVE | SolarEdge | SE1000-ZB05-SLV-NA | 66.125 | Drop Ship & Varying Leas times
KU22297 | SolarEdge P950 - MC4 - 950W Power Optimizer | 2:1 950W/125V Commercial inverters only | IVA SE Optimizer P950 950W/125V | SolarEdge | P950 | 77.3295 | Drop Ship & Varying Leas times
KU22178 | SE P1100 2:1 Power Optimizer, 1100W/125V | commercial only- 208/480V, in 1.6m out 2.4m(P1100) | IVA SE 2:1 Optimizer P1100 | SolarEdge | P1100 | 89.4318 | Drop Ship & Varying Leas times
KU22495 | SolarEdge P505 Power Optimizer 83V - 1.2m Cable | P505 83V, 25 yr warranty (PNP505-4NM4MBM-NA23) | IVA SE Optimizer P505 / NA23 - 1.2m Cable | SolarEdge | P505-4NM4MBM-NA23 | 90.9318 | Drop Ship & Varying Leas times
KU22496 | SolarEdge P505 Power Optimizer 83V - 2.1m Cable | P505 83V, 25 yr warranty (PN:P505-4NM4MBX-NA23) | IVA SE Optimizer P505 / NA23 - 2.1m Cable | SolarEdge | P505-4NM4MBX-NA23 | 90.9318 | Drop Ship & Varying Leas times
KU20582 | SolarEdge P505 Power Optimizer 83V - 1.2m Cable | P505 83V, 25 yr warranty (PN:P505-4NM4MBM NM23) | IVA SE Optimizer P505 / NM23 - 1.2m Cable | SolarEdge | P505-4NM4MBM-NM23 | 92.2955 | Drop Ship & Varying Leas times
KU21976 | SolarEdge P485 - Power Optimizer 485W/ 125V | residential/commercial, MC4 connectors (P485) | IVA SE Optimizer P485 | SolarEdge | P485 | 92.2955 | Drop Ship & Varying Leas times
KU22589 | Power Optimizer 500W/ 125V | S500B | IVA SE Power Optimizer S500B | Solaredge | S500B-1GM4MRM-NA02 | 98.0455 | Drop Ship & Varying Leas times
KU22640 | SolarEdge S1201 Power Optimizer 1200W/125V | Ground Mount only, Comm Inv Only, 208/480V | IVA SE S1201 Power Optimizer | SolarEdge | S1201-1GMYMRV-NA01 | 102.9659 | Drop Ship & Varying Leas times
KU22192 | SE Wireless gateway + antenna | (SE-WFGW-B-S1-NA) | DCA SE Wireless gateway + antenna | SolarEdge | SE-WFGW-B-S1-NA | 144.1818 | Drop Ship & Varying Leas times
KU22340 | SolarEdge Warranty - 25 Year Extension | 3kW; 3.8kW (HD Wave) (PN: WE-HD1S-25-NA) | IVW SE 1PH HD-Wave INV < 4kW - 25 yr | SolarEdge | WE-HD1S-25-NA | 184.5455 | Drop Ship & Varying Leas times
KU21695 | SE Smart EV Charger Boost kit w/ HDWave | 1 pack = 5 pcs (SE-EV-KIT-V3UPG-01) | IVA SE Smart EV Charger Boost Kit | SolarEdge | SE-EV-KIT-V3UPG-01 | 185.0114 | Drop Ship & Varying Leas times
KU15228 | SE Ambient temperature sensor 0-10V (Project $) | SE1000-SEN-TAMB-S2 | DCS SE Ambient temperature sensor 0-10V | SolarEdge | SE1000-SEN-TAMB-S2 | 235.2159 | Drop Ship & Varying Leas times
KU21693 | SE Cell Modem w/ 5yr Plan & Display (residential) | (CELL-A-R05-US-S-S2) (OLD) | IVA SE Cellular Modem w/ 5yr Plan & Display (res.) | SolarEdge | CELL-A-R05-US-S-S2 | 333.2159 | Drop Ship & Varying Leas times
KU15226 | SolarEdge Irradiance sensor 0-1.4V (PJ pricing) | Environmental Sensor (SE1000-SEN-IRR-S1) | DCS SE Irradiance sensor 0-1.4V | SolarEdge | SE1000-SEN-IRR-S1 | 356.3864 | Drop Ship & Varying Leas times
KU22175 | SE 3PH Wye 208V Meter, commercial, ANSI C12.20 | (SE-RGMTR-3Y-208V-A) | IVA SE 3PH Wye 208V Meter | SolarEdge | SE-RGMTR-3Y-208V-A | 410.4886 | Drop Ship & Varying Leas times
KU22105 | SolarEdge Energy Bank Floor Stand | PN: IAC-RBAT-FLRSTD-01 | SBA SE Energy Bank Floor Stand | SolarEdge | IAC-RBAT-FLRSTD-01 | 503.9318 | Drop Ship & Varying Leas times
KU21080 | SE Cellular Plug-in w/ 5 yr plan (commercial) | AC<200kW, commercial SetApp (CELL-B-R05-US-S-S4) | DCA SE Cellular Plug-in w plan AC<200kW commercial | SolarEdge | CELL-B-R05-US-S-S4 | 646.3409 | Drop Ship & Varying Leas times
KU22695 | SolarEdge Cellular Plug-in w/ plan AC<200kW | CELL-B-R05-US-T-S4(for Commercial set app) | IVA SE CELL-B-R05-US-T-S4 AC<200kW | SolarEdge | CELL-B-R05-US-T-S4 | 656.036 | Drop Ship & Varying Leas times
KU20941 | SolarEdge SE3800H-US HDWave Single Phase Inverter | -40C; SE3800H-US000BNU4 | IV SE SE3800H-US HDWave Single Phase Inverter | SolarEdge | SE3800H-US000BNU4 | 977.2614 | Drop Ship & Varying Leas times
KU22268 | SE 66.6kW 480V Synergy Manager w/ AC RSD | w/ DC Safety, and AC/DC SPD (SE66.6K-US08IBNZ4) | IV SE 66.6K-US Synergy Manager -BNZ4 | SolarEdge | SE66.6K-US08IBNZ4 | 1152.6023 | Drop Ship & Varying Leas times
KU20942 | SolarEdge SE5000H-US HDWave Single Phase Inverter | -40C; SE5000H-US000BNU4 | IV SE SE5000H-US HDWave Single Phase Inverter | SolarEdge | SE5000H-US000BNU4 | 1231.8295 | Drop Ship & Varying Leas times
KU22499 | SE Single Phase HD-Wave IV 3.8kW | w/ RGM & Consump. Meter,SetApp (SE3800H-US000BEI4) | IV SE 3800H-US HDWave Single Phase RGM-BEI4 | SolarEdge | SE3800H-US000BEI4 | 1364.7727 | Drop Ship & Varying Leas times
KU20563 | SE 3.8kW EV Charging Single Phase IV w/ HD-Wave | w/ SetApp config. (SE3800H-US000NNV2) | IV SE 3800H-US HDWave Ev Charger | SolarEdge | SE3800H-US000NNV2 | 1381.8182 | Drop Ship & Varying Leas times
KU22260 | SolarEdge 80KW 480V Synergy Manager | SE80K-US08IBNZ4 | IV SE 80KW 480V Synergy Manager- BNZ4 | SolarEdge | SE80K-US08IBNZ4 | 1388.1136 | Drop Ship & Varying Leas times
KU22364 | SolarEdge 3800H-US HDWave EV Charger | (PN: SE3800H-US000BNV4) | IV SE 3800H-US HDWave EV Charger | SolarEdge | SE3800H-US000BNV4 | 1437.0909 | Drop Ship & Varying Leas times
KU14377 | SE 3 Phase Inverter, 20KW, 480V | AC RSD, DC Safety Switch and AFCI (SE20K-USR8TBNU4 | IV SE 20K-US (480V) Three-phase inverter -BNU4 | SolarEdge | SE20K-USR8TBNU4 | 1454.6932 | Drop Ship & Varying Leas times
KU21038 | SE 5000H-US HDWave Single RGM | (SE5000H-US000BNC4) | IV SE 5000H-US HDWave Single Phase RGM-BNC4 | SolarEdge | SE5000H-US000BNC4 | 1475.1023 | Drop Ship & Varying Leas times
KU15271 | SolarEdge SE7600A-US-U Single Phase Inverter | 7.6kW; operates in 208V, 240V and 277V GT RGM | IV SE SE7600A-US Single Phase Inverter GT RGM | SolarEdge | SE7600A-US002NNR2 | 1483.8295 | Drop Ship & Varying Leas times
KU20985 | SE6000H-US000BNC4 (USE KU15538) | SolarEdge SE6000H-US HDWave Single Phase RGM | IV SE SE6000H-US HDWave Single Phase RGM-BNC4 | SolarEdge | SE6000H-US000BNC4 | 1527.5114 | Drop Ship & Varying Leas times
KU20984 | IV SE Single Phase Inverter w/ HDWave 6.0kW | w/ SetApp configuration (SE6000H-US000BNU4) | IV SE 6000H-US HDWave Single Phase -BNU4 | SolarEdge | SE6000H-US000BNU4 | 1599.3068 | Drop Ship & Varying Leas times
KU15537 | SE Single Phase HD-Wave IV 5.0kW | w/ RGM & Consump. Meter,SetApp (SE5000H-US000BNI4) | IV SE 5000H-US HDWave Single Phase RGM-BNI4 | SolarEdge | SE5000H-US000BNI4 | 1723.0682 | Drop Ship & Varying Leas times
KU22489 | SE Single Phase HD-Wave IV 5.0kW | w/ RGM & Consump. Meter,SetApp (SE5000H-US000BEI4) | IV SE 5000H-US HDWave Single Phase RGM-BEI4 | SolarEdge | SE5000H-US000BEI4 | 1723.0682 | Drop Ship & Varying Leas times
KU21039 | SE7600H-US HDWave Single Phase RGM | -40C; SE7600H-US000BNC4 (USE KU15539) | IV SE 7600H-US HDWave Single Phase RGM-BNC4 | SolarEdge | SE7600H-US000BNC4 | 1737.1136 | Drop Ship & Varying Leas times
KU22691 | SolarEdge 43.2KW 208V Synergy Manager | SE43.2K-US02IBNZ4 | SolarEdge 43.2KW 208V Synergy Manager | SolarEdge | SE43.2K-US02IBNZ4 | 1783.0455 | Drop Ship & Varying Leas times
KU15538 | SE Single Phase HD-Wave IV 6.0kW | w/ RGM & Consump. Meter,SetApp (SE6000H-US000BNI4) | IV SE 6000H-US HDWave Single Phase RGM-BNI4 | SolarEdge | SE6000H-US000BNI4 | 1784.2727 | Drop Ship & Varying Leas times
KU22487 | IV SE 6.0kW Single Phase HD-Wave BEI4 | (PN: SE6000H-US000BEI4) | IV SE 6000H-US HD Wave Single Phase RGM-BEI4 | SolarEdge | SE6000H-US000BEI4 | 1784.2727 | Drop Ship & Varying Leas times
KU22345 | SE Single Phase Energy Hub w/ RGM (SEPA) | 6.0/6.0KW Bat Acc, 5yr(SE6000H-USSMBBL14) | IV SE 6000H-US Sngl Phse Enrg Hub RGM-BL14 (SEPA) | SolarEdge | SE6000H-USSMBBL14 | 1811.7955 | Drop Ship & Varying Leas times
KU22721 | SolarEdge 3.8kW Home Hub Inverter | 7kW battery access w/ RGM - 5yr Cell Plan | IV SE 3800H BL14 | SolarEdge | SE3800H-USMNBBL14 | 1939.8034 | Drop Ship & Varying Leas times
KU20459 | SE7600H-US HDWave EV Charger | (SE7600H-US000BNV4) | IV SE7600H-US HDWave EV Charger | SolarEdge | SE7600H-US000BNV4 | 2027.1136 | Drop Ship & Varying Leas times
KU15539 | SE Single Phase HD-Wave IV 7.6kW | w/ RGM & Consump. Meter,SetApp (SE7600H-US000BNI4) | IV SE 7600H-US HDWave Single Phase RGM-BNI4 | SolarEdge | SE7600H-US000BNI4 | 2029.125 | Drop Ship & Varying Leas times
KU22497 | IV SE 7.6kW Single Phase HD-Wave BEI4 | (PN: SE7600H-US000BEI4) | IV SE 7600H-US HD Wave Single Phase RGM-BEI4 | SolarEdge | SE7600H-US000BEI4 | 2029.125 | Drop Ship & Varying Leas times
KU22498 | SE Single Phase HD-Wave IV 7.6kW | w/ RGM & Consump. Meter,SetApp (SE7600H-US000BEI4) | IV SE 7600H-US HDWave Single Phase RGM-BEI4 | SolarEdge | SE7600H-US000BEI4 | 2029.125 | Drop Ship & Varying Leas times
KU22346 | SE Single Phase Energy Hub w/ RGM (SEPA) | 7.6/7.6KW Bat Acc, 5yr(SE7600H-USSMBBL14) | IV SE 7600H-US Sngle Phse Enrg Hub RGM-BL14 (SEPA) | SolarEdge | SE7600H-USSMBBL14 | 2038.5 | Drop Ship & Varying Leas times
KU22089 | SolarEdge Backup Interface, Service Side Conn. | BI-EUSGN-02; 5kW ATX, 200A MCB | SBA SE BI-EUSGN-02 SE Backup Interface, Service | SolarEdge | BI-EUSGN-02 | 2102.5455 | Drop Ship & Varying Leas times
KU15272 | SolarEdge SE10000A-US GT RGM Single Phase Inverter | 10kW; operates in 208V, 240V and 277V GT RGM | IV SE SE10000A-US Single Phase Inverter GT RGM | SolarEdge | SE10000A-US000NNR2 | 2113.125 | Drop Ship & Varying Leas times
KU22182 | SE120kW/480V 3Phase Synergy Mngr Ground Mount only | AC/DC SPD, combined input (SE120K-USG8IBNW4) | IV SE 120K-US 3-phase Synergy Manager -BNW4 | SolarEdge | SE120K-USG8IBNW4 | 2195.4432 | Drop Ship & Varying Leas times
KU20970 | SE10000H-US HDWave Single Phase RGM | (SE10000H-US000BNC4) | IV SE 10000H-US HDWave Single Phase RGM-BNC4 | SolarEdge | SE10000H-US000BNC4 | 2210.9091 | Drop Ship & Varying Leas times
KU14375 | SE 3-Phase inverter, 9.0kW | AC RSD, DC Safety Switch and AFCI (SE9K-USR2TBNU4) | IV SE 9K-US (208v) three-phase inverter - BNU4 | SolarEdge | SE9K-USR2TBNU4 | 2240.0568 | Drop Ship & Varying Leas times
KU22261 | SolarEdge 50KW 208V Synergy Manager | SE50K-US02IBNZ4 | IV SE 50KW 208V Synergy Manager | SolarEdge | SE50K-US02IBNZ4 | 2283.2614 | Drop Ship & Varying Leas times
KU21635 | SE Single Phase Energy Hub 6.0kW w/ RGM | w/ consump. monitor, 5yr plan (SE6000H-USS3BBC14) | IV SE 6000H-US Single Phase Energy Hub RGM -BC14 | SolarEdge | SE6000H-USS3BBC14 | 2292.8636 | Drop Ship & Varying Leas times
KU20945 | SE Single Phase Inverter w/ HDWave 10.0kW | w SetApp configuration (SE10000H-US000BNU4) | IV SE 10000H-US HDWave Single Phase -BNU4 | SolarEdge | SE10000H-US000BNU4 | 2294.6023 | Drop Ship & Varying Leas times
KU22263 | SE Single Phase Energy Hub 7.6kW, 7kW battery acc. | w/ RGM & consump. monitor, 5yr(SE7600H-USSNBBL14) | IV SE SE7600H-USSNBBL14 7kW BAT ACC Hub RGM | SolarEdge | SE7600H-USSNBBL14 | 2382.2727 | Drop Ship & Varying Leas times
KU20946 | SE Single Phase Inverter w/ HDWave 11.4kW | w/ SetApp configuration (SE11400H-US000BNU4) | IV SE 11400H-US HDWave Single Phase -BNU4 | SolarEdge | SE11400H-US000BNU4 | 2449.3523 | Drop Ship & Varying Leas times
KU21636 | SE Single Phase Energy Hub 7.6kW w/ RGM | w/ consump. monitor, 5yr plan (SE7600H-USS3BBC14) | IV SE 7600H-US Single Phase Energy Hub RGM -BC14 | SolarEdge | SE7600H-USS3BBC14 | 2474.625 | Drop Ship & Varying Leas times
KU20815 | IV SE 10.0kW Single Phase HD-Wave IV | w/ RGM, Consmp. Meter, SetApp (SE10000H-US000BNI4) | IV SE 10000H-US HDWave Single Phase RGM-BNI4 | SolarEdge | SE10000H-US000BNI4 | 2496.3068 | Drop Ship & Varying Leas times
KU22398 | IV SE 10.0kW Single Phase HD-Wave BEI4 | (PN: SE10000H-US000BEI4) | IV SE 10000H-US HD Wave Single Phase RGM-BEI4 | SolarEdge | SE10000H-US000BEI4 | 2496.3068 | Drop Ship & Varying Leas times
KU21093 | SolarEdge 33.3K-US(480V) 3-phase inverter w/AC RSD | SE33.3K-USR48BNU4 | IV SE 33.3K-US (480V) 3-phase inverter w/ AC RSD | SolarEdge | SE33.3K-USR48BNU4 | 2577.9886 | Drop Ship & Varying Leas times
KU20482 | SE66.6K-USRP0BNU4 | SolarEdge 66.6KW 480V - need 1 secondary | IV SE 66.6KW 480V - AC RSD Primary | SolarEdge | SE66.6K-USRP0BNU4 | 2602.1477 | Drop Ship & Varying Leas times
KU21055 | SolarEdge SE11400H-US HDWave Single Phase RGM | (SE11400H-US000BNC4) | IV SE 11400H-US HDWave Single Phase RGM-BNC4 | SolarEdge | SE11400H-US000BNC4 | 2615.8295 | Drop Ship & Varying Leas times
KU22399 | IV SE 11.4kW Single Phase HD-Wave BEI4 | (PN: SE11400H-US000BEI4) | IV SE 11400H-US HD Wave Single Phase RGM-BEI4 | SolarEdge | SE11400H-US000BEI4 | 2651.0682 | Drop Ship & Varying Leas times
KU22362 | SolarEdge SE7600H-US 10kw Bat. Access Energy Hub | w/RGM/Consump./5 year cell (SE7600H-USMNBBL14) | IV SE SE7600H-USMNBBL14 10kW BAT ACC Hub RGM | SolarEdge | SE7600H-USMNBBL14 | 2661.25 | Drop Ship & Varying Leas times
KU22267 | SE Three Phase Inverter, 30kW 480V w/ AC RSD | w/ DC Safety & fuses, AFCI (SE30K-USR8IBNZ4) | IV SE 30K-US Three Phase Inverter - BNZ4 | SolarEdge | SE30K-USR8IBNZ4 | 2750.3068 | Drop Ship & Varying Leas times
KU21531 | SE EV Charging Single Phase IV w HDWave 11.4kW RGM | w SetApp configuration (SE11400H-US000BNW4) | IV SE 11400H-US HDWave and EV Charger RGM -BNW4 | SolarEdge | SE11400H-US000BNW4 | 2796.6023 | Drop Ship & Varying Leas times
KU22149 | SE Three Phase Inverter, 40.0kW 480V w/ AC RSD | w/ DC Safety, DC Fuses and AFCI (SE40K-USR8IBNZ4) | IV SE 40K-US Three Phase Inverter -BNZ4 | SolarEdge | SE40K-USR8IBNZ4 | 2815.1705 | Drop Ship & Varying Leas times
KU15211 | SolarEdge 14.4KUS (208V) integrated AC/DC Switch | (SE14.4K-USR28BNU4) | IV SE 14.4K-US Three phase inverter -BNU4 | SolarEdge | SE14.4K-USR28BNU4 | 2821.7273 | Drop Ship & Varying Leas times
KU22148 | SE Three Phase inverter, 17.3kW 208V w/ AC RSD | w/ DC Safety, DC fuses, AFCI (SE17.3K-USR2IBNZ4) | IV SE 17.3K-US Three Phase Inverter -BNZ4 | SolarEdge | SE17.3K-USR2IBNZ4 | 3100.5682 | Drop Ship & Varying Leas times
KU22180 | SE Three Phase Inverter, 14.4kW 208V w/ AC RSD | w/ DC safety, DC fuses, AFCI (SE14.4K-USR2IBNZ4) | IV SE 14.4K-US Three Phase Inverter -BNZ4 | SolarEdge | SE14.4K-USR2IBNZ4 | 3100.5682 | Drop Ship & Varying Leas times
KU22265 | SE Single Phase Energy Hub 11.4kW, 10kW battery ac | w/ RGM & consump. monitor, 5yr(SE11400H-USSNBBL14) | IV SE 11400H-US Single Phase Energy Hub RGM -BL14 | SolarEdge | SE11400H-USSNBBL14 | 3126.0682 | Drop Ship & Varying Leas times
KU22264 | SE Single Phase Energy Hub 10kW, 10kW battery acce | w/ RGM & consump. monitor, 5yr(SE10000H-USSNBBL14) | IV SE 10000H-US Single Phase Energy Hub - BL14 | SolarEdge | SE10000H-USSNBBL14 | 3220.2614 | Drop Ship & Varying Leas times
KU20483 | SE100K-USRP0BNU4 | SolarEdge 100KW 480V -need 2 secondaries | IV SE 100KW 480V - AC RSD Primary | SolarEdge | SE100K-USRP0BNU4 | 3359.5341 | Drop Ship & Varying Leas times
KU22100 | SolarEdge Energy Bank Battery | PN: BAT-10K1PS0B-02 | SB SE 10K Energy Bank Battery | SolarEdge | BAT-10K1PS0B-02 | 5113.6364 | Drop Ship & Varying Leas times
KU21963 | SolarEdge P401 - Power Optimizer400W/ 60V P series | residential/commercial, MC4 connectors (P401) | IVA SE Optimizer P401 | SolarEdge | P401 | 35.8977 | Drop Ship & Varying Leas times
KU21141 | SolarEdge P860 - MC4 - 860W Power Optimizer | (PN: P860) | IVA SE Optimizer P860 | SolarEdge | P860 | 42.2727 | Drop Ship & Varying Leas times
KU20949 | SolarEdge Cellular Plug-in with 12yr Data Plan | (CELL-B-R12-US-S-S2) | DCA SE Cellular Plug-in with 12yr Data Plan | SolarEdge | CELL-B-R12-US-S-S2 | 132.0568 | Drop Ship & Varying Leas times
KU21026 | SE Single Phase Inverter w HDWave 5.0kW | w SetApp configuration (SE5000H-US000BNU4) | IV SE 5000H-US HDWave Single Phase -BNU4 | SolarEdge | SE5000H-US000BNU4 | 1530.25 | Drop Ship & Varying Leas times
KU22259 | SolarEdge 120KW 480V Syngery Manager | Roof Top - PN: SE120K-US08IBNZ4 | IV SE 120KW 480V Synergy Manager | SolarEdge | SE120K-US08IBNZ4 | 2283.2614 | Drop Ship & Varying Leas times
KU14923 | SolarEdge P400 - MC4 - 400W/80V Optimizer | MC4 connectors, for72-cell PV modules (P400) | IVA SE Optimizer P400 | SolarEdge | P400 | 35.8977 | Drop Ship & Varying Leas times
KU22160 | SE P860-2XLong 2:1 Power Optimizer 860W/ 60V, MC4, | dual input, PVRSS, commercial only (P860-2XLONG) | IVA SE 2:1 Optimizer P860-2XLong | SolarEdge | P860-4NDZMRZ-NA23 | 28.4091 | Drop Ship & Varying Leas times
KU22318 | SE Single Phase Energy Hub 6kW, 6kW battery acc. | w/ RGM & consump. monitor, 5yr(SE6000H-USSNBBL14) | IV SE 6000H-US Single Phase Energy Hub RGM -BL14 | SolarEdge | SE6000H-USSNBBL14 | 2156.7727 | Drop Ship & Varying Leas times
KU21089 | SE Cellular Plug-in w/ 5yr plan (commercial) | AC<1000kW, commercial SetApp (CELL-B-R05-US-S-S5) | DCA SE Cellular Plug-in w plan AC<1000kW commercia | SolarEdge | CELL-B-R05-US-S-S5 | 758.6364 | Drop Ship & Varying Leas times
KU15541 | SE Single Phase HD-Wave IV 11.4kW | w/ RGM & Consmp. Meter,SetApp (SE11400H-US000BNI4) | IV SE 11400H-US HDWave Single Phase RGM-BNI4 | SolarEdge | SE11400H-US000BNI4 | 2481.2955 | Drop Ship & Varying Leas times
KU22632 | SE Single Phase Energy Hub 11.4kW, 10kW battery ac | w/ RGM (SE11400H-USSNBBL15) | IV SE 11400H-US Single Phase Energy HUB RGM - BL15 | SolarEdge | SE11400H-USSNBBL15 | 3281.3864 | Drop Ship & Varying Leas times
KU21633 | SE Single Phase Energy Hub 3.8kW w/ RGM | w/ consump. monitor, 5yr plan (SE3800H-USS3BBC14) | IV SE 3800H-US Single Phase Energy Hub RGM -BC14 | SolarEdge | SE3800H-USS3BBC14 | 453.2614 | Drop Ship & Varying Leas times
KU15229 | SE Module temperature sensor 4-20mA (Project $) | SE1000-SEN-TMOD-S2 | DCS SE Module temperature sensor 4-20mA | SolarEdge | SE1000-SEN-TMOD-S2 | 130.4432 | Drop Ship & Varying Leas times
KU22269 | SE 100kW 480V Synergy Manager w/ AC RSD | w/ DC Safety, AC/DC SPD, multi input (SE100K-BNZ4) | IV SE 100K-US Synergy Manager -BNZ4 | SolarEdge | SE100K-US08IBNZ4 | 1791.875 | Drop Ship & Varying Leas times
KU15132 | SolarEdge P320-6NM4MRL-NM01 | P320 Optimizer | IVA SE Optimizer P320 | SolarEdge | P320-6NM4MRL-NM01 | 5.6818 | Drop Ship & Varying Leas times
KU15536 | SE Single Phase HD-Wave IV 3.8kW | w/ RGM & Consump. Meter,SetApp (SE3800H-US000BNI4) | IV SE 3800H-US HDWave Single Phase RGM-BNI4 | SolarEdge | SE3800H-US000BNI4 | 1277.375 | Drop Ship & Varying Leas times
KU22183 | SE Synergy Unit | Synergy Unit for three phase iv (SESUK-USR0INNN4) | IV SE Synergy Unit | SolarEdge | SESUK-USR0INNN4 | 1513.9432 | Drop Ship & Varying Leas times
KU20940 | SE Single Phase Inverter w/ HDWave 3.0kW | w SetApp configuration (SE3000H-US000BNU4) | IV SE 3000H-US HDWave Single Phase -BNU4 | SolarEdge | SE3000H-US000BNU4 | 1101.3182 | Drop Ship & Varying Leas times
KU22317 | SolarEdge S440 - MC4 compatible optimiz | S440 (PN: S440) | IVA SE Optimizer S440 | SolarEdge | S440-1GM4MRM-NA02 | 88.4886 | Drop Ship & Varying Leas times
KU21615 | SolarEdge Commercial Gateway | (SE1000-CCG-G-S1) | DCA SE Commercial Gateway | SolarEdge | SE1000-CCG-G-S1 | 341.6591 | Drop Ship & Varying Leas times
KU15535 | SE Single Phase HDWave IV 3.0kW | w/ RGM & Consump. Meter,SetApp (SE3000H-US000BNI4) | IV SE 3000H-US HDWave Single Phase RGM-BNI4 | SolarEdge | SE3000H-US000BNI4 | 1253.25 | Drop Ship & Varying Leas times
KU21133 | SolarEdge P340 - MC4 - 340W Optimizer | for highpower 60-cell modules (PN: P340) | IVA SE Optimizer P340 | SolarEdge | P340 | 32.3523 | Drop Ship & Varying Leas times
KU20481 | SESU-USRS0NNN4 | SolarEdge Commercial - AC RSD Secondary | IVA SE Commercial - AC RSD Secondary | SolarEdge | SESU-USRS0NNN4 | 274.5341 | Drop Ship & Varying Leas times
KU21692 | SolarEdge Backup Interface for Load Side Conn. | 5kW ATX, im/ex meter, Main Lug Only (BI-NUSGN-01) | IVHA SE Backup Interface for Load Side Conn. | SolarEdge | BI-NUSGN-01 | 584.6477 | Drop Ship & Varying Leas times
KU22090 | SolarEdge Backup Interface for Load Side Conn. | BI-NUSGN-02 | SBA SE BI-NUSGN-02 Backup Interface, Load | SolarEdge | BI-NUSGN-02 | 910.3636 | Drop Ship & Varying Leas times
KU22319 | Sol-Ark 600A Current Transformer | 2" inside diameter PN: SA-CT-XL | IVAC SA CT-XL 600A Current Transformer | Sol-Ark | SA-CT-XL | 227.2727 | Drop Ship & Varying Leas times
KU22286 | Sol-Ark 5K 120/240V Hybrid All-In-One | (PN: 5K-2P) 5 Year Standard Warranty | IHV SA Sol-Ark 5K Hybrid All-In-One | Sol-Ark | 5K-2P | 3882.9545 | Drop Ship & Varying Leas times
KU21685 | Sol-Ark 12K 120/240/208V 48V Hybrid All-In-One | 10 YR STNRD Warranty, NEMA 3R (12K-2P) | IHV SA Sol-Ark 12k 120/240/208V 48V Hybrid | Sol-Ark | 12K-2P | 5897.6023 | Drop Ship & Varying Leas times
KU22353 | Sol-Ark 15K 120/240/208V-3P Hybrid Inverter | 10 YR STNRD Warranty NEMA-3R (15K-2P) | IVH SA Sol-Ark 15K Hybrid INV | Sol-Ark | 15K-2P | 6363.6364 | Drop Ship & Varying Leas times
KU21728 | Sol-Ark 8K 120/240V | (PN: 8K-2P) 5 Year Standard Warranty | IHV SA Sol-Ark 8K 120/240V | Sol-Ark | 8K-2P | 5050 | Drop Ship & Varying Leas times
KU21828 | IVA GS Plugin Wifi Stick | data logging stick: Wi-Fi (Solis-DLS-WIFI) | IVS GS Plugin Wifi Stick | Solis | Solis-DLS-WIFI | 46.1364 | Drop Ship & Varying Leas times
KU21829 | IVA GS Plugin LAN Stick | 2 year standard warranty | IVS GS Plugin LANi Stick | Solis | Solis-DLS-LAN | 57.6705 | Drop Ship & Varying Leas times
KU22361 | Solis 10.0kW four MPPT 10 inveter | (PN: Solis-1P10K-4G-US-SP) | IV GS 10.0kW four MPPT 10 inveter | Solis | Solis-1P10K-4G-US-SP | 1705.6136 | Drop Ship & Varying Leas times
KU22365 | GL Solis 50kW 3 Phase Inverter w/ fan | 10 yr stndrd warranty (PN: Solis-50K-US-F-SW) | IV GS 50kW 3 Phase 3Ø INV | Solis | Solis-50K-US-F-SW | 4290.9545 | Drop Ship & Varying Leas times
KU22379 | GL Solis 100kW 3 Phase Inverter w/ fan 10 MPPT | wTIGO, 10yr stndrd wrnty(PN: Solis-100K-5G-US-RSS) | IV GS 100kW 3 Phase 3Ø INV w/ TIGO Transmitter | Solis | Solis-100K-5G-US-RSS | 6212.7273 | Drop Ship & Varying Leas times
KU21867 | Tigo PV Rapid Shutdown Transmitter for TS4-R-F | Single Core (150A) PN: 490-00000-10 | Tigo PV Rapid Shutdown Transmitter for TS4-R-F | Tigo | 490-00000-10 | 39.8977 | Drop Ship & Varying Leas times
KU21872 | Tigo Access Point (Tigo Tap) | (PN:158-00000-02) | Tigo Access Point (Tigo Tap) | Tigo | 158-00000-02 | 51.0341 | Drop Ship & Varying Leas times
KU21189 | Tigo CCA Standalone Kit | 346-00000-00 | DCI TI CCA Standalone Kit | Tigo | 346-00000-00 | 119.5455 | Drop Ship & Varying Leas times
KU21871 | Tigo CCA Standalone Kit | (PN:346-00000-00) | Tigo CCA Standalone Kit | Tigo | 346-00000-00 | 124.3295 | Drop Ship & Varying Leas times
KU22173 | Commercial Dual Core (300A) RSS Din Rail Trans Kit | 277VAC PS (no enclosure enclosure) | 493-00000-20 | Tigo | 493-00000-20 | 148.0341 | Drop Ship & Varying Leas times
KU22322 | Tigo Cloud Connect Advanced Kit (NO UL ENCLOSURE) | TAP, 120/240 VAC PS (PN: 348-00000-00) | DCI TI Cloud Connect Adv. Kit ( (NO UL ENCLOSURE) | Tigo | 348-00000-00 | 269.4432 | Drop Ship & Varying Leas times
KU22166 | TS4-A-F 1500VUL, 1.2M Cable, MC4 | 458-00252-32 | IVA TI TS4-A-F 1500VUL, 1.2M Cable, MC4 | Tigo Energy | 458-00252-32 | 24.9886 | Drop Ship & Varying Leas times
KU21727 | TS4-A-2F, 1500VUL, 2.2M Cable, MC4 | 484-00252-22 | IVA TI TS4-A-2F, 1500VUL, 2.2M Cable, MC4 | Tigo Energy | 484-00252-22 | 40.1818 | Drop Ship & Varying Leas times
KU21212 | TS4-A-0 1500VUL/1000VTUV, 1.2M Cable, MC4 | 451-00252-32 | IVA TI TS4-A-O 1500VUL/1000VTUV, 1.2M Cable, MC4 | Tigo Energy | 451-00252-32 | 40.4659 | Drop Ship & Varying Leas times
KU22641 | TS44-A-O 1500V 1.2M Cable MC4 | 461-00252-32 | TS44-A-O 1500V 1.2M Cable MC4 | Tigo Energy | 461-00252-32 | 40.4659 | Drop Ship & Varying Leas times
KU22310 | Dual Core RSS DIN Rail Transmitter Kit, 120/240V | Dual Core (150A) PN: 492-00000-20 | IVA TI Dual Core RSS DIN Rail Transmitter Kit | Tigo Energy | 492-00000-20 | 132.8068 | Drop Ship & Varying Leas times
KU21914 | Tigo Cloud Connect Advance Kit | (348-00000-52), TAP, 120/240 VAC PS, Outdoor Encl. | DCI TI Cloud Connect Advance Kit | Tigo Energy | 348-00000-52 | 270.2614 | Drop Ship & Varying Leas times
KU21213 | Tigo Cloud Connect Advanced Kit, Din Rail PS | (348-00000-52), TAP, 120/240 VAC PS, Outdoor Box | DCI TI Cloud Connect Advance Kit | Tigo Energy | 348-00000-52 | 276.3409 | Drop Ship & Varying Leas times
KU22588 | 11.4kW Energy Storage Hybrid Inverter | 10KW WH BackUp, Ethernet/WiFi frmlyPN602-00114-03 | IVH TI 11.4kW Enrgy Strge Hybr Inv 601-2111K4-0003 | Tigo Energy | TSI-11.4K-US | 1998.6705 | Drop Ship & Varying Leas times
KU21868 | Single Core RSS DIN Rail Transmitter Kit, 120/240V | Single Core (100A) PN: 492-00000-10 | IVA TI Single Core RSS DIN Rail Transmitter Kit | Tigo Energy | 492-00000-10 | 62.2727 | Drop Ship & Varying Leas times
KU20166 | Trina TSM 295M-DD05A.05 All Black Mono | Honey M PLUS- High quality 295W All Black Mono | SM TSM-295M/60/FS35/BB | Trina Solar | 295M DD05A.05 | 0 | Drop Ship & Varying Leas times
KU22605 | Trina Vertex 395w Mono Perc DE09.05 | Trina Vertex 395 Mono Perc DE09.05 | SM TSM-395M/120/FS30/BB | Trina Solar | DE09.05 | 157.1023 | Drop Ship & Varying Leas times
KU21160 | Trina TSM 310M-DD05H.05(II) All Black Mono | PN: DD05H.05(II) 310 | SM TSM-310M/60/FS35/BB | Trina Solar | DD05H.05(II) 310 | 162.0593 | Drop Ship & Varying Leas times
KU21201 | Trina TSM 320M-DD05M.05(II) All Black Mono | DD05M.05(II) | SM TSM-320M/60/FS35/BB | Trina Solar | DD05M.05(II) 320 | 166.9091 | Drop Ship & Varying Leas times
KU21204 | Trina TallMax 385w mono PERC | DE15H | SM TSM-385M/144/FS40/SW | Trina Solar | DE15H | 170.625 | Drop Ship & Varying Leas times
KU20937 | Trina TallMax 375w Mono PERC | Silver Frame, 72 Cell | SM TSM-375M/72/FS40/SW | Trina Solar | TSM-375-DE14A(II) | 189.6307 | Drop Ship & Varying Leas times
KU22606 | Trina Vertex 395w Bifacial DE09C.07 | DE09C.07 | SM TSM-395M/BF/120/FS30/BB | Trina Solar | DE09C.07 | 201.9886 | Drop Ship & Varying Leas times
KU21226 | Trina TallMax 390w mono PERC | TSM-DE15H(II) 390 | SM TSM-390M/72/FS40/SW | Trina Solar | TSM-DE15H(II) 390 | 213.6364 | Drop Ship & Varying Leas times
KU21227 | Trina TallMax 400w mono PERC | TSM-DE15H(II) 400 | SM TSM-400M/72/FS40/SW | Trina Solar | TSM-DE15H(II) 400 | 213.6364 | Drop Ship & Varying Leas times

## Remaining stocks
Item number | Description 1 | Description 2 | Matchcode | Manufacturer | Manufacturer-Item No. | Price | Status
KU21032 | Trina TallMax 380w Mono Perc DE14A(II) | DE14A(II) | SM TSM-380M/72/FS40/SW | Trina Solar | DE14A(II) | 43.1818 | Remaining Stock
KU21995 | Trina 360 MULTI-BUSBAR MONO PERC MODULE | B-W 132 Cell Multi-Busbar Mono TSM-DE06X.05(II) | SM TSM-360M/132/FS35/BW/MBB | Trina Solar | TSM-DE06X.05(II) | 40.9091 | Remaining Stock
KU22273 | Photovoltaic Wire 10 AWG Black (500' roll) | 19 Strand Bare Copper for 1/2 KV PV | CB TT Photovoltaic Black Wire for 1000V modules | Titan Wire | H4SSW102000U | 206.25 | Remaining Stock
KU15220 | SolaTrim Pest Abatement Barrier | ST-055 (100ft Units) | M SolaTrim Pest Abatement Barrier | SolaTrim | ST-055 | 34.0909 | Remaining Stock
KU22660 | EZ Solar Rooftop PV Junction Box- Asphalt Shingle | JB-1.2 | M EZS Rooftop PV Junction Box-Asphalt Shingle | EZ Solar | JB-1.2 | 36.75 | Remaining Stock
KU10156 | MC4 PV-KST4/6I-UR Male SolarLine connector | ø 4mm, max. 600V, up to 30A, incl crimp contact | CBC MC MC4 MALE KBT4/6I-UR | Multi-Contact | 32.0017P0001-UR | 1.0341 | Remaining Stock
KU10155 | MC4 PV-KBT4/6I-UR Female SolarLine connector | ø 4mm, max. 600V, up to 30A, incl crimp contact | CBC MC MC4 FEMALE KBT4/6I-UR | Multi-Contact | 32.0016P0001-UR | 1.0341 | Remaining Stock
KU22147 | Heyco HEYClip SunRunner Cable Clip | Stainless Steel for 1 to 4 PV wires (S6404) | Heyco HEYClip SunRunner Cable Clip | Heyco | 4000382 | 0.65909 | Remaining Stock

## Compiled
SKU No | Item number | Description 1 | Description 2 | Matchcode | Manufacturer | Manufacturer-Item No. | Price | Status | Listing Status
| KU21913 | SE P960 2:1 Power Optimizer 960W/60V, dual input | PVRSS compliant, commercial IVs only (PN: P960) | IVA SE 2:1 Optimizer P960 | SolarEdge | P960 | 59.8182 | Available Stock | Not Listed
| KU20948 | SolarEdge Cellular Modem with 5yr Data Plan | Residential SetApp Inverter (CELL-B-R05-US-S-S2) | DCA SE Cellular Plug-in with 5yr Data Plan | SolarEdge | CELL-B-R05-US-S-S2 | 316.5568 | Available Stock | Not Listed
| KU22326 | SolarEdge P1101 Power Optimizer 1100W/125V | PVRSS Cpmpliant, 208/480V (P1101) | IVA SE P1101 Optimizer | SolarEdge | P1101-4NMYMRT-NA32 | 93.1364 | Available Stock | Not Listed
| KU22005 | SE 40A Circuit Breaker for Backup Interface kit | 9 units per kit (CB-UPG-40-01) | IVA SE 40A Circuit Breaker for Backup Interface | SolarEdge | CB-UPG-40-01 | 6.9318 | Available Stock | Not Listed
| KU22368 | SE Single Phase Inverter w/ HDWave 10.0kW *BEU4* | 12 year warranty included (PN: SE10000H-US000BEU4) | IV SE 10000H-US HDWave Single Phase - BEU4 | SolarEdge | SE10000H-US000BEU4 | 2147.6591 | Available Stock | Not Listed
USIN100-0069 | KU22622 | SE Single Phase Inverter w HDWave 5.0kW | w SetApp configuration (SE5000H-US000BEU4) | IV SE 5000H-US HDWave Single Phase -BEU4 | SolarEdge | SE5000H-US000BEU4 | 1432.25 | Available Stock | Already Listed
USIN100-0146 | KU22369 | SE Single Phase Inverter w/ HDWave 11.4kW *BEU4* | 12 year warranty included (PN: SE11400H-US000BEU4) | IV SE 114000H-US HDWave Single Phase - BEU4 | SolarEdge | SE11400H-US000BEU4 | 2292.5 | Available Stock | Already Listed
| KU22103 | SolarEdge Energy Bank Battery Handles | (1 pack = 4 handles) PN: IAC-RBAT-HANDLE-01 | SBA SE Energy Bank Battery Handles | SolarEdge | IAC-RBAT-HANDLE-01 | 10.7955 | Available Stock | Not Listed
USWC001-0054 | KU21694 | SolarEdge Smart EV Charger, NEMA 6-50 Plug | includes cable (SE-EV-SA-KIT-LJ40P) | IVA SE Smart EV Charger | SolarEdge | SE-EV-SA-KIT-LJ40P | 617.2159 | Available Stock | Already Listed
USIN100-0066 | KU20986 | SE Single Phase Inverter w/ HDWave 7.6kW | w SetApp configuration (SE7600H-US000BNU4) | IV SE 7600H-US HDWave Single Phase -BNU4 | SolarEdge | SE7600H-US000BNU4 | 1718.7159 | Available Stock | Already Listed
USSS100-0021 | KU22488 | SE Single Phase Inverter w HDWave 6.0kW | w SetApp configuration (SE6000H-US000BEU4) | IV SE 6000H-US HDWave Single Phase -BEU4 | SolarEdge | SE6000H-US000BEU4 | 1489.5455 | Available Stock | Already Listed
| KU22482 | SE Single Phase Inverter w/ HDWave 3kW *BEU4* | 12 year warranty included (PN: SE3000H-US000BEU4) | IVSE3000H-US000BEU4 | SolarEdge | SE3000H-US000BEU4 | 1101.3182 | Available Stock | Not Listed
USIN100-0061 | KU22485 | SE Single Phase Inverter w/ HDWave 3.8kW *BEU4* | 12 year warranty included (PN: SE3800H-US000BEU4) | IV SE 3800H-US HDWave Single Phase - BEU4 | SolarEdge | SE3800H-US000BEU4 | 1125.4318 | Available Stock | Already Listed
USIN100-0070 | KU22621 | SolarEdge SE7600H-US000BEU4 Single Phase Inverter | PN: SE7600H-US000BEU4 (HD-Wave w/ SetApp) | IV SE 7600H-US HDWave Single Phas-BEU4 | SolarEdge | SE7600H-US000BEU4 | 1718.7159 | Available Stock | Already Listed
| KU20947 | SolarEdge Data Logger SE1000-DTLG-S1 | w/ 5 year warranty (SE1000-DTLG-S1) | DCA SE Data Logger SE1000-DTLG-S1 | SolarEdge | SE1000-DTLG-S1 | 432.7727 | Available Stock | Not Listed
USSS100-0017 | KU21691 | SolarEdge Backup Interface for Service Side Conn. | 5kW ATX, im/ex meter, 200A MCB rated (BI-EUSGN-01) | IVHA SE Backup Interface for Service Side Conn. | SolarEdge | BI-EUSGN-01 | 1035.7386 | Available Stock | Already Listed
USCG001-0006 | KU22101 | SolarEdge Energy Net Plug-In | (Pack of 5) PN: ENET-HBNP-01 | SBA SE Energy Net Plug-In | SolarEdge | ENET-HBNP-01 | 133 | Available Stock | Already Listed
USWC001-0072 | KU22104 | SolarEdge Battery Parallel Branch Connector | PN: IAC-RBAT-USYCBL-01 / FLD-USRB-YCBL-A-01 | SBA SE Battery Parallel Branch Connector | SolarEdge | IAC-RBAT-USYCBL-01 | 32.3523 | Available Stock | Already Listed
| KU20460 | SE EV Charging cable 25ft 40A | for integrated & Smart EV IVs (SE-EV-KIT-25J40-2) | IVAC SE EV Charging Cable 25ft 40A | SolarEdge | SE-EV-KIT-25J40-2 | 317.9659 | Available Stock | Not Listed
USIN100-0286 | KU20900 | SE Single Phase Inverter w/ HD-Wave 3.8kW | w SetApp configuration (SE3800H-US000BNU4) | IV SE 3800H-US HDWave Single Phase -BNU4 | SolarEdge | SE3800H-US000BNU4 | 1125.4318 | Available Stock | Already Listed
| KU22179 | SE Single Phase Energy Hub 3.8kW w/ RGM & consump. | 5yr plan, 5kW battery interface(SE3800H-USM3BBC14) | IV SE SE3800H-US Single Phase Energy Hub RGM -BC14 | SolarEdge | SE3800H-USM3BBC14 | 609.5114 | Available Stock | Not Listed
USIN100-0054 | KU22359 | SoalrEdge 3800A Storedge w/ 5 year Cell Card | PN: PN: SE3800A-USS2RLCB2 | IVH SE 3800A StorEdge w/ 5 Year Cell Card *LCB2* | SolarEdge | SE3800A-USS2RLCB2 | 2446.2727 | Available Stock | Already Listed
USIN100-0240 | KU20557 | SoalrEdge 3800A Storedge w/ 5 year Cell Card | PN: SE3800A-USS2RNCB2 | IVH SE 3800A StorEdge w/ 5 Year Cell Card *NCB2* | SolarEdge | SE3800A-USS2RNCB2 | 2446.2727 | Available Stock | Already Listed
USSE100-0255 | KU22102 | SolarEdge 63A Circuit Breaker for BUI Kit | (9 Units per Kit) PN: CB-UPG-63-01 | SBA SE 63A Circuit Breaker for Backup Interface | SolarEdge | CB-UPG-63-01 | 138.0682 | Available Stock | Already Listed
USSP100-0111 | KU22620 | SOLAR4AMERICA 410W ALL BLACK | S4A410-72MH5 (72 CELL) | SM S4A-410M/72/FS40/BB | SOLAR4AMERICA | S4A410-72MH5 | 157.4773 | Available Stock | Already Listed
USIN100-0087 | KU21905 | IVA JMS-F, Sunspec Compliant Shut Down Module | (119814-00.01) | RSD SMA JMS-F | SMA | 119814-00.01 | 28.1818 | Available Stock | Already Listed
USIN100-0094 | KU21138 | SMA Sunny Tripower 50 CORE1-US-41 | (STP50-US-41) | IV SMA STP 50 CORE1-US-41 | SMA | 03-50-1000-2-41 | 6004.4545 | Available Stock | Already Listed
USSE100-0200 | KU21199 | SMA Cellular LTE Modem | w/ 5yr Data Plan PN: CELLMODKIT-US-10 | DCI SMA Cellular LTE Modem | SMA | CELLMODKIT-US-10 | 245.6591 | Available Stock | Already Listed
USIN100-0086 | KU20765 | SMA DATA MANAGER EDMM-US-10 |  | DCD SMA Data Manager M | SMA | EDMM-US-10 | 823.592 | Available Stock | Already Listed
| KU21979 | Silfab Prime 400 HC+ | All Black, SIL-400 HC+ | SM SL-400M/132/FS35/BB | Silfab | SIL 400 HC+ | 199.0909 | Available Stock | Not Listed
| KU22613 | Silfab Elite 410 BG |  | SM SL-410M/66/FS35/BB | Silfab | SIL 410 BG | 208.7273 | Available Stock | Not Listed
| KU22600 | QuicScrew/Bolt QB2 3" Microflashing w/ L-Foot, Mil | (1 pack = 25 pcs) 4" Bolts (PN: 17662) | M QS QB2 - 3" Microflashing w/ L-Foot, Mil | QuickScrew/QuickBolt | 17662 | 107.4318 | Available Stock | Not Listed
| KU22255 | QS F-Tile 90-H-38MM 5/16Kit 20H-40S/KTC | 1 pack = 20 pcs (PN: 17608) | M QS Flat Tile Hook 5/16 Kit | QuickScrew | 17608 | 0.56818 | Available Stock | Not Listed
| KU15214 | QuickScrew Adjustable Tile Hook | 1 pack = 10 pcs 17587 | M QS Adjustable Tile Hook | QuickScrew | 17587 | 7.3864 | Available Stock | Not Listed
| KU15161 | F-Tile 90-H-38MM 1/4Kit 20H-40S/KTC |  | M QS Flat tile Hook 1/4 Kit | QuickScrew | 17542 | 93.1818 | Available Stock | Not Listed
| KU22339 | QuickScrew Cylinder Conduit Mount 20pk | 2-1/4" EPDM Mount W/Screw 20/pk (PN: 16322) | M QS Cylinder Conduit Mount 20pk | QuickScrew | 16322 | 5.6818 | Available Stock | Not Listed
USMS100-0156 | KU15585 | Quick Hook SS, Standard Height Hook for Side Mount | PN 276 | M QMPV QuickMount Quick Hook SS | Quick Mount PV | QMHSS-NF-A-12 | 0.56818 | Available Stock | Already Listed
| KU15586 | Quick Mount Tile Replacement Mount | PN 307 | M QMPV Tile Replacement Mount, Base Mount | Quick Mount PV | PN 307 | 11.8636 | Available Stock | Not Listed
| KU20763 | Quick Mount Black Tile Replacement Flashing S-Tile | QMC-TRF-S B 12 | M QMPV Black Tile Replacement Flashing S-Tile | Quick Mount PV | QMC-TRF-S B 12 | 5.3636 | Available Stock | Not Listed
USMS100-0127 | KU20535 | Quick Mount QRail Light, 14 ft., Black | QMR-RL14 B 60 | M QMPV QRail Light, 14 ft., Black | Quick Mount PV | QMR-RL14-B-60 | 2.2727 | Available Stock | Already Listed
USMS100-0148 | KU20746 | Quick Mount QSplice Internal, Light Mill | QMR-ISL A 15 | M QMPV QSplice Internal, Light Mill | Quick Mount PV | QMR-ISL-A-15 | 0.28409 | Available Stock | Already Listed
| KU21834 | QMPV Tile Replacement Mount, Flat Tile | PN 311 | M QMPV Tile Replacement Mount, Flat Tile | Quick Mount PV | PN 311 | 4.2386 | Available Stock | Not Listed
USSE100-0195 | KU21720 | Quick Mount Tile Replacement Black S-Tile | QMTR-S3.25-B12 | M QMPV Tile Replacement Black S-Tile | Quick Mount PV | QMTR-S3.25-B-12 | 0.56818 | Available Stock | Already Listed
USMS100-0223 | KU15511 | Quick Mount Tile Replacement Mount | PN 317 | M QMPV Tile Replacement Mount, S-Tile | Quick Mount PV | QMTR-S3.25-A-12 | 11.4432 | Available Stock | Already Listed
USSP100-0121 | KU22458 | Phono Solar TwinPlus 400w | PS400M6H-18/VHB | SM PS-400M/108/FS35/BB | Phono Solar | PS400M6H-18/VHB | 144.5455 | Available Stock | Already Listed
USSP100-0023 | KU22603 | Phono Solar TwinPlus 545w | PS545M6-24/TH | SM PS-545M/144/FS35/SW | Phono Solar | PS545M6-24/TH | 204.375 | Available Stock | Already Listed
| KU21875 | K2 4000048-13mmx25mm TBolt Kit |  | M K2 13mm x 25mm T Bolt Kit | K2 Systems | 4000048 | 1 | Available Stock | Not Listed
| KU22200 | K2 Systems Top Channel Wire Clip, Black | CR Wire Management (4000069) | M K2 TC Wire Clip, Black | K2 Systems | 4000069 | 0.25 | Available Stock | Not Listed
| KU22367 | K2 Splice Foot Screw, M5x60 | (PN: 4000115) | M K2 Splice Foot Screw, M5x60 | K2 Systems | 4000115 | 0.54545 | Available Stock | Not Listed
USMS100-0009 | KU21646 | K2 Crossrail Mid-Clamp Dark 30-47mm | Hex Head, Wire Management (4000602-H) | M K2 CR MC Dark, 30-47mm, 13mm Hex | K2 Systems | 4000602-H | 2.6705 | Available Stock | Already Listed
USMS100-0003 | KU21648 | K2 Ground Lug Set, Hex Head | Ground Lug Set, Hex Head (4000006-H) | M K2 Ground Lug Set, Hex | K2 Systems | 4000006-H | 3.75 | Available Stock | Already Listed
| KU20404 | K2 CrossRail 48-X, 166" Mill | Cross Rail MILL Finish (4000662) | M K2 CR 48-X, 166" Mill | K2 Systems | 4000662 | 22.7273 | Available Stock | Not Listed
| KU20425 | K2 MiniRail XPress Base 17in w/EPDM, Mill | MiniRail Xpress Base Mill (4000667) | M K2 MiniRail XPress Base 17in w/EPDM, Mill | K2 Systems | 4000667 | 0.28409 | Available Stock | Not Listed
USMS100-0002 | KU21649 | K2 CR Micro Optimizer Mounting Kit, Hex Head | CRl Micro Optimizer Accessory Mounting (4000629-H) | M K2 Micro Optimizer Mounting Kit, Hex | K2 Systems | 4000629-H | 1.1364 | Available Stock | Already Listed
| KU21647 | K2 Yeti Hidden End Clamp for CR, Hex Head, Mill | Wire Management CR Component (4000050-H) | M K2 Yeti Hidden EC, Hex, Mill | K2 Systems | 4000050-H | 2.8295 | Available Stock | Not Listed
USMS100-0019 | KU21699 | K2 RailConn CR 44-X Mill | CrossRail Component (PN 4000051) | M K2 RailConn CR 44-X Mill | K2 Systems | 4000051 | 3.5568 | Available Stock | Already Listed
| KU15072 | K2 CrossRail EC Silver, 30-45mm (allen) | CrossRail Clamp (4000429) | M K2 CR EC Silver, 30-45mm | K2 Systems | 4000429 | 2 | Available Stock | Not Listed
| KU22392 | K2 Universal Standard Hook +2. 5.5 Base Kit. w/But | (PN: 4000142-B) | M K2 USH +2, 5.5" Base Kit, w/Butyl | K2 Systems | 4000142-B | 8.9432 | Available Stock | Not Listed
| KU22396 | K2 Sleeve CR 44-X | (PN: 4000177) | M K2 Sleeve CR 44-X | K2 Systems | 4000177 | 0.76136 | Available Stock | Not Listed
| KU14477 | K2 L-Foot Slotted Set, Mill | CrossRail L-Foot Roof Attachment (4000630) | M K2 L-Foot Slotted Set, Mill | K2 Systems | 4000630 | 2.5455 | Available Stock | Not Listed
USMS100-0020 | KU21711 | K2 CrossRail 44-X, 166" Dark | K2 44-x 166" Dark Rail (4000020) | M K2 CR 44-X 166" Dark | K2 Systems | 4000020 | 20.4545 | Available Stock | Already Listed
| KU22208 | K2 EverFlash XP Comp Kit, Dark | CrossRail Comp Shingle Roof Attachment (4000060) | M K2 EverFlash XP Comp Kit, Dark | K2 Systems | 4000060 | 7.3864 | Available Stock | Not Listed
| KU20126 | K2 WEEB Clip BMC, CR48, XR, DOME | Dome R^2 End Clamps (4000469) | M K2 WEEB Clip BMC, CR48, XR, Dome | K2 Systems | 4000469 | 1.3409 | Available Stock | Not Listed
| KU21909 | K2 CR 44-X, Climber Set w/Hole | Mill Tilt Up Component (4006043) | M K2 CR Climber Set, Hex | K2 Systems | 4006043 | 0.94318 | Available Stock | Not Listed
| KU22393 | K2 Flat Tile Hook X Kit, w/Butyl | (PN: 4000141-B) | M K2 Flat Tile Hook X Kit, w/Butyl | K2 Systems | 4000141-B | 6.5114 | Available Stock | Not Listed
| KU14235 | K2 Wire Management Clip, Omega, Black | 1 PACK = 100 PCS (PN: 4005394) | M K2 Wire Management Clip, Omega, Black | K2 Systems | 4005394 | 0.19318 | Available Stock | Not Listed
| KU14279 | K2 L-Foot Slotted Set, Dark | CR L-Feet Roof Attachments (4000631) | M K2 L-Foot Slotted Set, Dark | K2 Systems | 4000631 | 1.5 | Available Stock | Not Listed
| KU22708 | K2 Flash Comp Kit, Dark | (PN: 4000157) | M K2 Flash Comp Kit, Dark | K2 Systems | 4000157 | 6.9782 | Available Stock | Not Listed
| KU20658 | K2 CrossRail 48-XL 166'', Mill | Mill Finish CrossRail XL (4000695) | M K2 CR 48-XL 166", Mill | K2 Systems | 4000695 | 5.6818 | Available Stock | Not Listed
| KU22357 | K2 MiniRail XPress Base Set, Mill | (PN: 4000073) | M K2 MiniRail XPress Base Set, Mill | K2 Systems | 4000073 | 3.8523 | Available Stock | Not Listed
| KU21712 | K2 Rail Connector CR 44-X, Set, Dark | CrossRail Component (4000052) | M K2 RailConn CR 44-X, Dark | K2 Systems | 4000052 | 4.6591 | Available Stock | Not Listed
USMS100-0644 | KU21644 | K2 CR End Clamp Dark 30-40mm, Allen Bolt | Cross Rail Clamp (4000091) | M K2 CR EC Dark, 30-40mm | K2 Systems | 4000091 | 2.3068 | Available Stock | Already Listed
| KU22366 | K2 Splice Foot XL Kit - Mill | (PN: 4000162) | M K2 Splice Foot XL Kit, Mill | K2 Systems | 4000162 | 7.7045 | Available Stock | Not Listed
| KU14408 | 1002392 | CrossRail 48 Rail Connector set, Mill | M EV CrossRail 48 Rail Connector set, Mill | K2 Systems | 1002392 | 0.11364 | Available Stock | Not Listed
| KU20159 | K2 Dome R^2 Corner Strut Kit | D-Dome (4000637) | M K2 Dome R^2 Corner Strut | K2 Systems | 4000637 | 13.9773 | Available Stock | Not Listed
USMS100-0015 | KU19010 | K2 CrossRail EndCap, Black, CR 48-X,48-XL | CrossRail Component (4000431) | M K2 CR EndCap, Black, CR 48-X,48-XL | K2 Systems | 4000433 | 0.36364 | Available Stock | Already Listed
| KU22363 | K2 Crossrail 44-x 180” mill | (PN: 4000021) | M K2 CR 44-X 180' Mill | K2 Systems | 4000021 | 28.4773 | Available Stock | Not Listed
USMS100-0017 | KU22343 | K2 RailConn CR 48-X,48-XL Struct Set, Mill | Mill CrossRail Component (4000385) | M K2 RailConn CR 48-X,48-XL Mill | K2 Systems | 4000385 | 3.5455 | Available Stock | Already Listed
| KU20123 | K2 Universal Standard Hook +2 5.5'' Base | CrossRail Tile Hook Roof Attachments (4000142) | M K2 Universal Standard Hook +2 5.5'' Base | K2 Systems | 4000142 | 8.6932 | Available Stock | Not Listed
| KU15499 | K2 CrossRail Tilt Connector Set | Mill Tilt Up Component (4000505) | M K2 CR Tilt Connector Set | K2 Systems | 4000505 | 1.5568 | Available Stock | Not Listed
USMS100-0016 | KU15176 | K2 RailConn CR 48-X,48-XL Struct Set, Dark | CrossRail Component (4000386) | M K2 RailConn CR 48-X,48-XL Dark | K2 Systems | 4000386 | 4.8636 | Available Stock | Already Listed
USMS100-0006 | KU14595 | K2 1.5" Pipe -Bracket Kit | CrossRail Ground Mount (4000100) | M K2 1.5" Pipe -Bracket Kit | K2 Systems | 4000100 | 8.6023 | Available Stock | Already Listed
USMS100-0004 | KU15128 | K2 EverFlash eComp Kit, Black | CrossRail Comp Shingle Roof Attachments (4000366) | M K2 EverFlash eComp Kit, Black | K2 Systems | 4000366 | 6.6932 | Available Stock | Already Listed
| KU22082 | K2 Splice Foot X Mil | CrossRail L-Foot Roof Attachment (4000113) | M K2 Splice Foot X Mill | K2 Systems | 4000113 | 6.6364 | Available Stock | Not Listed
| KU20155 | K2 Dome R^2 Roof Protection Mat | D-Dome (4000594) | M K2 Dome R^2 Roof Protection Mat | K2 Systems | 4000594 | 5.4886 | Available Stock | Not Listed
| KU22644 | K2 Big Foot 6" w/ 3" + Chem Link Clip | 4000218 | M K2 Big Foot 6" w/ 3" + Chem Link Clip | K2 Systems | 4000218 | 3.9793 | Available Stock | Not Listed
| KU20811 | IronRidge Kit, End Cap XR10 (10 Caps Per Bag) | IronRidge End Cap (XR-10-CAP) | M IR End Cap XR10 | IronRidge | XR-10-CAP | 1.0398 | Available Stock | Not Listed
| KU20812 | Iron Ridge XR-100-CAP(10 Caps per bag) | 10 caps per pack (PN:XR-100-CAP) | M IR End Cap XR100 | IronRidge | XR-100-CAP | 1.0398 | Available Stock | Not Listed
USIN100-0033 | KU21831 | Wire Clip (Polybag, 20pcs) | IronRidge Wire Clip (Polybag, 20pcs) (29-4000-077) | M IR Wire Clip (Polybag, 20pcs) | IronRidge | 29-4000-077 | 0.48864 | Available Stock | Already Listed
USMI100-0020 | KU20808 | T-Bolt Bonding Hardware | IronRidge T-Bolt Hardware (BHW-TB-02-A1) | M IR T-Bolt Bonding Hardware | IronRidge | BHW-TB-02-A1 | 1.7386 | Available Stock | Already Listed
USMS100-0103 | KU20806 | Stopper Sleeve, 40MM, Black | IronRidge Stopper Sleeve (UFO-STP-40MM-B1) | M IR Stopper Sleeve, 40MM, Black | IronRidge | UFO-STP-40MM-B1 | 0.46591 | Available Stock | Already Listed
USMS100-0119 | KU20795 | Grounding Lug, Low Profile | IronRidge Grounding Lug (XR-LUG-03-A1) | M IR Grounding Lug, Low Profile | IronRidge | XR-LUG-03-A1 | 3.7841 | Available Stock | Already Listed
USMS100-0088 | KU20809 | Universal Module Clamp, Black | IronRidge Universal Module Clamp (UFO-CL-01-B1) | M IR Universal Module Clamp, Black | IronRidge | UFO-CL-01-B1 | 2.8068 | Available Stock | Already Listed
USMS100-0051 | KU20794 | Microinverter Bonding Hardware, T-Bolt | IronRidge MicroINV Bonding Hardware (BHW-MI-01-A1) | M IR ¼ X ¾ MicroINV Bonding Hardware | IronRidge | BHW-MI-01-A1 | 1.1364 | Available Stock | Already Listed
USMS100-0092 | KU20731 | Stopper Sleeve, 32MM, Black | IronRidge Stopper Sleeve (UFO-STP-32MM-B1) | M IR Stopper Sleeve, 32MM, Black | IronRidge | UFO-STP-32MM-B1 | 0.29545 | Available Stock | Already Listed
USMS100-0099 | KU20802 | Stopper Sleeve, 35MM, Black | IronRidge Stopper Sleeve (UFO-STP-35MM-B1) | M IR Stopper Sleeve, 35MM, Black | IronRidge | UFO-STP-35MM-B1 | 0.47727 | Available Stock | Already Listed
USMS100-0081 | KU20174 | XR10 Bonded Splice (Incl. Self-tapping Screws) | IronRidge Kit (XR10-BOSS-01-M1 RevA) | M IR Kit, XR10 Bonded Splice | IronRidge | XR10-BOSS-01-M1 | 5.3068 | Available Stock | Already Listed
USMS100-0113 | KU20797 | FlashFoot2, Mill | IronRidge FlashFoot2 (FF2-02-M2) | M IR FlashFoot2, Mill | IronRidge | FF2-02-M2 | 11.2386 | Available Stock | Already Listed
USMS100-0082 | KU20175 | Kit, XR100 Bonded Splice BOSS | IronRidge Kit (XR100-BOSS-01-M1) ) | M IR Kit, XR100 Bonded Splice | IronRidge | XR100-BOSS-01-M1 | 4.3182 | Available Stock | Already Listed
USMS100-0101 | KU20804 | Stopper Sleeve, 38MM, Black | IronRidge Stopper Sleeve (UFO-STP-38MM-B1) | M IR Stopper Sleeve, 38MM, Black | IronRidge | UFO-STP-38MM-B1 | 0.46591 | Available Stock | Already Listed
USSP100-0119 | KU20796 | Square-Bolt Bonding Hardware | IronRidge Square-Bolt (BHW-SQ-02-A) | M IR Square-Bolt Bonding Hardware | IronRidge | BHW-SQ-02-A1 | 1.5568 | Available Stock | Already Listed
USMS100-0068 | KU20170 | XR10, Rail 168" (14 Feet) Clear | IronRidge XR10, Rail (XR-10-168A) | M IR XR10, Rail 168" (14 Feet) Clear | IronRidge | XR-10-168A | 37.25 | Available Stock | Already Listed
USMS100-0087 | KU20810 | Universal Module Clamp, Clear | IronRidge Universal Module Clamp (UFO-CL-01-A1) | M IR Universal Module Clamp, Clear | IronRidge | UFO-CL-01-A1 | 2.5909 | Available Stock | Already Listed
USMS100-0131 | KU13657 | TM-FTL-015 | IronRidge Fixed Tilt Leg Kit, 15", Mill Finish | M IR Fixed Tilt Leg Kit, 15", Mill Finish | IronRidge | TM-FTL-015 | 26.6932 | Available Stock | Already Listed
USMS100-0048 | KU21033 | Frameless Module Clamp Bonding Hardware, T-Bolt | IronRidge Kit, 4pcs (FMLS-BHW) | M IR Frameless Module Clamp, T- Bolt | IronRidge | FMLS-BHW | 0.28409 | Available Stock | Already Listed
USMS100-0114 | KU20793 | FlashFoot2, Black | IronRidge FlashFoot2 (FF2-02-B2) | M IR FlashFoot2, Black | IronRidge | FF2-02-B2 | 13.1136 | Available Stock | Already Listed
USMS100-0038 | KU21143 | Flat Roof Attachment, Mill | IR Flat Roof Attachment (FRA-BASE-01-M1) | M IR Flat Roof Attachment, Mill | IronRidge | FRA-BASE-01-M1 | 15.625 | Available Stock | Already Listed
USMS100-0069 | KU20171 | XR10, Rail 168" (14 Feet) Black | IronRidge XR10, Rail (XR-10-168B) | M IR XR10, Rail 168" (14 Feet) Black | IronRidge | XR-10-168B | 36.125 | Available Stock | Already Listed
USMS100-0085 | KU20813 | Kit, End Cap XR1000 (10 caps Per Bag) | IronRidge End Cap (XR-1000-CAP) | M IR End Cap XR1000 | IronRidge | XR-1000-CAP | 1.1148 | Available Stock | Already Listed
USMS100-0053 | KU13600 | GM-BRC-003 | IR Ground Mount Bonded Rail Connector 3" | M IR Ground Mount Bonded Rail Connector 3" | IronRidge | GM-BRC-003 | 6.4432 | Available Stock | Already Listed
USMS100-0680 | KU20798 | Slotted L-Foot, Black | IronRidge Slotted L-Foot (LFT-03-B1) | M IR Slotted L-Foot, Black | IronRidge | LFT-03-B1 | 2.2159 | Available Stock | Already Listed
USMS100-0108 | KU20799 | Slotted L-Foot, Mill | IronRidge Slotted L-Foot (LFT-03-M1) | M IR Slotted L-Foot, Mill | IronRidge | LFT-03-M1 | 2 | Available Stock | Already Listed
USMS100-0086 | KU20769 | Hidden End Cam (universal clamp) | IronRidge Hidden End Clamp (CAMO-01-M1) | M IR Hidden End Clamp | IronRidge | CAMO-01-M1 | 5.1932 | Available Stock | Already Listed
USMS100-0102 | KU20807 | Stopper Sleeve, 40MM, Mill | IronRidge Stopper Sleeve (UFO-STP-40MM-M1) | M IR Stopper Sleeve, 40MM Mill | IronRidge | UFO-STP-40MM-M1 | 0.45455 | Available Stock | Already Listed
USMS100-0072 | KU20172 | XR100, Rail 168" (14 Feet) Clear | IronRidge XR100, Rail (XR-100-168A) | M IR XR100, Rail 168" (14 Feet) Clear | IronRidge | XR-100-168A | 45.7045 | Available Stock | Already Listed
USMS100-0090 | KU21263 | Stopper Sleeve, 30MM, Black | IronRidge Stopper Sleeve (UFO-STP-30MM-B1) | M IR Stopper Sleeve, 30MM, Black | IronRidge | UFO-STP-30MM-B1 | 0.46591 | Available Stock | Already Listed
USMS100-0509 | KU22246 | XR10, Rail 168" (14 Feet) MILL | IronRidge XR10, Rail (XR-10-168M) | M IR XR10, Rail 168" (14 Feet) MILL | IronRidge | XR-10-168M | 28.3182 | Available Stock | Already Listed
| KU21985 | IronRidge Ground Mount Bonded Rail Connector - 2" | XR1000, | M IR Ground Mount Bonded Rail Connector - 2" | IronRidge | GM-BRC2-01-M1 | 12.8864 | Available Stock | Not Listed
USMS100-0052 | KU20379 | 70-0200-SGA | IronRidge SGA Top Cap, for 2" pipe | M IR SGA Top Cap, for 2" pipe | IronRidge | 70-0200-SGA | 36.5455 | Available Stock | Already Listed
USMS100-0078 | KU20277 | XR-1000-168A | IronRidge XR1000, Rail 168" (14 Feet) Clear | M IR XR1000, Rail 168" (14 Feet) Clear | IronRidge | XR-1000-168A | 72.1023 | Available Stock | Already Listed
USMS100-0039 | KU21144 | Flat Roof Attachment, Membrane, 60 mil, White | IR FRA, Membrane, 60 Mil, TPO GAF (FRA-M60T-GF-W1) | M IR Flat Roof Attachment, Membrane, 60 Mil, White | IronRidge | FRA-M60T-GF-W1 | 4.2273 | Available Stock | Already Listed
USMS100-0130 | KU20636 | Kit, Fixed Tilt Leg, 10", Mill | IronRidge Fixed Tilt Leg Kit (TM-FTL-010) | M IR Fixed Tilt Leg Kit, 10", Mill | IronRidge | TM-FTL-010 | 24.1932 | Available Stock | Already Listed
USMS100-0060 | KU21475 | BX Chassis 10 deg | IronRidge BX Chassis 10 Deg (BX-10D-P1) | M IR BX Chassis 10 Deg | IronRidge | BX-10D-P1 | 44.3409 | Available Stock | Already Listed
USMS100-0137 | KU13601 | 70-0300-SGA | IronRidge Ground-Array Top Cap at 3" | M IR Ground-Array Top Cap at 3" | IronRidge | 70-0300-SGA | 23.2955 | Available Stock | Already Listed
USMS100-0098 | KU20803 | Stopper Sleeve, 35MM, Mill | IronRidge Stopper Sleeve (UFO-STP-35MM-M1) | M IR Stopper Sleeve, 35MM, Mill | IronRidge | UFO-STP-35MM-M1 | 0.45455 | Available Stock | Already Listed
USMS100-0075 | KU20173 | XR100, Rail 168" (14 Feet) Black | IronRidge XR100, Rail (XR-100-168B) | M IR XR100, Rail 168" (14 Feet) Black | IronRidge | XR-100-168B | 49.3864 | Available Stock | Already Listed
| KU22459 | Q.PEAK DUO XL-G10 BFG 480 | Bifacial | SM QC-480M / BF/156/FS35/SW | Hanwha Q CELLS | DUO XL-G10 BFG 480 | 229.0909 | Available Stock | Not Listed
USIN100-0194 | KU22293 | GoodWe Auto Transformer | GW ATX9600-01-00P | IVA GW ATX9600-01-00P | Goodwe | GW9600A-TX | 272.7273 | Available Stock | Already Listed
USIN100-0193 | KU22321 | GoodWe Storage Inverter GW9600A-BP w/o Switch | Without AC Bypass (PN: ABP9600-01-00P) | IV GW Storage Inverter GW9600A-BP | Goodwe | GW9600A-BP | 2954.2614 | Available Stock | Already Listed
| KU21549 | GNR SnapRS- Inline Disconnect Switch | (PN: APKE00011) | IVAC GNR SnapRS- Inline Disconnect Switch | GENERAC | APKE00011 | 30.6023 | Available Stock | Not Listed
USIN100-0134 | KU21547 | GNR PWRcell Spacer kit | APKE00008 | IVAC GNR PWRcell Spacer kit | GENERAC | APKE00008 | 45.6818 | Available Stock | Already Listed
| KU20114 | Enphase IQ Cable for 60/72 cell 1.0m portrait | Q-12-10-240 | IVMA EE IQ Cable for 60/72 cell 1.0m portrait | Enphase Energy | Q-12-10-240 | 13.9545 | Available Stock | Not Listed
| KU22486 | Enphase IQ8+ Microinverter (M) | ADAPTER CABLE NOT NEEDED (IQ8PLUS-72-M-US) | IVM EE IQ8+ (M) Microinverter | Enphase Energy | IQ8PLUS-72-M-US | 160.6818 | Available Stock | Not Listed
USSE100-0192 | KU20113 | Enphase IQ Cable for 60 cell 1.7m landscape module | Q-12-17-240 | IVMA EE IQ Enphase Landscape Cable 240V | Enphase Energy | Q-12-17-240 | 18.2614 | Available Stock | Already Listed
| KU22659 | Enphase IQ8M Microinverter | w/ Bulkhead Connector (PN: IQ8M-72-M-US) | Enphase IQ8M(M) Microinverter | Enphase Energy | IQ8M-72-M-US | 178.7841 | Available Stock | Not Listed
USMI100-0051 | KU22595 | Enphase IQ8A-M Microinverter | PN:IQ8A-72-M-US | IVM EE IQ8A-M Microinverter | Enphase Energy | IQ8A-72-M-US | 190.3182 | Available Stock | Already Listed
| KU20111 | Enphase IQ Cable Rail Mount Cable Management Clip | EN-QCLIP-100 | IVMA EE IQ Cable Rail Mount Cable Management Clip | Enphase Energy | EN-QCLIP-100 | 0.11364 | Available Stock | Not Listed
| KU21813 | CELLMODEM-M1 | Enphase Cell Modem | IVMA EE Cell Modem | Enphase Energy | CELLMODEM-M1 | 340.3409 | Available Stock | Not Listed
| KU22690 | Enphase IQ Battery - 5P Kit | 1x BAT & 1x Cover (PN: IQBATTERY-5P-1P-NA) | SB EE IQ BAT - 5P Kit | Enphase Energy | IQBATTERY-5P-1P-NA | 3011.3636 | Available Stock | Not Listed
USIN100-0115 | KU20747 | IQ7-60-2-US | Enphase IQ 7 micro | IVM EE Enphase IQ 7 micro | Enphase Energy | IQ7-60-2-US | 117.6136 | Available Stock | Already Listed
USSE100-0075 | KU20408 | Enphase Q-Conn-10M Male | (1 Pack = 10 pcs) Q-Conn-10M | IVMA EE Q-Conn-10M Male | Enphase Energy | Q-Conn-10M | 1.1023 | Available Stock | Already Listed
USMS100-0634 | KU20109 | IVMA EE IQ Female Sealing Cap | Q-SEAL-10 | IVMA EE IQ Female Sealing Cap | Enphase Energy | Q-SEAL-10 | 2.875 | Available Stock | Already Listed
| KU22710 | Enphase IQ Combiner 5C | 80A, 120V/240V Split Phase | IVMA EE IQ Combiner 5C | Enphase Energy | X-IQ-AM1-240-5C | 981.0667 | Available Stock | Not Listed
| KU21672 | IQ Enphase COMMS-KIT-01 | USB Adapter Kit for IQ Envoy/ combiner box | SBA EE USB Adapter Kit IQ Comms-kit | Enphase Energy | COMMS-KIT-01 | 118.2273 | Available Stock | Not Listed
| KU23014 | Enphase IQ System Controller 2 Kit RSD & 20A Break | EP200G-SC2-RSD-KIT | IVMA EE IQ System Controller 2 Kit | Enphase Energy | EP200G-SC2-RSD-KIT | 1848.4886 | Available Stock | Not Listed
USSS100-0029 | KU22312 | Load Control Kit for use w/ M-Series; IQ Series | PN:EP-NA-LK02-040 | IVMA EE Load Controller Kit | Enphase Energy | EP-NA-LK02-040 | 483.3182 | Available Stock | Already Listed
| KU22456 | Canadian Solar HiKu6 Mono 400 Black | CS6R-MS-HL 400 | SM CSI-400W/108/FS35/BB | CSI | CS6R-MS-HL 400 | 151.3636 | Available Stock | Not Listed
| KU22461 | CS3W-450 BiKu BiFacial Perc Silver | CS3W-MB-AG 450 | SM CSI-450/BF/144/FS35/SW | CSI | CS3W-MB-AG 450 | 253.125 | Available Stock | Not Listed
| KU22607 | CS3W-445 BiKu BiFacial Perc Silver | CS3W-445 | SM CSI-445/BF/144/FS35/SW | CSI | CS3W-445MB-AG | 241.7159 | Available Stock | Not Listed
USIN100-0124 | KU21609 | Chilicon Power Modular Trunk Cable (2.15) 10AWG | ( PN:MTC-2.15) | IVMA CH Modular Trunk Cable (2.15)10AWG | Chilicon Power | MTC-2.15 | 33.9432 | Available Stock | Already Listed
| KU21604 | Chilicon CP-720-dBC Dual MicroInverter |  | IVM CH CP-720-dBC | Chilicon Power | CP-720-dBC | 228.0795 | Available Stock | Not Listed
| KU21614 | Chilicon Power T Junction Cap | CP-WTRPF-CAP (waterproof) | IVMA CH T Junction Cap | Chilicon Power | CP-WTRPF-CAP | 2.5682 | Available Stock | Not Listed
| KU21607 | Chilicon Power Modular Trunk Cable (1.025) 10AWG | ( PN: AMTC-1.025) | IVMA CH Trunk Cable (1.025) 10AWG | Chilicon Power | MTC-1.025 | 24.2386 | Available Stock | Not Listed
USMI100-0003 | KU21603 | Chilicon CP-250E-iBC Single Micro Inverter |  | IVM CH CP-250E-iBC | Chilicon Power | CP-250E-iBC | 162.8295 | Available Stock | Already Listed
USIN100-0125 | KU21608 | Chilicon Power Modular Trunk Cable (1.7) 10AWG | ( PN: AMTC-1.7) | IVMA CH Modular Trunk Cable (1.7)10AWG | Chilicon Power | MTC-1.7 | 27.5909 | Available Stock | Already Listed
| KU21612 | CP-GWY-100 | Chilicon Gateway with 7" LCD touch screen | IVMA CH Gateway with 7" LCD touch screen | Chilicon Power | CP-GWY-100 | 443.3864 | Available Stock | Not Listed
| KU20028 | CHEMLINK M1 Gray F1270 | from 10.1 oz tube Structural Adhesive Sealant | M CML M1 Gray F1270 | Chem Link | F1270 | 8.6932 | Available Stock | Not Listed
| KU22237 | Axitec -400 MBT/108/FS40-AU12641 | AU12641 Axitec-400 MBT | SM AC-400 MBT/108/FS40/BB | AXITEC Energy | AU12641 | 153.6364 | Available Stock | Not Listed
| KU22447 | Aptos DNA monofacial 370 / 120 BB | DNA-120-MF26 BB | SM AP-370 /120/ FS35/BB | Aptos Solar | DNA-120-MF26 BB | 134.125 | Available Stock | Not Listed
| KU22492 | APsystems QT2-208 Three Phase | QT2 three ph, 208V AC-60Hz, 1728W,432W/channel | IVM APS QT2-208v | APSystems | 124009 | 241.1136 | Available Stock | Not Listed
| KU22668 | APsystems QT2-480 Three Phase 5-Wire | QT2 three ph, 480V AC-60Hz,1800W,450W/channel | IVM APS QT2-480v 5-Wire | APSystems | 124063 | 264.6364 | Available Stock | Not Listed
| KU20414 | APS DS3, QS1 BUS Cable 2m (6feet) | DS3,QS1 BUS Cable (PN: 2322301303) | IVMA APS DS3, QS1 BUS Cable 2m | APSystems | 2322301303 | 21.9205 | Available Stock | Not Listed
| KU25020 | AC Connector - M - 12AWG | AC Cable Connector - Male - 25A (2300531032) | IVMA APS AC Connector - M - 12AWG | APSystems | 2300531032 | 8.2614 | Available Stock | Not Listed
| KU22635 | AC Connector - M - 10AWG 32A | (PN: 2300931202) | IVMA APS AC Connector - M - 10AWG | APSystems | 2300931202 | 10.4318 | Available Stock | Not Listed
| KU22636 | AC Connector - F - 10AWG 32A | (PN: 2300932202) | IVMA APS AC Connector - F - 10AWG | APSystems | 2300932202 | 10.4318 | Available Stock | Not Listed
| KU25021 | AC Connector - F - 12AWG | AC Cable Connector - Female - 25A (2300532032) | IVMA APS AC Connector - F - 12AWG | APSystems | 2300532032 | 8.2614 | Available Stock | Not Listed
| KU22341 | APS Rapid Shut Down D-PLC 1000V/ TUV - 20A | 1500V UL/1000V TUV, 0.5m input/2.4m (PN: 446101) | IVA APSM RSD-D (Duo) 20A | APSystems | 446101 | 42.6818 | Available Stock | Not Listed
USIN100-0101 | KU22330 | APS DS3 Micro Inverter - Single PH | 880W, 220V AC, 60Hz (PN: 117001) 300-660Wp+ | IVM APS DS3-NA - 880VA | APSystems | 117001 | 207.4773 | Available Stock | Already Listed
USMI100-0011 | KU22329 | APS DS3-L Micro Inverter - Single PH | 768W, 220V AC, 60Hz (PN: 118001) 265-570Wp+ | IVM APS DS3-L-NA - 768VA | APSystems | 118001 | 199.5455 | Available Stock | Already Listed
| KU25017 | APSystems Y3 Bus Cable -2.4m - 10AWG | 2322600403 | IVMA APS Y3 Bus Cable -2.4m - 10AWG | APsystems | 2322600403 | 38.9091 | Available Stock | Not Listed
| KU15457 | APS DS3/QT2 A Bus End Cap | end cap forDS3/QT2 | IVMA APS DS3/QT2 AC Bus End Cap | APSystems | 2060700017 | 9.3182 | Available Stock | Not Listed
| KU22634 | APSystems Y3 Bus Cable for QT2 - 4m - 10AWG | (PN: 2322400703) | IVMA APS Y3 Bus Cable for QT2 - 4m - 10AWG | APSystems | 2322400703 | 41.3636 | Available Stock | Not Listed
USIN100-0104 | KU22328 | APS DS3-S Micro Inverter - Single PH | 640W, 220V AC, 60Hz (PN: 119001) 250-480Wp+ | IVM APS DS3-S-NA - 640VA | APSystems | 119001 | 190.3182 | Available Stock | Already Listed
| KU20841 | APS QS1 High-Capacity 4 Module Microinverter | QS1 300W+ 115047 | IVM APS QS1 high-capacity 4 module micro | APSystems | 115047 | 261.3636 | Available Stock | Not Listed
| KU20833 | APS DS3/QT2 AC Trunk Y-Conn cap | DS3/QT2 Y-Conn Cap | IVMA APS DS3/QT2 Y-Conn Cap | APSystems | 2061702007 | 3.4091 | Available Stock | Not Listed
| KU20994 | APsystems DC Extension Cable | 2m DC Extension Cable (MC4) (PN: 2310360214) | IVMA APS DC Extension Cable | APSystems | 2310360214 | 7.125 | Available Stock | Not Listed
| KU22217 | APsystems Y3 BUS cable for DS3 4m | (PN: 2322401303) | IVMA APS Y3 BUS Cable DS3- 4m | APSystems | 2322401303 | 27.3295 | Available Stock | Not Listed
| KU20464 | APS ECU-C gateway for DS3/YC600/QS1 | Commercial Energy Communication Unit | IVMA APS ECU-C GTWY (Commercial) | APSystems | 205001 | 373.8636 | Available Stock | Not Listed
| KU20415 | APS ECU-R gateway for DS3/YC600/QS1 | Residential Energy Communication Unit (PN: 209001) | IVMA APS ECU-R GTWY (Residential) | APSystems | 209001 | 239.9091 | Available Stock | Not Listed
| KU20838 | APS Y BUS Cable Unlock Tool |  | IVMA APS Y BUS Cable Unlock Tool | APSystems | 2352000001 | 3.4659 | Available Stock | Not Listed
| KU21968 | APS Rapid Shut Down PLC 1000V UL/TUV | 415002 RSD-S-PLC | IVA APSM RSD PLC 1000V UL/TUV | APSmart | 415002 | 24.7841 | Drop Ship & Varying Leas times | Not Listed
| KU22282 | APSmart Single Core Transmitter-PLC Outdoor Kit | 408006 | IVA APSM Single Core Transmitter-PLC Outdoor Kit | APSmart | 408006 | 104.3182 | Drop Ship & Varying Leas times | Not Listed
| KU25018 | MC4 DC Connector Cap - M | Sealing cap for DC Connector - Male (2060401006) | IVMA APS MC4 DC Connector Cap - M | APSystems | 2060401006 | 1.1591 | Drop Ship & Varying Leas times | Not Listed
| KU25019 | MC4 DC Connector Cap - F | Sealing cap for DC Connector - Female (2060402006) | IVMA APS MC4 DC Connector Cap - F | APSystems | 2060402006 | 1.1591 | Drop Ship & Varying Leas times | Not Listed
| KU22671 | APS QT2 AC Bus End Cap | (PN:2062050002) | IVMA APS QT2 AC Bus End Cap | APSystems | 2062050002 | 10.3807 | Drop Ship & Varying Leas times | Not Listed
| KU22672 | APS AC Connector - M - 10AWG | (PN: 2301511002) | IVMA APS AC Connector - M - 10AWG | APSystems | 2301511002 | 10.3807 | Drop Ship & Varying Leas times | Not Listed
| KU22673 | APS AC Connector - F - 10AWG | (PN: 2301512002) | IVMA APS AC Connector - F - 10AWG | APSystems | 2301512002 | 10.3807 | Drop Ship & Varying Leas times | Not Listed
| KU22663 | APsystems CT-200 Amp | PN:18083020012 | IVMA APS CT-200 Amp | APsystems | 18083020012 | 15.2159 | Drop Ship & Varying Leas times | Not Listed
| KU15470 | APS YC500i/YC600/DS3 Warranty extension (15 years) | (Additional 15 years) | IVW APS YC500i/YC600/DS3 Warranty ext. (15 years) | APSystems | YC500i/YC600 -Warran | 17.0455 | Drop Ship & Varying Leas times | Not Listed
| KU22669 | APSystems 5-Wire Bus Cable for QT2 - 2.4m - 10AWG | (PN: 2322609202) | IVMA APS 5-Wire Bus Cable for QT2 - 2.4m - 10AWG | APSystems | 2322609202 | 36.9091 | Drop Ship & Varying Leas times | Not Listed
| KU22670 | APSystems 5-Wire Bus Cable for QT2 - 4.6m - 10AWG | (PN: 2322909202) | IVMA APS 5-Wire Bus Cable for QT2 - 4.6m - 10AWG | APSystems | 2322909202 | 55.3636 | Drop Ship & Varying Leas times | Not Listed
| KU22662 | APSystems Zigbee/wi-fi Signal Booster | (PN:2376000003) | APSystems Zigbee/wi-fi Signal Booster | APSystems | 2376000003 | 58.1932 | Drop Ship & Varying Leas times | Not Listed
| KU20766 | YC600(Y)-NA | YC600Y dual-module micro inverter | IVM APS YC600Y dual-module micro inverter | APSystems | YC600(Y)-NA | 164.7727 | Drop Ship & Varying Leas times | Not Listed
| KU25024 | APS ECU-3-R4 | PN: 201001 | IVMA APS ECU-3-R4 | APSystems | 201001 | 242.6136 | Drop Ship & Varying Leas times | Not Listed
| KU22493 | APsystems QT2-480 Three Phase | QT2 three ph, 480V AC-60Hz,1800W,450W/channel | IVM APS QT2-480v | APSystems | 124012 | 264.6364 | Drop Ship & Varying Leas times | Not Listed
| KU15278 | YC1000 Trunk Cable 2M (6feet) | 42 terminal min. | IVMA APS YC1000 Trunk Cable 2M (6feet) | APSystems | 2322302552 | 32.9545 | Drop Ship & Varying Leas times | Not Listed
| KU22694 | Aptos DNA Monofacial 440W/ BB 120 | PN: DNA-120-MF10-440W | SM AP DNA Monofacial 440W/ BB 120 | Aptos Solar | DNA-120-MF10-440W | 240 | Drop Ship & Varying Leas times | Not Listed
| KU20452 | Axitec AC-300M/156-72S Silver Fr Perc Mono Module | High quality 300w solar panel - 1000V - mm frame | SM AC-300M/156-72S/MC4 - Silver Frame 1000V (mm) | AXITEC Energy |  | 149.5227 | Drop Ship & Varying Leas times | Not Listed
| KU22291 | AxiPremium X HC 450W Mono HC Large Cells | 158.75mm, 144 Cell AC-450MH/144V | SM AC-450MH/144/FS35/SW | AXITEC Energy | AC-450MH/144V | 153.4091 | Drop Ship & Varying Leas times | Not Listed
| KU22238 | AC-400MH/108/FS40-AU12594 | AXIpremium XL HC 400M Silver Frame | SM AC-400MH/144/FS40/BB | AXITEC Energy | AU12594 | 154.5455 | Drop Ship & Varying Leas times | Not Listed
| KU21092 | AU12557 Axitec 385M Silver Frame | AU12557 Silver Frame, 144 Cell (PN: AU12557) | SM AC-385MH/144S/FS40/SW | AXITEC Energy | AU12557 | 43.75 | Drop Ship & Varying Leas times | Not Listed
| KU22612 | AXIBLACKPREMIUM XXL 390MH | 182mm 108 cell all black solar module AU12646 | SM AC-390MH/108/FS35/BB | AXITEC Energy | AU12646 | 44.3182 | Drop Ship & Varying Leas times | Not Listed
| KU21918 | AXIpremium X 400MH/144V | 158.75mm, 144 Cell (PN:AU12596) | SM AC-400MH/144/FS40/SW | AXITEC Energy | AU12596 | 45.4545 | Drop Ship & Varying Leas times | Not Listed
| KU22076 | BYD Base HV - Base with BCU | BCU + Base (12286600-00) | SBA BYD Battery Control Unit Base | BYD | 12286600-00 | 547.875 | Drop Ship & Varying Leas times | Not Listed
| KU27012 | BYD HVL BCU / Base | HVL BCU + Base (12989161-00) | SBA BYD HVL Battery Control Unit / Base | BYD | 12989161-00 | 663.2159 | Drop Ship & Varying Leas times | Not Listed
| KU27013 | BYD HVL Module 4kWh | (PN: 12972686-00) | SB BYD HVL Module 4kWh | BYD | 12972686-00 | 1770.4886 | Drop Ship & Varying Leas times | Not Listed
| KU21997 | BYD Battery Module B-Plus HV 2.5 |  | SB BYD Battery Module B-Plus H 2.5 | BYD | 12286499-00 | 1257.2159 | Drop Ship & Varying Leas times | Not Listed
| KU22257 | Chem Link 6" Diameter E-Curb Round Kit | 1 pack contains 3 curbs (PN: F1350GR) | M CML 6" Diameter E-Curb Round Kit | Chem Link | F1350GR | 122.625 | Drop Ship & Varying Leas times | Not Listed
USMS100-0618 | KU21629 | 4" Diameter E-Curb Round Kit | F1354-Sold in Box of 4 | M CML 4" Diameter E-Curb Round Kit | Chem Link | F1354 | 82.9773 | Drop Ship & Varying Leas times | Already Listed
| KU21605 | Chilicon Power Modular AC Cable Disconnect Tool | ( PN: AC-Tool) | IVMA CH Modular AC Cable Disconnect Tool | Chilicon Power | AC-Tool | 6.5682 | Drop Ship & Varying Leas times | Not Listed
| KU21606 | Chilicon Power Modular DC Unlock Tool | ( PN: DC-Tool) | IVMA CH Modular DC Unlock Tool | Chilicon Power | DC-Tool | 6.5682 | Drop Ship & Varying Leas times | Not Listed
| KU21613 | Chilicon Power 1.7m MTC-JBOX Open End 10AWG | MTC-JBOX (Open Ended) | IVMA CH 1.7m MTC-JBOX Open End 10AWG | Chilicon Power | MTC-JBOX MTC-JBOX | 27.3182 | Drop Ship & Varying Leas times | Not Listed
| KU21912 | CS 400W HiDM5 Black High Density Mono Perc | CS1Y-400 | SM CSI-400W HiDM5 Black All Black Mono Perc | CSI | CS1Y-400 | 221.6136 | Drop Ship & Varying Leas times | Not Listed
| KU22424 | Canadian Solar HiKu Mono 390 Black | CS3N-390 | SM CSI-390M/132/FS35/BB | CSI | CS3N-390 | 243.3068 | Drop Ship & Varying Leas times | Not Listed
| KU22446 | Canadian Solar HiKu Mono 395 Black | CS3N- MS 395W | SM CSI-395W/132/FS35/BB | CSI | CS3N-MS 395W | 89.7727 | Drop Ship & Varying Leas times | Not Listed
| KU22683 | Enphase IQ Control Cable | 1 Pack = 20 Feet | IVMA EE IQ Control Cable | Enphase Energy | CTRL-SC3-NA-01 | 0.93409 | Drop Ship & Varying Leas times | Not Listed
| KU20110 | Enphase Disconnect tool for IQ Cable connectors | MC and Amphenol DC connectors, and AC module mnt | IVMA EE IQ Disconnect tool for IQ Cable connectors | Enphase Energy | EN-Q-DISC-10 | 3.1023 | Drop Ship & Varying Leas times | Not Listed
| KU14316 | Split-core CT accuracy +/- 2.5% | use w IQ Envoy Metered or Envoy-S (CT-200-SPLIT) | IVMA EE Split-core Current Transformer (CT) | Enphase Energy | CT-200-SPLIT | 21.9318 | Drop Ship & Varying Leas times | Not Listed
| KU20702 | Enphase IQ Cable for 72 cell 1.7m landscape module | Landscape Cable for 72 Cell | IVMA EE IQ 72 Cell-Enphase Landscape Cable 240V | Enphase Energy | Q-12-20-200 | 26.9545 | Drop Ship & Varying Leas times | Not Listed
| KU22337 | Enphase IQ Rapid Shut Down unit | (PN: EP200G-NA-02-RSD) | IVMA EE IQ Rapid Shut Down unit | Enphase Energy | EP200G-NA-02-RSD | 71.2841 | Drop Ship & Varying Leas times | Not Listed
| KU20052 | Enphase M215-60-230-S22 INT |  | IVM EE Enphase M215-60-230-S22 INT | Enphase Energy | M215-60-230-S22 | 99.3473 | Drop Ship & Varying Leas times | Not Listed
| KU25003 | Enphase 250W Commercial Microinverter | 277vac, 60 or 72 cells, MC4 Connect, Int. Ground | IVM EE Enphase 250W Commercial Microinverter | Enphase Energy | EN-C250-2LN-S2 | 100.783 | Drop Ship & Varying Leas times | Not Listed
USIN100-0112 | KU20748 | Enphase IQ 7+ 235-440W+ micro | ADAPTER CABLE INCLUDED (IQ7PLUS-72-2-US) | IVM EE Enphase IQ 7+ | Enphase Energy | IQ7PLUS-72-2-US | 140.4318 | Drop Ship & Varying Leas times | Already Listed
| KU22347 | Enphase IQ 7+ 235-440W+ micro (M) | ADAPTER CABLE NOT NEEDED (IQ7PLUS-72-M-US) | IVM EE Enphase IQ 7+ (M) | Enphase Energy | IQ7PLUS-72-M-US | 140.4318 | Drop Ship & Varying Leas times | Not Listed
USIN100-0111 | KU21746 | Enphase IQ7A microinverter | IQ7A-72-2-US | IVM EE Enphase IQ7A | Enphase Energy | IQ7A-72-2-US | 165.5114 | Drop Ship & Varying Leas times | Already Listed
USIN100-0114 | KU22354 | Enphase IQ8M Microinverter | w/ Bulkhead Connector (PN: IQ8M-72-2-US) | IVM EE IQ8M Microinverter | Enphase Energy | IQ8M-72-2-US | 178.7841 | Drop Ship & Varying Leas times | Already Listed
| KU14933 | Enphase Envoy-S communications gateway | with basic PV production monitoring WIFI enabled | IVMA EE Envoy-S | Enphase Energy | EN-ENV-S-AB-120-A | 414.3295 | Drop Ship & Varying Leas times | Not Listed
| KU20116 | ENV-IQ-AMI-240 | IQ Envoy, single phase, RGM accuracy | IVMA EE IQ Envoy, single phase, RGM accuracy | Enphase Energy | ENV-IQ-AMI-240 | 477.0568 | Drop Ship & Varying Leas times | Not Listed
| KU22715 | Enphase IQ Envoy, Single Phase, RGM accuracy(ENV2) | ENV2-IQ-AM1-240 IEEE Compliant | IVMA EE IQ Envoy, Single Phase, RGM accuracy(ENV2) | Enphase Energy | ENV2-IQ-AM1-240 | 477.0614 | Drop Ship & Varying Leas times | Not Listed
| KU20640 | Enphase AC combiner with IQ Envoy for 6+ | Combiner for the IQ6+ | IVMA EE AC Combiner with IQ Envoy for 6+ | Enphase Energy | X-IQ-AM1-240-2 | 481.9091 | Drop Ship & Varying Leas times | Not Listed
| KU22709 | Enphase IQ Combiner 5 | 80A, 120V/240V Split Phase | IVMA EE IQ Combiner 5 | Enphase Energy | X-IQ-AM1-240-5 | 626.6241 | Drop Ship & Varying Leas times | Not Listed
| KU21982 | Enphase AC combiner with IQ Envoy & CT's | RGM w/ solid-core CT (PN: X-IQ-AM1-240-3-ES) | IVMA EE AC combiner with IQ Envoy & CT's | Enphase Energy | X-IQ-AM1-240-3-ES | 626.625 | Drop Ship & Varying Leas times | Not Listed
| KU22314 | Enphase AC combiner with Envoy | PN: X-IQ-AM1-240-4 | IVMA EE AC combiner with Envoy | Enphase Energy | X-IQ-AM1-240-4 | 626.625 | Drop Ship & Varying Leas times | Not Listed
USBE100-0061 | KU22631 | Enphase AC Combiner with IEEE | PN: X2-IQ-AM1-240-4 | IVMA EE X2 AC Combiner with IEEE | Enphase Energy | X2-IQ-AM1-240-4 | 626.625 | Drop Ship & Varying Leas times | Already Listed
| KU15315 | Enphase Envoy AC combiner w/ Envoy S comm. gateway | intergrated for RGM production metering | IVMA EE Enphase AC comb w/ Envoy S comm gateway | Enphase Energy | EN-XAM1-120-M | 634.2727 | Drop Ship & Varying Leas times | Not Listed
| KU22331 | Enphase AC combiner with IQ Envoy, CT's & Cell Mod | 80A, 120V/240V Split Phase (PN:X-IQ-AM1-240-4C) | IVMA EE AC Combiner - Envoy, CT & Cell Modem | Enphase Energy | X-IQ-AM1-240-4C | 981.0682 | Drop Ship & Varying Leas times | Not Listed
| KU21812 | IQ Enpower Smart Switch w/ 200A capacity | EP200G101-M240US01 | SBA EE IQ Enpower Smart Switch (IQ8 Series) | Enphase Energy | EP200G101-M240US01 | 1152.2614 | Drop Ship & Varying Leas times | Not Listed
USSS100-0030 | KU22378 | IQ Enpower Smart Switch w/ 200A capacity | ONLY COMPATIBLE W/ IQ7 SERIES (EP200G101-M240US00) | SBA EE IQ Enpower Smart Switch (IQ7 Series) | Enphase Energy | EP200G101-M240US00 | 1730.1136 | Drop Ship & Varying Leas times | Already Listed
| KU22682 | Enphase IQ System Controller 3 (for IQ BAT) | 200A/240V - NO GENERATOR SUPPORT | IVMA EE IQ System Controller 3 | Enphase Energy | SC200D111C240US01 | 1821.233 | Drop Ship & Varying Leas times | Not Listed
| KU22477 | Enphase ENCHARGE-10T-1P-NA (Thin) Complete Kit | 1x 10T Case and 3x 3t Batteries | SB EE Encharge-10T Complete Base Kit | Enphase Energy | T01-US00-1-3/1290-O | 2698.8636 | Drop Ship & Varying Leas times | Not Listed
| KU22480 | Enphase IQ7A (M) microinverter | (PN: IQ7A-72-M-US) | IVM EE Enphase IQ7A (M) | Enphase Energy | IQ7A-72-M-US | 181.8182 | Drop Ship & Varying Leas times | Not Listed
| KU22476 | Enphase IQ Battery 10T cover kit | B10T-C-1290-O | SBA EE IQ Battery 10T cover kit | Enphase Energy | B10T-C-1290-O | 526.1364 | Drop Ship & Varying Leas times | Not Listed
USSS100-0026 | KU22332 | Enphase ENCHARGE-10T-1P-NA (Thin) | (PN: ENCHARGE-10T-1P-NA) | SB EE Encharge-10T Base Kit | Enphase Energy | ENCHARGE-10T-1P-NA | 4960.2273 | Drop Ship & Varying Leas times | Already Listed
| KU22697 | Enphase Battery 10T Cover Kit | PN: B10T-C-1290-O | SBA EE 10T Cover Kit | Enphase Energy | B10T-C-1290-O | 532.875 | Drop Ship & Varying Leas times | Not Listed
| KU20108 | Enphase Terminator Cap for IQ Cable ends | Center Feed Requires 2 Per Branch | IVMA EE IQ Terminator end Cap | Enphase Energy | EN-Q-TERM-10 | 15.6136 | Drop Ship & Varying Leas times | Not Listed
USSE100-0074 | KU20407 | Enphase Q-Conn-10F Female | (1 Pack = 10 pcs) Q-Conn-10F | IVMA EE Q-Conn-10F Female | Enphase Energy | Q-Conn-10F | 1.1023 | Drop Ship & Varying Leas times | Already Listed
| KU25009 | Enphase IQ Cable for 72 cell 2m landscape module | Q-12-20-200 | IVMA EE IQ 72 Cell-Enphase Landscape Cable 240V | Enphase Energy | Q-12-20-200 | 25.0568 | Drop Ship & Varying Leas times | Not Listed
| KU22475 | Enphase IQ Battery 3T Base Kit (no cover) | B03-T01-US00-1-3, with one 1.28kVA, 3.36kWh | SB EE IQ Battery 3T Base Kit (no cover) | Enphase Energy | B03-T01-US00-1-3 | 2172.7273 | Drop Ship & Varying Leas times | Not Listed
USIN100-0113 | KU22325 | Enphase IQ8A Microinverter | PN: IQ8A-72-2-US | IVM EE IQ8A Microinverter | Enphase Energy | IQ8A-72-2-US | 189.7727 | Drop Ship & Varying Leas times | Already Listed
| KU21811 | ENCHARGE-3-1P-NA | (1) B03-A01-US00-1-3, (1) B03-C-0350-O | SB EE Encharge-3 Base Kit | Enphase Energy | ENCHARGE-3-1P-NA | 2348.8636 | Drop Ship & Varying Leas times | Not Listed
USIN100-0119 | KU22313 | Enphase IQ8+ Microinverter | PN: IQ8PLUS-72-2-US | IVM EE IQ8+ Microinverter | Enphase Energy | IQ8PLUS-72-2-US | 160.6818 | Drop Ship & Varying Leas times | Already Listed
USSS100-0135 | KU22333 | Enphase ENCHARGE-3T-1P-NA (Thin) | (PN: ENCHARGE-3T-1P-NA) | SB EE Encharge-3T Base Kit | Enphase Energy | ENCHARGE-3T-1P-NA | 1590.9091 | Drop Ship & Varying Leas times | Already Listed
| KU22491 | Enphase Cell Modem M1-06-SPRINT-05 | LTE 5yr data plan (PN: CELLMODEM-M1-06-SP- 05) | IVMA EE Cell Modem - SPRINT | Enphase Energy | CELLMODEMM106SP05 | 350.7159 | Drop Ship & Varying Leas times | Not Listed
| KU21815 | Enphase AC combiner with IQ Envoy | Combiner for the IQ (PN:X-IQ-AM1-240-3 M) | IVMA EE AC Combiner with IQ Envoy | Enphase Solar | X-IQ-AM1-240-3 M | 506.8182 | Drop Ship & Varying Leas times | Not Listed
| KU22216 | Fortress eFlex Wall Mount Kit | 10069626 | SBA FP eFlex Wall Mount Kit | Fortress Power | 10069626 | 69.2045 | Drop Ship & Varying Leas times | Not Listed
| KU22657 | Fortress Guardian Battery Monitoring | For eFlex & eVault | SBA FP Guardian BAT Monitor | Fortress Power | Guardian Battery Mon | 299.8864 | Drop Ship & Varying Leas times | Not Listed
| KU22656 | Fortress Envy Distribution Panel | Distribution Panel for 8/10kw inverter | IVA FR Envy Distribution Panel for 8/10kw inv. | Fortress Power | Distribution Panel | 472.8977 | Drop Ship & Varying Leas times | Not Listed
| KU22625 | Fortress FlexTower |  | SBA FR FlexTower (inverter + battery enclosure) | Fortress Power | FlexTowerI+B | 1914.6591 | Drop Ship & Varying Leas times | Not Listed
USSS100-0013 | KU22215 | eFlex 5.4 Lithium Ferro Phosphate Battery | Fortress (eFlex 5.4) | SB FP eFlex 5.4 Lithium Ferro Phosphate | Fortress Power | eFlex 5.4 | 3238.6364 | Drop Ship & Varying Leas times | Already Listed
| KU22654 | Fortress Envy 8K Inverter | 8K Inverter with 5 yr warranty | IV FR Envy Inverter 8k | Fortress Power | Envy Inverter 8K | 4238.7841 | Drop Ship & Varying Leas times | Not Listed
| KU22380 | Fortress eFlex Combining Rack (4 eFlex per Rack) | Includes busbars and 4 sets of battery cables | SBA FP FlexRack - G2 | Fortress Power | FlexRack - G2 | 720.8864 | Drop Ship & Varying Leas times | Not Listed
USSS100-0008 | KU21908 | Fortress Lithium Ferro Phosphate eVault MAX 18.5k | 51.2V (48V), 360AH, 18.5 KWH total capacity, LCD | SB FT eVault MAX 18.5 LFP Battery | Fortress Power | eVault MAX 18.5 | 9555 | Drop Ship & Varying Leas times | Already Listed
USSE100-0067 | KU25025 | FranklinWH Smart Circuits Module | PN: ACCY-SCV1-US | SB FWH Smart Circuits Module | FranklinWH | ACCY-SCV1-US | 258.2614 | Drop Ship & Varying Leas times | Already Listed
| KU25023 | FranklinWH aGate X Energy Management Device | 12-year warranty, AGT-R1V1-US | SBA FWH aGate X Manager | FranklinWH | AGT-R1V1-US | 1443.0023 | Drop Ship & Varying Leas times | Not Listed
| KU25022 | FranklinWH aPower X AC Battery - 13.6kWh | 120/240Vac,12-year warranty, APR-05K13V1-US | SB FWH aPower X BAT - 13.6kWh | FranklinWH | APR-05K13V1-US | 8893.2807 | Drop Ship & Varying Leas times | Not Listed
| KU25006 | Fronius Symo 20.0-3 480 | Transformerless | IV FR Symo 20.0-3 480 | Fronius | 4,210,054,800 | 0 | Drop Ship & Varying Leas times | Not Listed
| KU14925 | Fronius Modbus Card retrofit |  | DCI FR Modbus Card retrofit | Fronius | 4,240,021,Z | 44.9886 | Drop Ship & Varying Leas times | Not Listed
| KU13902 | Fronius Datamanager WLAN IG(Plus)US rf | For wireless communication | DCI FR Datamanager WLAN IG(Plus) UR rf | Fronius | 4,240,027,Z | 285.7841 | Drop Ship & Varying Leas times | Not Listed
USIN100-0011 | KU15084 | Fronius Datamanager 2.0 WLAN GalSymPrim | For wireless communication | DCD FR Datamanager 2.0 WLAN GalSymPrim | Fronius | 4,240,038,z | 287.2045 | Drop Ship & Varying Leas times | Already Listed
| KU22647 | Fronius IG 3000 NEG | (PN: 4,200,103,800) | IV FR IG 3000 NEG | Fronius | 4,200,103,800 | 1063.9968 | Drop Ship & Varying Leas times | Not Listed
| KU15001 | Fronius Primo 3.8-1 | Transformerles; with dual MPPT Tracker & AFCI | IV FR Primo 3.8-1 | Fronius | 4,210,064,800 | 1233.3636 | Drop Ship & Varying Leas times | Not Listed
| KU15002 | Fronius Primo 5.0-1 | Transformerles; with dual MPPT Tracker & AFCI | IV FR Primo 5.0-1 | Fronius | 4,210,063,800 | 1322.5 | Drop Ship & Varying Leas times | Not Listed
| KU15003 | Fronius Primo 6.0-1 | Transformerles; with dual MPPT Tracker & AFCI | IV FR Primo 6.0-1 | Fronius | 4,210,062,800 | 1470.2841 | Drop Ship & Varying Leas times | Not Listed
| KU15004 | Fronius Primo 7.6-1 | Transformerles; with dual MPPT Tracker & AFCI | IV FR Primo 7.6-1 | Fronius | 4,210,061,800 | 1736.6591 | Drop Ship & Varying Leas times | Not Listed
| KU14996 | Fronius Symo 24.0-3 480 with AFCI | Transformerless, includes Datalogger and Webserver | IV FR Symo Lite 24.0-3 480 | Fronius | 4,210,056,801 | 2768.1818 | Drop Ship & Varying Leas times | Not Listed
| KU21142 | Fronius Symo Advance Lite 15.0-3 480 with AFCI | (PN: 4,210,092,801) | IV FR Symo Advance Lite 15.0-3 480 4,210,092,801 | Fronius | 4,210,092,801 | 2769.1364 | Drop Ship & Varying Leas times | Not Listed
| KU14992 | Fronius Symo 15.0-3 480 with AFCI | 3-Phase transformerless, without Datamanager 2.0 | IV FR Symo Lite 15.0-3 480 | Fronius | 4,210,092,801 | 2810.6705 | Drop Ship & Varying Leas times | Not Listed
| KU15257 | Fronius Rapid Shutdown Box Single | NEC 2014 compliant single phase 1.5-15kw | DCD FR RSD Box Single | Fronius | 4,240,151 | 17.0455 | Drop Ship & Varying Leas times | Not Listed
| KU20836 | Fronius Symo Lite Advanced 10.0 208V | 4,210,090,801 | IV FR Symo Lite Advanced 10.0 208V | Fronius | 4,210,090,801 | 2739.3068 | Drop Ship & Varying Leas times | Not Listed
| KU20461 | Fronius Rapid Shutdown Duo |  | DCD FR Fronius Rapid Shutdown Duo | Fronius | 4,240,153 | 13.6364 | Drop Ship & Varying Leas times | Not Listed
| KU22590 | GNR 3.0kWh PWRcell DCB Battery Module | PN: 8004 | SB GNR 3.0kWh PWRcell DCB Battery Module | Generac | G008004 | 1756.0227 | Drop Ship & Varying Leas times | Not Listed
USIN100-0135 | KU21550 | GNR PWRcell Battery Cabinet Indoor | INDOOR (APKE00007) | IVAC GNR PWRcell Battery Cabinet | GENERAC | APKE00007 | 2145.2159 | Drop Ship & Varying Leas times | Already Listed
USSB100-0003 | KU22591 | GNR PWRcell OR (Outdoor Rated) Battery Cabinet | PN: APKE00042 | IVAC GNR PWRcell OR Battery Cabinet | Generac | APKE00042 | 2645.5227 | Drop Ship & Varying Leas times | Already Listed
USIN100-0133 | KU22642 | GNR PWRcell 3R Outdoor Rated Battery Cabinet | PN: APKE00028 | IVAC GNR PWRcell 3R Outdoor Rated Battery Cabinet | Generac | APKE00028 | 2747.8249 | Drop Ship & Varying Leas times | Already Listed
USIN100-0284 | KU22087 | GNR 11.4KW 30 PWRcell Inverter w/CT | APKE00013 | IVH GNR 11.4KW 30 PWRcell Inverter w/CT | GENERAC | APKE00013 | 4068.9886 | Drop Ship & Varying Leas times | Already Listed
| KU21551 | GNR 2.85kWh PWRcell Battery Module | A0000391219 | SB GNR 2.85kWh PWRcell Battery Module | GENERAC | A0000391219 | 1492.625 | Drop Ship & Varying Leas times | Not Listed
USSE100-0087 | KU21548 | GNR PV Link- 2500W MPPT Substring Optimizer | APKE00010 | IVAC GNR PV Link- 2500W MPPT Substring Optimizer | GENERAC | APKE00010 | 491.6932 | Drop Ship & Varying Leas times | Already Listed
USIN100-0322 | KU22086 | GNR 7.6KW 10 PWRcell Inverter w/CT | XVT076A03 | IVH GNR 7.6KW 10 PWRcell Inverter w/CT | GENERAC | XVT076A03 | 1505.6023 | Drop Ship & Varying Leas times | Already Listed
USIN100-0181 | KU22277 | GNR Smart Switch 200 Amp 120/240 1Ø NEMA 3R CUL | (PN: CXSW200A3 ) | IVAC GNRTransfer Switch 200 AMP 120/240 | GENERAC | CXSW200A3 | 833.0114 | Drop Ship & Varying Leas times | Already Listed
| KU22646 | GoodWe Wifi module- communication module | 4G dongle | IVA GW wifi module - communication module | GoodWe | wifi module | 140.9432 | Drop Ship & Varying Leas times | Not Listed
| KU22592 | GoodWe PV Inverter GW500A-MS | PN: GW5000A-MS | IV GW PV Inverter GW500A-MS | GoodWe | GW5000A-MS | 1196.0909 | Drop Ship & Varying Leas times | Not Listed
| KU22651 | GoodWe PV Inverter GW6000A-MS | (pn:GW6000A-MS) | GoodWe PV Inverter GW6000A-MS | Goodwe | GW6000A-MS | 1258.375 | Drop Ship & Varying Leas times | Not Listed
| KU22391 | GoodWe PV Inverter GW7600A-MS | (PN: GW7600A-MS) | IV GW PV Inverter GW7600A-MS | Goodwe | GW7600A-MS | 1373.7159 | Drop Ship & Varying Leas times | Not Listed
| KU22655 | GoodWe PV Inverter GW11K4-MS-US30 | PN: GW11K4-MS-US30 | GoodWe PV Inverter GW11K4-MS-US30 | Goodwe | GW11K4-MS-US30 | 1439.4545 | Drop Ship & Varying Leas times | Not Listed
| KU22349 | GoodWe PV Inverter GW9600A-MS | (PN: GW9600A-MS) | IV GW PV Inverter GW9600A-MS | Goodwe | GW9600A-MS | 1517.8864 | Drop Ship & Varying Leas times | Not Listed
| KU22292 | GoodWe Hybrid Inverter | Includes AC Bypass Switch (AES9600-03-00P) | IV GW AES9600-03-00P | Goodwe | AES9600-03-00P | 3261.3636 | Drop Ship & Varying Leas times | Not Listed
| KU22645 | GoodWe Grid tied Inverter 3-phase GW50K-SMT-US | GW50K-SMT-US | IV GW Grid tied Inverter 3-phase GW50K-SMT-US | Goodwe | GW50K-SMT-US | 4406.0227 | Drop Ship & Varying Leas times | Not Listed
USIN100-0188 | KU22373 | GoodWe Storage Inverter GW5000A-BP w/o Switch | Without AC Bypass (PN: ABP5000-01-00P) | IV GW Storage Inverter GW5000A-BP | Goodwe | GW5000A-BP | 2193.7841 | Drop Ship & Varying Leas times | Already Listed
| KU22351 | GE 9600W Hybrid Inverter, Single Phase 4 MPPT | GEH Series (PN: HUA9600-03-00P APS) | IV GW GE Hybrid INV GEH9.6-1U-US10 | Goodwe | GEH9.6-1UUS10 | 1943.75 | Drop Ship & Varying Leas times | Not Listed
| KU22350 | GE 7600W Hybrid Inverter, Single Phase 4 MPPT | GEH Series (PN: HUA7600-02-00P) | IV GW GE Hybrid INV GEH7.6-1U-US10 | Goodwe | GEH7.6-1UUS10 | 1606.125 | Drop Ship & Varying Leas times | Not Listed
| KU22352 | GE Auto Transformer 120V Output | For GEH/GEC (PN: ATX9600-06-00P (GE)) | IVA GW GE ATX9600-06-00P | Goodwe | GW9600A-TX GE | 347.7273 | Drop Ship & Varying Leas times | Not Listed
USIN100-0191 | KU22323 | GoodWe Storage Inverter GW7600A-BP w/o Switch | Without AC Bypass (PN: ABP7600-01-00P) | IV GW Storage Inverter GW7600A-BP | Goodwe | GW7600A-BP | 2569.5114 | Drop Ship & Varying Leas times | Already Listed
USIN100-0185 | KU22307 | GoodWe Hybrid Inverter GW7600A-ES 10 year w switch | * includes AC Bypass Switch (AES7600-03-00P) | IV GW Hybrid Inverter GW7600A-ES 10 year | Goodwe | GW7600A-ES | 2770.4545 | Drop Ship & Varying Leas times | Already Listed
USIN100-0187 | KU22309 | GoodWe Hybrid Inverter GW9600A-ES 10 year w switch | * includes AC Bypass Switch (AES9600-07-00P) | IV GW Hybrid Inverter GW9600A-ES 10 year | Goodwe | GW9600A-ES | 3192.3295 | Drop Ship & Varying Leas times | Already Listed
| KU20207 | Q CELLS Q.ANTUM Solar Module 325P S/W | High-Performance 72 cell SLV frame WHT backsheet | SM QC-325P/72/FS32/SW/4BB | Hanwha Q CELLS | Q.PLUS L-G4.2 325 | 141.7443 | Drop Ship & Varying Leas times | Not Listed
| KU22602 | Q CELLS Q.PEAK DUO BLK - G10.+ 365w | Q.ANTUM Duo BLK-G10 | SM QC-365M/120/FS32/BB | Hanwha Q CELLS | Q.Peak Duo 365 | 145.1705 | Drop Ship & Varying Leas times | Not Listed
| KU20832 | Q CELLS Q.Peak DUO 325 Mono Half-Cell | BOW Q.Peak Duo-G5 325 | SM QC-325MDuo/60/FS32/BW/6BOW | Hanwha Q CELLS | Q.Peak Duo-G5 325 | 155.3068 | Drop Ship & Varying Leas times | Not Listed
| KU21915 | Q CELLS Q.PEAK DUO L G7.2 405W |  | SM QC-405w/144/FS35/SW | Hanwha Q CELLS | Q.PEAKDUO L G7.2 405 | 163.3807 | Drop Ship & Varying Leas times | Not Listed
| KU20389 | Q Cells Q.ANTUM Q.PLUS L G4.2 335P | High Performance 72 Cell | SM QC-335P/72/FS35/SWW/4BB | Hanwha Q CELLS | Q.PLUS L G4.2 335 | 174.733 | Drop Ship & Varying Leas times | Not Listed
| KU25001 | Q-Cell Q.Peak 295w All Black Mono | Black Frame, Black Backsheet, High Performance | SM QC-295M/60/FS32/BB/4BB | Hanwha Q CELLS | Q.PEAK-G4.1 295 | 188.0568 | Drop Ship & Varying Leas times | Not Listed
| KU22452 | Q CELLS Q.PEAK DUO BLK - G10+ 360w | Q.ANTUM Duo BLK-G10 | Reserved* SM QC-360M/120/FS32/BB/ SPA | Hanwha Q CELLS | Q.Peak Duo 360 | 245.4545 | Drop Ship & Varying Leas times | Not Listed
| KU22460 | Q.PEAK DUO XL-G11 Bifacial 580 |  | SM QC-580W / BF/156/FS35/SW | Hanwha Q CELLS | DUO XL-G11 BF 580 | 382.2727 | Drop Ship & Varying Leas times | Not Listed
| KU22299 | Q-Cell Q HOME 7.6kW/12.6kW HYBRID INVERTER | HQCAESS1116 | IV QC QH 7.6K / 12.6K Hybrid Inverter | Hanwha Q CELLS | HQCAESS1116 | 2272.7273 | Drop Ship & Varying Leas times | Not Listed
USSB100-0086 | KU22303 | Q-Cell Q HOME 7.6kW/18.9 kW HYBRID INVERTER | HQCAESS1118 | IV QC QH 7.6K / 18.9K Hybrid Inverter | Hanwha Q CELLS | HQCAESS1118 | 3977.2727 | Drop Ship & Varying Leas times | Already Listed
| KU22429 | Q CELLS Q.PEAK DUO BLK ML- G10+ 400 | Q.PEAK DUO BLK ML-G10+ 400 | SM QC-400M/144/FS35/BB | Hanwha Q CELLS | Q.PEAKDUO BLKG10 400 | 136.3636 | Drop Ship & Varying Leas times | Not Listed
USMS100-0118 | KU22707 | IronRidge Tile Hook Deck Flashing, Mill | PN: QM-THDF-01-M1 | M IR Tile Hook Deck Flashing, Mill | Iron Ridge | QM-THDF-01-M1 | 2.375 | Drop Ship & Varying Leas times | Already Listed
USMS100-0173 | KU22703 | Contour End Caps (L-R Pair) | PN: CTR-CAP-01-B1 | M IR Contour End Caps (L-R Pair) | Iron Ridge | CTR-CAP-01-B1 | 3.0568 | Drop Ship & Varying Leas times | Already Listed
USMS100-0123 | KU22594 | IR Tile Replacement Base (1 L-Foot 1 Lag) | use w/Tile Replacement Flashing | M IR Tile Replacement Kit KOB-1L01-B1 | Iron Ridge | KOB-1L01-B1 | 11.3864 | Drop Ship & Varying Leas times | Already Listed
USMS100-0176 | KU22704 | Contour Corner Cap, Outer | PN: CTR-OUT-01-B1 | M IR Contour Corner Cap, Outer | Iron Ridge | CTR-OUT-01-B1 | 30.0682 | Drop Ship & Varying Leas times | Already Listed
USMS100-0178 | KU22702 | Contour Trim, 84"LG | PN: CTR-TR84-01-B1 | M IR Contour Trim, 84"LG | Iron Ridge | CTR-TR84-01-B1 | 30.8295 | Drop Ship & Varying Leas times | Already Listed
USMS100-0094 | KU21481 | BX-CMA-M1-M1 | IronRidge BX MLPE Mounting Assembly | M IR BX MLPE Mounting Assembly | IronRidge | BX-CMA-MI-M1 | 0.011364 | Drop Ship & Varying Leas times | Already Listed
| KU22692 | IR Stopper Sleeve, 30MM, Mill | PN: UFO-STP-30MM-M1 | M IR Stopper Sleeve, 30MM, Mill | IronRidge | UFO-STP-30MM-M1 | 0.46591 | Drop Ship & Varying Leas times | Not Listed
USMS100-0077 | KU22205 | XR100, Rail 204" (17 Feet) Black | IronRidge XR100, Rail (XR-100-204B) | M IR XR100 Rail 204" (17 Feet) Black | IronRidge | XR-100-204B | 0.56818 | Drop Ship & Varying Leas times | Already Listed
USEC001-0027 | KU21502 | BX-CT-EC-P1 | IronRidge BX Cable Tie and Edge clip, Black | M IR BX Cable Tie and Edge clip, UV rated, black | IronRidge | BX-CT-EC-P1 | 0.71591 | Drop Ship & Varying Leas times | Already Listed
| KU22713 | RD Structural Screw, 3.0L (5 bags of 120 screws) | PN: HW-RD1430-01-M1 | M RD Structural Screw, 3.0L (5 bags of 120 screws) | IronRidge | HW-RD1430-01-M1 | 0.71591 | Drop Ship & Varying Leas times | Not Listed
| KU20181 | IR Kit, 4Pcs, Stopper Sleeve, 35MM, Mill | UFO-STP-35MM | M IR Kit, 4Pcs, Stopper Sleeve, 35MM, Mill | IronRidge | UFO-STP-35MM | 1.0455 | Drop Ship & Varying Leas times | Not Listed
| KU20182 | IR Kit, 4Pcs, Stopper Sleeve, 38MM, Mill | UFO-STP-38MM | M IR Kit, 4Pcs, Stopper Sleeve, 38MM, Mill | IronRidge | UFO-STP-38MM | 1.0455 | Drop Ship & Varying Leas times | Not Listed
| KU20183 | IR Kit, 4Pcs, Stopper Sleeve, 40MM, Mill | UFO-STP-40MM | M IR Kit, 4Pcs, Stopper Sleeve, 40MM, Mill | IronRidge | UFO-STP-40MM | 1.0455 | Drop Ship & Varying Leas times | Not Listed
| KU20218 | IR Kit, 4Pcs, Stopper Sleeve, 33MM, Clear | UFO-STP-33MM | M IR Kit, 4Pcs, Stopper Sleeve, 33MM, Clear | IronRidge | UFO-STP-33MM | 1.0455 | Drop Ship & Varying Leas times | Not Listed
| KU22204 | XR100, Rail 204" (17 Feet) Clear | IronRidge XR100, Rail (XR-100-204A) | M IR XR100 Rail 204" (17 Feet) Clear | IronRidge | XR-100-204A | 1.1364 | Drop Ship & Varying Leas times | Not Listed
USMS100-0063 | KU21476 | BX-TCL-35MM-M1 | IronRidge BX Top Clamp, 35mm, Mill | M IR BX Top Clamp, 35mm, Mill | IronRidge | BX-TCL-35MM-M1 | 1.1477 | Drop Ship & Varying Leas times | Already Listed
USMS100-0179 | KU21496 | BX-TCL-40MM-M1 | IronRidge BX Top Clamp, 40mm, Mill | M IR BX Top Clamp, 40mm, Mill | IronRidge | BX-TCL-40MM-M1 | 1.1477 | Drop Ship & Varying Leas times | Already Listed
| KU20184 | IR Kit, 4Pcs, Stopper Sleeve, 35MM, Black | UFO-STP-35MM-B | M IR Kit, 4Pcs, Stopper Sleeve, 35MM, Black | IronRidge | UFO-STP-35MM-B | 1.1818 | Drop Ship & Varying Leas times | Not Listed
| KU20185 | IR Kit, 4Pcs, Stopper Sleeve, 38MM, Black | UFO-STP-38MM-B | M IR Kit, 4Pcs, Stopper Sleeve, 38MM, Black | IronRidge | UFO-STP-38MM-B | 1.1818 | Drop Ship & Varying Leas times | Not Listed
| KU20186 | IR Kit, 4Pcs, Stopper Sleeve, 40MM, Black | UFO-STP-40MM-B | M IR Kit, 4Pcs, Stopper Sleeve, 40MM, Black | IronRidge | UFO-STP-40MM-B | 1.1818 | Drop Ship & Varying Leas times | Not Listed
USMS100-0066 | KU21477 | BX-BCL-M1 | BX-BCL-M1 | M IR BX Bottom Clamp w/ Hardware | IronRidge | BX-BCL-M1 | 1.4432 | Drop Ship & Varying Leas times | Already Listed
| KU20194 | IR Kit, ¼ X ¾ Microinverter Bonding Hardware | MI-BHW | M IR Kit, ¼ X ¾ Microinverter Bonding Hardware | IronRidge | MI-BHW | 1.4952 | Drop Ship & Varying Leas times | Not Listed
| KU20191 | IR Kit, 4 pcs, Square-Bolt L-foot Bonding Hardware | FM-SQ-BHW | M IR Kit, 4 pcs, Square-Bolt L-foot Bonding Hardwa | IronRidge | FM-SQ-BHW | 3.9873 | Drop Ship & Varying Leas times | Not Listed
| KU20187 | IR Kit, 4Pcs, Slotted L-Foot, Mill | FM-LFT-003 | M IR Kit, 4Pcs, Slotted L-Foot, Mill | IronRidge | FM-LFT-003 | 4.9841 | Drop Ship & Varying Leas times | Not Listed
USEC001-0026 | KU21500 | PV-LUG-01-A1 | Ground Lug | M IR BX PV Ground Lug | IronRidge | PV-LUG-01-A1 | 5.0455 | Drop Ship & Varying Leas times | Already Listed
| KU20192 | IR Kit, 4pcs, T-Bolt L-Foot Bonding Hardware | FM-TB-BHW | M IR Kit, 4pcs, T-Bolt L-Foot Bonding Hardware | IronRidge | FM-TB-BHW | 5.865 | Drop Ship & Varying Leas times | Not Listed
| KU20188 | IR Kit, 4Pcs, Slotted L-Foot, Black | FM-LFT-003-B | M IR Kit, 4Pcs, Slotted L-Foot, Black | IronRidge | FM-LFT-003-B | 5.9809 | Drop Ship & Varying Leas times | Not Listed
USMS100-0174 | KU22701 | Contour Clamp (incl. Torx bit) | PN: CTR-CL-01-B1 | M IR Contour Clamp (incl. Torx bit) | IronRidge | CTR-CL-01-B1 | 6.4773 | Drop Ship & Varying Leas times | Already Listed
| KU22712 | Halo Ultra Grip, Black | PN: QM-HUG-01-B1 | M IR Halo Ultra Grip, Black | IronRidge | QM-HUG01-B1 | 6.6136 | Drop Ship & Varying Leas times | Not Listed
USMS100-0159 | KU22693 | IR L-Mount 9"x12, Mill | PN: QM-LM-01-M1 | M IR L-Mount 9"x12, Mill | IronRidge | QM-LM-01-M1 | 6.6705 | Drop Ship & Varying Leas times | Already Listed
| KU20279 | IR Kit, XR1000 Bonded Splice | XR1000-BOSS-01-M1 | M IR Kit, XR1000 Bonded Splice | IronRidge | XR1000-BOSS-01-M1 | 6.8636 | Drop Ship & Varying Leas times | Not Listed
USMS100-0083 | KU20176 | IR Kit, End Cap XR10 (10 Sets Per Bag) | XR-10-CAP | M IR Kit, End Cap XR10 (10 Sets Per Bag) | IronRidge | XR-10-CAP | 6.9777 | Drop Ship & Varying Leas times | Already Listed
USMS100-0084 | KU20177 | IR Kit, End Cap XR100 (10 Sets Per Bag) | XR-100-CAP | M IR Kit, End Cap XR100 (10 Sets Per Bag) | IronRidge | XR-100-CAP | 6.9777 | Drop Ship & Varying Leas times | Already Listed
| KU20195 | IR Kit, 2pcs, Grounding Lug, Low Profile | GD-LUG-003 | M IR Kit, 2pcs, Grounding Lug, Low Profile | IronRidge | GD-LUG-003 | 7.4182 | Drop Ship & Varying Leas times | Not Listed
| KU20178 | IR Kit, 4pcs, Universal Module Clamp, Mill | UFO-CL-001 | M IR Kit, 4pcs, Universal Module Clamp, Mill | IronRidge | UFO-CL-001 | 7.4645 | Drop Ship & Varying Leas times | Not Listed
| KU20179 | IR Kit, 4pcs, Universal Module Clamp, Black | UFO-CL-001-B | M IR Kit, 4pcs, Universal Module Clamp, Black | IronRidge | UFO-CL-001-B | 7.9977 | Drop Ship & Varying Leas times | Not Listed
USMS100-0073 | KU21478 | BX-RB38-M1 | IronRidge BX 38" Row Bonding Jumper | M IR BX 38" Row Bonding Jumper | IronRidge | BX-RB38-M1 | 8.2727 | Drop Ship & Varying Leas times | Already Listed
USMS100-0111 | KU22711 | FlashVue, Black | PN: FV-01-M1 | M IR FlashVue, Black | IronRidge | FV-01-M1 | 8.5568 | Drop Ship & Varying Leas times | Already Listed
USMS100-0126 | KU22593 | IronRidge, Tile Replacement ‘S’ Flashing, Tan | IR Tile Replacement ‘S’ Flashing, Tan(KOF-S01-T1) | M IR Tile Replacement SFlashing | IronRidge | KOF-S01-T1 | 12.0841 | Drop Ship & Varying Leas times | Already Listed
USMS100-0134 | KU21998 | Kit, Fixed Tilt Leg, 30", Mill | IronRidge Fixed Tilt Leg Kit (TM-FTL-030) | M IR Fixed Tilt Leg Kit, 30", Mill | IronRidge | TM-FTL-030 | 30.3864 | Drop Ship & Varying Leas times | Already Listed
| KU20189 | IR Kit, 4pcs, FlashFoot 2 (Mill) | FM-FF2-001 | M IR Kit, 4pcs, FlashFoot 2 (Mill) | IronRidge | FM-FF2-001 | 34.1136 | Drop Ship & Varying Leas times | Not Listed
| KU20190 | IR Kit, 4pcs, FlashFoot 2 (Black) | FM-FF2-001-B | M IR Kit, 4pcs, FlashFoot 2 (Black) | IronRidge | FM-FF2-001-B | 38.3891 | Drop Ship & Varying Leas times | Not Listed
USMS100-0649 | KU21498 | BX-5D-P1 | IronRidge BX Chassis 5 Deg | M IR BX Chassis 5 Deg | IronRidge | BX-5D-P1 | 39.7159 | Drop Ship & Varying Leas times | Already Listed
USMS100-0071 | KU22285 | XR10, Rail 204" (17 Feet) Black | IronRidge XR10, Rail 204" (XR-10-204B) | M XR10, Rail 204" (17 Feet) Black | IronRidge | XR-10-204B | 43.8409 | Drop Ship & Varying Leas times | Already Listed
USMS100-0076 | KU20624 | XR100, Rail 204" (17 Feet) Clear | IronRidge XR100, Rail (XR-100-204A) | M IR XR100, Rail 204"(17 Feet) Clear | IronRidge | XR-100-204A | 55.4886 | Drop Ship & Varying Leas times | Already Listed
USMS100-0079 | KU20278 | XR-1000-204A | IronRidge XR1000, Rail 204" (17 Feet) Mill | M IR XR1000, Rail 204" (17 Feet) Mill | IronRidge | XR-1000-204A | 87.3864 | Drop Ship & Varying Leas times | Already Listed
USMS100-0055 | KU21057 | SGA 2” (7.5’) Brace Assembly (2 Boxes) | IronRidge, SGA 2” (7.5’) (70-0200-CBR) | M IR SGA 2” (7.5’) Brace Assembly | IronRidge | 70-0200-CBR | 126.7727 | Drop Ship & Varying Leas times | Already Listed
| KU21986 | IronRidge SGA 2” (7.5’) Brace Assembly | Includes 2 bags of Hardware (PN:70-0200-CBR) | M IR SGA 2” (7.5’) Brace Assembly | IronRidge | 70-0200-CBR | 126.7727 | Drop Ship & Varying Leas times | Not Listed
USMS100-0056 | KU22611 | SGA 2" (9') Brace Assembly | IronRidge, SGA 2" (9') (70-0205-CBR) | M IR SGA 2" (9') (70-0205-CBR) | IronRidge | 70-0205-CBR | 160.1364 | Drop Ship & Varying Leas times | Already Listed
USMS100-0067 | KU21480 | 8" module bonding jumper | IronRidge BX 8" Module Bonding (BX-MB8-M1) | M IR BX 8" Module Bonding Jumper | IronRidge | BX-MB8-M1 | 3.4205 | Drop Ship & Varying Leas times | Already Listed
| KU22724 | K2 CrossRail 44-X 172"', Mill | PN:4000719 | M K2 CRl 44-X 172"', Mill | K2 | 4000719 | 27.2159 | Drop Ship & Varying Leas times | Not Listed
| KU22714 | Splice foot Lift Kit, Mill | PN: 4000265 | M K2Splice foot Lift Kit, Mill | K2 | 4000265 | 3.8068 | Drop Ship & Varying Leas times | Not Listed
| KU22706 | K2 Rubber Sealing Washer | (PN: 4000612) | M K2 Rubber Sealing Washer | K2 Systems | 4000612 | 0.11591 | Drop Ship & Varying Leas times | Not Listed
| KU22191 | K2 Systems Shared Rail Clamp Add-On 10mm | CR Shared Rail (PN: 4000609) | M K2 Shared Rail Clamp add-n Slide In, 10mm | K2 Systems | 4000609 | 0.56818 | Drop Ship & Varying Leas times | Not Listed
| KU21697 | K2 EndCap, Black, CR44-X | CrossRail Components (4000176) | M K2 EndCap, CR 44-X Black | K2 Systems | 4000176 | 0.59091 | Drop Ship & Varying Leas times | Not Listed
| KU22699 | K2 Lag Screw 5/16 x 3" SS, W/ EPDM Washer | PN: 4000170 | M K2 Lag Screw 5/16 x 3" SS, W/ EPDM Washer | K2 Systems | 4000170 | 0.75 | Drop Ship & Varying Leas times | Not Listed
| KU22705 | K2 Lag Screw D145/16 x 4" SS | (PN: 4000359) | M K2 Lag Screw D145/16 x 4" SS | K2 Systems | 4000359 | 0.75 | Drop Ship & Varying Leas times | Not Listed
| KU22376 | K2 13x25mm Bonding T-Bolt Kit | (PN: 4000122) | M K2 13x25mm Bonding T-Bolt Kit | K2 Systems | 4000122 | 1.2841 | Drop Ship & Varying Leas times | Not Listed
| KU22443 | K2 CrossRail EC Silver, AL 37-38mm | Aluminum End Clamp (4005290) | M K2 CR EC Silver, AL 37-38mm | K2 Systems | 4005290 | 1.7841 | Drop Ship & Varying Leas times | Not Listed
| KU22478 | K2 CrossRail EC Silver, AL 34-36mm | (PN: 4005169) | M K2 CR EC Silver, AL 34-36mm | K2 Systems | 4005169 | 1.7841 | Drop Ship & Varying Leas times | Not Listed
| KU22324 | K2 Dome MC Silver, SS UL2703+ 34-39mm | (PN: 4000604) | M K2 Dome MC Silver, SS UL2703+ 34-39mm | K2 Systems | 4000604 | 2.2273 | Drop Ship & Varying Leas times | Not Listed
| KU22678 | K2 South Face End Clamp, Set, Mill | PN: 40000197 | M K2 South Face End Clamp, Set, Mill | K2 Systems | 40000197 | 2.2614 | Drop Ship & Varying Leas times | Not Listed
| KU22666 | K2 CR End Clamp Set Dark (New) | (PN: 4000233) | M K2 CR EC Set Dark (New) | K2 Systems | 4000233 | 2.3068 | Drop Ship & Varying Leas times | Not Listed
| KU20156 | K2 Dome R^2 Roof Spacer Pad | D-Dome (4000636) | M K2 Dome R^2 Roof Spacer Pad | K2 Systems | 4000636 | 2.375 | Drop Ship & Varying Leas times | Not Listed
USMS100-0646 | KU21645 | K2 CR Mid Clamp Silver, 30-47mm, 13mm Hex | Hex Head, Wire Management (4000601-H) | M K2 CR MC Silver, 30-47mm, 13mm Hex | K2 Systems | 4000601-H | 2.5341 | Drop Ship & Varying Leas times | Already Listed
| KU22665 | K2 Crossrail Mid-Clamp Dark Set (New) | (PN: 4000229) | M K2 CR MC Set Dark (New) | K2 Systems | 4000229 | 2.6705 | Drop Ship & Varying Leas times | Not Listed
| KU14409 | K2 ILSCO, SGB-4, 4-14 SOL-STR | Dome R^2 Lug (4000960) | M K2 ILSCO, SGB-4, 4-14 SOL-STR | K2 Systems | 4000960 | 2.6932 | Drop Ship & Varying Leas times | Not Listed
| KU22667 | K2 Coduit Clamp Kit | CrossRail Comp Shingle Roof Attatchemtn PN:4000279 | M K2 Coduit Clamp Kit | K2 Systems | 4000279 | 2.8295 | Drop Ship & Varying Leas times | Not Listed
| KU22679 | K2 MLPE, Module Frame Mount Kit | PN: 4000083 | M K2 MLPE, Module Frame Mount Kit | K2 Systems | 4000083 | 2.8864 | Drop Ship & Varying Leas times | Not Listed
| KU22674 | K2 Coduit Clamp Kit w/ EverSeal | (PN: 4000272) | M K2 Coduit Clamp Kit w/ EverSeal | K2 Systems | 4000272 | 2.8977 | Drop Ship & Varying Leas times | Not Listed
| KU22722 | K2 Yeti Clamp, Set | PN: 4000050-B | M K2 Yeti Clamp, Set | K2 Systems | 4000050-B | 3 | Drop Ship & Varying Leas times | Not Listed
| KU22479 | K2 Dome R^2 Anchor Bracket for Porter Kit | (PN: 4000639) | M K2 Dome R^2 Anchor Bracket for Porter Kit | K2 Systems | 4000639 | 3.0341 | Drop Ship & Varying Leas times | Not Listed
| KU22445 | K2 Dome R^2 Optimizer Mounting Bracket Kit | D-Dome (4000646) | M K2 Dome R^2 Optimizer Mounting Bracket Kit | K2 Systems | 4000646 | 3.3977 | Drop Ship & Varying Leas times | Not Listed
| KU22680 | K2 ILSCO, SGB-4, 4-14 SOL-STR | PN:4000960 | M K2 ILSCO, SGB-4, 4-14 SOL-STR | K2 Systems | 4000960 | 3.6364 | Drop Ship & Varying Leas times | Not Listed
| KU20154 | K2 Dome R^2 Base | D-Dome (4000593) | M K2 Dome R^2 Base | K2 Systems | 4000593 | 4.75 | Drop Ship & Varying Leas times | Not Listed
| KU22698 | K2 Flex Foot Kit, Mill w/EverSeal | PN: 4000718 | M K2 Flex Foot Kit, Mill w/EverSeal | K2 Systems | 4000718 | 4.8409 | Drop Ship & Varying Leas times | Not Listed
| KU22681 | K2 South Face Anchor Bracket | PN: 4000194 | M K2 South Face Anchor Bracket | K2 Systems | 4000194 | 5.0795 | Drop Ship & Varying Leas times | Not Listed
| KU22170 | K2 CrossRail T-Foot X 6”, Mill Set | Mill Tlt Up Components (4000080) | M K2 CR T-Foot X 6" Mill | K2 Systems | 4000080 | 5.4773 | Drop Ship & Varying Leas times | Not Listed
USMS100-0011 | KU15127 | K2 EverFlash eComp Kit, Silver | CrossRail Comp Shingle Roof Attachment (4000367) | M K2 EverFlash eComp Kit, Silver | K2 Systems | 4000367 | 5.75 | Drop Ship & Varying Leas times | Already Listed
| KU22213 | K2 Flat Tile Hook X, Kit | Flat Tile Hook (4000141) | M K2 Flat Tile Hook X, Kit | K2 Systems | 4000141 | 6.2614 | Drop Ship & Varying Leas times | Not Listed
| KU20153 | K2 Dome R^2 Peak | D-Dome (4000592) | M K2 Dome R^2 Peak | K2 Systems | 4000592 | 8.25 | Drop Ship & Varying Leas times | Not Listed
| KU22381 | K2 EverFlash eComp + SRS Slide Kit, Dark | (PN: 4000027) | M K2 EverFlash eComp + SRS Slide Kit, Dark | K2 Systems | 4000027 | 9.5682 | Drop Ship & Varying Leas times | Not Listed
| KU22650 | K2 Universal Hook X Base Kit w/Butyl | Universal Simple Hook X, 9” Base Kit (4000140-B) | M K2 USH X Base Kit 9" w/Butyl | K2 Systems | 4000140-B | 9.8068 | Drop Ship & Varying Leas times | Not Listed
| KU20158 | K2 Dome R^2 60 Cell Ballast Porter 68-74in | Dome R^2 Porter (4000569) | M K2 Dome R^2 60 Cell Ballast Porter 68-74in | K2 Systems | 4000569 | 20.0682 | Drop Ship & Varying Leas times | Not Listed
| KU22677 | K2 South Face Summit | PN:4000159 | M K2 South Face Summit | K2 Systems | 4000159 | 27.0227 | Drop Ship & Varying Leas times | Not Listed
| KU22720 | K2 CrossRail 44-X 172'', Mill | (PN: 4000719) | M K2 CR 44-X 172" - MILL | K2 Systems | 4000719 | 27.2205 | Drop Ship & Varying Leas times | Not Listed
| KU22725 | K2 CrossRail 44-X 185"', Mill | PN: 4000721 | M K2 CRl 44-X 185"', Mill | K2 Systems | 4000721 | 29.2727 | Drop Ship & Varying Leas times | Not Listed
| KU22675 | K2 South Face Ridge | PN: 4000192 | M K2 South Face Ridge | K2 Systems | 4000192 | 37.1932 | Drop Ship & Varying Leas times | Not Listed
| KU22676 | K2 South Face Valley | PN: 4000158 | M K2 South Face Valley | K2 Systems | 4000158 | 37.4318 | Drop Ship & Varying Leas times | Not Listed
USMS100-0005 | KU21700 | K2 CrossRail 44-X 166'', Mill | CrossRail 44-X Mill (4000019) | M K2 CR 44-X 166" Mill | K2 Systems | 4000019 | 26.2614 | Drop Ship & Varying Leas times | Already Listed
| KU21131 | K2 CrossRail End Clamp Silver, AL 39-41mm | Dome R^2 End Clamp (PN: 4005170) | M K2 CR EC Silver, AL 39-41mm | K2 Systems | 4005170 | 0.011364 | Drop Ship & Varying Leas times | Not Listed
USMS100-0018 | KU22189 | K2 CrossRail 48-X 166" Dark | Cross Raill Dark Finish (4000663) | M K2 CR 48-X, 166" Dark | K2 Systems | 4000663 | 5.6818 | Drop Ship & Varying Leas times | Already Listed
| KU15366 | LG Mono X Neon 2 Module LG320M/156-60 N1C-G4 | High Efficiency 320w Panel | SM LG-320M/60/FS40/BW | LG Electronics | LG320 | 284.338 | Drop Ship & Varying Leas times | Not Listed
| KU25012 | LG Wall Mounting Bracket Kit for RESU10H | (Wall MTG top support, top, bottom and Partition) | SBA LG Wall Mounting Bracket Kit for RESU10H | LG Energy Solutions | RESU10H Prime WMB | 150.9205 | Drop Ship & Varying Leas times | Not Listed
| KU20551 | RESU10H 2ND Secondary RESU10H | 400V Efficient Li-Ion Storage System | SB LG Secondary RESU10H | LG Energy Solutions | Secondary RESU10H | 4479.5455 | Drop Ship & Varying Leas times | Not Listed
| KU20125 | R15563 SEG LG Chem Type R Secondary (NO WARRANTY) | 400V Efficient Li-Ion Storage System for SolarEdg | SB LG RESU10H Type R Secondary | LG Energy Solutions | RESU10H | 4482.3864 | Drop Ship & Varying Leas times | Not Listed
| KU22075 | LG Chem RESU10H Prime | 400V Efficient Li-Ion Storage System for SolarEdge | SB LG RESU10H Prime | LG Energy Solutions | RESU10H Prime | 4909.0909 | Drop Ship & Varying Leas times | Not Listed
| KU21937 | SB LG RESU16H Prime | LG Energy Solution RESU 16H Prime | SB LG RESU16H Prime | LG Energy Solutions | RESU16H | 6954.5455 | Drop Ship & Varying Leas times | Not Listed
| KU22074 | Phono Solar TwinPlus 450w | PS450M4H-24/TH | SM PS-450/144/FS40 | Phono Solar | PS450M4H-24/TH | 201.1591 | Drop Ship & Varying Leas times | Not Listed
| KU20756 | Quick Mount Universal Mid Clamp, 30-45mm, Black | QMR-UMC3045BP B 20 | M QMPV Universal Mid Clamp, 30-45mm, Black | Quick Mount | QMR-UMC3045BP B 20 | 2.2841 | Drop Ship & Varying Leas times | Not Listed
USMS100-0153 | KU20538 | Quick Mount Universal End Clamp, 30-45mm, Black | QMR-UEC3045 B 20 | M QMPV Universal End Clamp, 30-45mm, Black | Quick Mount PV | QMR-UEC3045-B-20 | 2.6023 | Drop Ship & Varying Leas times | Already Listed
USMS100-0155 | KU20754 | QuickMount QMPV L-Mount with Single Slot, MILL | 0151 - QMLM-A-12 | M QMPV L-Mount with Single Slot, MILL | Quick Mount PV | QMLM-A-12 | 5.8864 | Drop Ship & Varying Leas times | Already Listed
USMS100-0508 | KU21719 | Quick Mount Tile Replacement Mount Black Flat Tile | QMTR-F3.25-B-12 | M QMPV Tile Replacement Mount, Black Flat Tile | Quick Mount PV | QMTR-F3.25-B-12 | 11.8295 | Drop Ship & Varying Leas times | Already Listed
| KU15373 | M QMPV Conduit Pen Flashing, Tile | PN 257 | M QMPV Conduit Pen Flashing, Tile | Quick Mount PV | PN 257 | 17.6023 | Drop Ship & Varying Leas times | Not Listed
| KU15564 | Quick Mount PV Classic Shake Mount | Mill, 18"x18" - QMLC A 12 | M QMPV Classic Shake Mount - QMLC A 12 | Quick Mount PV | QMLC A 12 | 18.8636 | Drop Ship & Varying Leas times | Not Listed
| KU25016 | QuickMount JayBox, Roof-Mounted | QM-JBX-RF01-B1 | M QMPV JayBox, Roof-Mounted | Quick Mount PV | QM-JBX-RF01-B1 | 52 | Drop Ship & Varying Leas times | Not Listed
| KU15504 | Quick Mount PV Quick Hook LS, QMHLS A 12 | PN 264 | M QMPV QMHLS A 12 | Quick Mount PV | QMHLS-A-12 | 0.011364 | Drop Ship & Varying Leas times | Not Listed
USMS100-0145 | KU20759 | QuickMount QSkirt 14ft | QMR-QS14 B 24 | M QMPV QSkirts 14ft | Quick Mount PV | QMR-QS14-B-24 | 1.1364 | Drop Ship & Varying Leas times | Already Listed
USMS100-0149 | KU20733 | Quick Mount End Cap Light Black | QMR-CPL B 50 | M QMPV End Cap Light Black | Quick Mount PV | QMR-CPL-B-50 | 0.011364 | Drop Ship & Varying Leas times | Already Listed
| KU21264 | Quick Mount 10 Degree L-Foot | QMC-LF10 A 12 | M Quick Mount 10 Degree L-Foot | QuickMount PV | QMC-LF10-A-12 | 1.875 | Drop Ship & Varying Leas times | Not Listed
| KU21992 | Corrugated Metal Roofs | PN: 17648 | M QS Corrugated Metal Roofs | QuickScrew | PN: 17648 | 3.5795 | Drop Ship & Varying Leas times | Not Listed
| KU20839 | QB1 Kit 4" Microflash + SS-LFT 25/KTP | PN-17662 (HAS TO BE SOLD IN PACK OF 25x PCS) | M QS QB1 QuickBolt 4" Kit w/stainless L-Foot | QuickScrew | 17662 | 5.8523 | Drop Ship & Varying Leas times | Not Listed
| KU20560 | Quick Screw Height Adjustable 18mm-Side Mount | 18mm-Side Mount Rails | M QS 18mm Side Mount Rails | QuickScrew | 17612 | 9.1818 | Drop Ship & Varying Leas times | Not Listed
| KU20470 | S-Tile ADJB-S90 1/4Kit 10H-20S/Kit |  | M QS S-Tile ADJB-S90 1/4Kit 10H-20S/Kit | QuickScrew | 17522 | 11.0555 | Drop Ship & Varying Leas times | Not Listed
| KU22262 | QS QuickBolt Deck Mount Kit | 36 mounts Black + 144 Screws w umbrella (PN:16318) | M QS Deck Mount Kit - black 36 M / 144 S | QuickScrew | 16318 | 219.0227 | Drop Ship & Varying Leas times | Not Listed
| KU22338 | QuickScrew Deck Mount Kit Black 36M-144S | 1 Kit = 36 Mounts/144 Screws (PN: 16318) | M QS Deck Mount Kit Black 36 M / 144 S | QuickScrew | 16318 | 219.0227 | Drop Ship & Varying Leas times | Not Listed
| KU20358 | SL 310w Mono | Silfab All Black, 3 Busbar | SM SL-310M/60/FS38/BB/3B | Silfab | SIL 310 ML | 88.0682 | Drop Ship & Varying Leas times | Not Listed
| KU21198 | SL 320w Mono All Black | 60 cell monocrystalline solar module | SM SL-320M/60/FS38/BB/3B | Silfab | SIL 320 NL | 90.9091 | Drop Ship & Varying Leas times | Not Listed
| KU22623 | Silfab Prime SIL-380 HC | Silfab - SIL-380 HC | SM SL-380 HC/120/FS35/BB | Silfab | SIL-380 HC | 241.8182 | Drop Ship & Varying Leas times | Not Listed
| KU21978 | Silfab SIL 360 NX | 360 Premium Mono-Perc PV Mod | SM SL-360M/66/FS38/BB/5B | Silfab | SIL 360 NX | 40.9091 | Drop Ship & Varying Leas times | Not Listed
USSP100-0070 | KU22431 | Silfab Prime SIL-370 HC | Silfab - SIL-370 HC | SM SL-370 HC/120/FS35/BB | Silfab | SIL-370 HC | 126.1364 | Drop Ship & Varying Leas times | Already Listed
| KU21878 | Silfab BC Series SIL-370 BK ELITE | HIGH EFFICIENCY PREMIUM MONO-PERC | SM SL-370M/66/FS38/BB | Silfab | SIL 370 BK | 126.1364 | Drop Ship & Varying Leas times | Not Listed
USSSP110-1249 | KU21222 | SMA Wi-Fi Antenna Extension | (EXTANT-US-40) | DCA SMA Wifi Antenna Extension | SMA | EXTANT-US-40 | 49.1136 | Drop Ship & Varying Leas times | Already Listed
| KU20211 | SMA Power+ Gateway | to be used with the SMA [SBX.X-1 SP-US-40] | DCI SMA Power+ Gateway | SMA | 150-00000-50 | 73.7955 | Drop Ship & Varying Leas times | Not Listed
| KU13267 | SMA BTPBINV-NR Bluetooth® Piggy-Back | Bluetooth® enabled communication card | DCI SMA BTPBINV-NR (Bluetooth) | SMA | BTPBINV-NR | 94.4775 | Drop Ship & Varying Leas times | Not Listed
| KU13253 | Square D DC Disconnect Switch | 600VD, fused (not included) 3-pole 30A per pole | DCD SMA Square D DC Disconnect Switch (Fused) | SMA | SB361.RB | 111.9318 | Drop Ship & Varying Leas times | Not Listed
| KU14556 | SMA 5 years warranty extension (15 years in total) | For Sunny Boy 3000TL-22 | IVW SMA 3000TL-22 Warranty Ext 5 years | SMA | Warrant +5Y 3kW | 170.4545 | Drop Ship & Varying Leas times | Not Listed
| KU14955 | SMA Multicluster Piggyback |  | DCI SMA Multicluster Piggyback | SMA | MC-PB | 204.0341 | Drop Ship & Varying Leas times | Not Listed
| KU13915 | SMA DisconTLUS-12 for TL Inverters with AFCI | DC Disconnect for + and - side | A-DCD SMA DisconTLUS-12 for TLs with AFCI | SMA | DC-DisconTLUS-12 | 227.2727 | Drop Ship & Varying Leas times | Not Listed
USSE100-0215 | KU22449 | SMA Datamanager M Lite | EDMM-10.A | IVA SMA Datamanager M Lite | SMA | EDMM-10.A | 357.7386 | Drop Ship & Varying Leas times | Already Listed
| KU21136 | SMA Sunny Boy 3.0-1SP-US-41 Eagle inverter | (PN: SB3.0-1SP-US-41) SunSpec | IV SMA SB 3.0-1SP-US-41 Eagle inverter | SMA | SB3.0-1SP-US-41 | 1127.9886 | Drop Ship & Varying Leas times | Not Listed
USIN100-0097 | KU21125 | SMA Sunny Boy 3.8-1SP-US-41 Eagle inverter | (PN: SB3.8-1SP-US-41) Sunspec | IV SMA SB 3.8-1SP-US-41 Eagle inverter | SMA | SB3.8-1SP-US-41 | 1159.2273 | Drop Ship & Varying Leas times | Already Listed
USIN100-0295 | KU21126 | SMA Sunny Boy 5.0-1SP-US-41 Eagle Inverter | (PN: SB5.0-1SP-US-41) Sunspec | IV SMA SB 5.0-1SP-US-41 Eagle inverter | SMA | SB5.0-1SP-US-41 | 1232.1705 | Drop Ship & Varying Leas times | Already Listed
USIN100-0084 | KU21127 | SMA Sunny Boy 6.0-1SP-US-41 Eagle inverter | (PN: SB6.0-1SP-US-41) Sunspec | IV SMA SB 6.0-1SP-US-41 Eagle inverter | SMA | SB6.0-1SP-US-41 | 1325.6023 | Drop Ship & Varying Leas times | Already Listed
| KU21128 | SMA Sunny Boy 7.0-1SP-US-41 Eagle inverter | (PN: SB7.0-1SP-US-41) Sunspec W/O WIFI | IV SMA SB 7.0-1SP-US-41 Eagle inverter W/O WIFI | SMA | SB7.0-1SP-US-41 | 1484.3295 | Drop Ship & Varying Leas times | Not Listed
USIN100-0083 | KU21129 | SMA Sunny Boy 7.7-1SP-US-41 Eagle inverter | (PN: SB7.7-1SP-US-41) Sunspec W/O WIFI | IV SMA SB 7.7-1SP-US-41 Eagle inverter W/O WIFI | SMA | SB7.7-1SP-US-41 | 1587.4432 | Drop Ship & Varying Leas times | Already Listed
| KU22716 | SMA Sunny Boy Smart Energy 3.8-US Hybrid Inverter | UL1741SB, 120/240/208Vac, SunSpec RSD | IV SMA SB SE Hybrid INV 3.8-US | SMA | SBSE3.8-US-50 | 1695.75 | Drop Ship & Varying Leas times | Not Listed
| KU22717 | SMA Sunny Boy Smart Energy 4.8-US Hybrid Inverter | UL1741SB, 120/240/208Vac, SunSpec RSD | IV SMA SB SE Hybrid INV 4.8-US | SMA | SBSE4.8-US-50 | 1927.5682 | Drop Ship & Varying Leas times | Not Listed
| KU14983 | SMA Sunny Tripower 62 CORE1- Warranty Ext 10 years |  | SMA Sunny Tripower 62 CORE1- Warranty Ext 10 years | SMA |  | 1963.6364 | Drop Ship & Varying Leas times | Not Listed
| KU22245 | SMA 62k Warranty Ext 10 years | GV10US_Comfort-D | IVW SMA 62k Warranty Ext 10 years | SMA | GV10US_Comfort-D | 1963.6364 | Drop Ship & Varying Leas times | Not Listed
| KU22718 | SMA Sunny Boy Smart Energy 5.8-US Hybrid Inverter | UL1741SB, 120/240/208Vac, SunSpec RSD | IV SMA SB SE Hybrid INV 5.8-US | SMA | SBSE5.8-US-50 | 2223.1364 | Drop Ship & Varying Leas times | Not Listed
USSS100-0015 | KU21024 | SMA Sunny Boy Storage Automatic Backup Unit | Single Phase Storage Battery Iv (SBS-ABU-200-US-10 | IVIA SMA SBS Automatic Backup Unit | SMA | SBS-ABU-200-US-10 | 2358.1705 | Drop Ship & Varying Leas times | Already Listed
| KU22719 | SMA Sunny Boy Smart Energy 7.7-US Hybrid Inverter | UL1741SB, 120/240/208Vac, SunSpec RSD | IV SMA SB SE Hybrid INV 7.7-US | SMA | SBSE7.7-US-50 | 2632.2955 | Drop Ship & Varying Leas times | Not Listed
| KU15399 | SMA STP 24000TL-US-10 Project | includes SWDM-US-10 Project | IV SMA STP 24000TL-US-10 Project | SMA | STP24000TL-US-10 | 3803.4091 | Drop Ship & Varying Leas times | Not Listed
USIN100-0096 | KU21137 | SMA Sunny Tripower 33 CORE1-US-41 | (STP33-US-41) | IV SMA STP 33 CORE1-US-41 | SMA | 03-33-1000-2-41 | 3833.0114 | Drop Ship & Varying Leas times | Already Listed
USMS100-0615 | KU20919 | SMA Universal Mounting System | for Core1; PN: UMS_KIT-10 | DCA SMA Universal Mounting System | SMA | UMS_KIT-10 | 159.9545 | Drop Ship & Varying Leas times | Already Listed
USIN100-0091 | KU20556 | SMA Sunny Boy Storage 6.0-US | Standard Storage Battery Inverter | IVAC SMA Sunny Boy Storage 6.0-US | SMA | SBS6.0-US-10 | 2090.9091 | Drop Ship & Varying Leas times | Already Listed
USIN100-0093 | KU21139 | SMA Sunny Tripower 62 CORE1-US-41 | (PN: 03-62-1000-2-41) | IV SMA STP 62 CORE1-US-41 | SMA | 03-62-1000-2-41 | 6123.0114 | Drop Ship & Varying Leas times | Already Listed
| KU22700 | SOLAR4AMERICA 550W Bifacial PERC Module | PN: S4A550-144MH10STT (144 HALF-CELL10MP) | SM S4A-550M/144/FS35/BF | Solar 4America | S4A550-144MH10STT | 309 | Drop Ship & Varying Leas times | Not Listed
USSE100-0170 | KU22658 | SolarEdge S500 - MC4 compatible optimiz | S500 (box of 20) | IVA SE Optimizer S500 | Solar Edge | S500 | 94.6818 | Drop Ship & Varying Leas times | Already Listed
| KU22358 | SolarEdge 225A CT, Sold in Pack of 2 | (PN: SECT-SPL-225A-T-20) | DCA SE SECT-SPL-225A-T-20/NF SolarEdge 225A CT | SolarEdge | SECT-SPL-225A-T-20 | 15.7159 | Drop Ship & Varying Leas times | Not Listed
| KU22643 | SolarEdge Wireless Antenna for Inverters | w/ 5 year warranty (SE-ANT-ZB-WIFI-01) | DCA SE Wireless Antenna for Inverters | SolarEdge | SE-ANT-ZB-WIFI-01 | 23.0682 | Drop Ship & Varying Leas times | Not Listed
| KU20261 | SEACT0750-200NA-20 | SolarEdge 200A CT, Individual | DCA SE 200A CT, Individual | SolarEdge | SEACT0750-200NA-20 | 33.1705 | Drop Ship & Varying Leas times | Not Listed
| KU15439 | SolarEdge P730 - MC4 - 730W Optimizer | MC4 connectors, for HE 72 cell - 2 in series | IVA SE Optimizer P730 | SolarEdge | P730 | 60.2273 | Drop Ship & Varying Leas times | Not Listed
| KU14329 | SE ZigBee Plug-in | SolarEdge 1000-ZB05-SLV-NA SLAVE | DCA SE1000-ZB05-SLV-NA SLAVE | SolarEdge | SE1000-ZB05-SLV-NA | 66.125 | Drop Ship & Varying Leas times | Not Listed
| KU22297 | SolarEdge P950 - MC4 - 950W Power Optimizer | 2:1 950W/125V Commercial inverters only | IVA SE Optimizer P950 950W/125V | SolarEdge | P950 | 77.3295 | Drop Ship & Varying Leas times | Not Listed
| KU22178 | SE P1100 2:1 Power Optimizer, 1100W/125V | commercial only- 208/480V, in 1.6m out 2.4m(P1100) | IVA SE 2:1 Optimizer P1100 | SolarEdge | P1100 | 89.4318 | Drop Ship & Varying Leas times | Not Listed
| KU22495 | SolarEdge P505 Power Optimizer 83V - 1.2m Cable | P505 83V, 25 yr warranty (PNP505-4NM4MBM-NA23) | IVA SE Optimizer P505 / NA23 - 1.2m Cable | SolarEdge | P505-4NM4MBM-NA23 | 90.9318 | Drop Ship & Varying Leas times | Not Listed
| KU22496 | SolarEdge P505 Power Optimizer 83V - 2.1m Cable | P505 83V, 25 yr warranty (PN:P505-4NM4MBX-NA23) | IVA SE Optimizer P505 / NA23 - 2.1m Cable | SolarEdge | P505-4NM4MBX-NA23 | 90.9318 | Drop Ship & Varying Leas times | Not Listed
| KU20582 | SolarEdge P505 Power Optimizer 83V - 1.2m Cable | P505 83V, 25 yr warranty (PN:P505-4NM4MBM NM23) | IVA SE Optimizer P505 / NM23 - 1.2m Cable | SolarEdge | P505-4NM4MBM-NM23 | 92.2955 | Drop Ship & Varying Leas times | Not Listed
| KU21976 | SolarEdge P485 - Power Optimizer 485W/ 125V | residential/commercial, MC4 connectors (P485) | IVA SE Optimizer P485 | SolarEdge | P485 | 92.2955 | Drop Ship & Varying Leas times | Not Listed
| KU22589 | Power Optimizer 500W/ 125V | S500B | IVA SE Power Optimizer S500B | Solaredge | S500B-1GM4MRM-NA02 | 98.0455 | Drop Ship & Varying Leas times | Not Listed
| KU22640 | SolarEdge S1201 Power Optimizer 1200W/125V | Ground Mount only, Comm Inv Only, 208/480V | IVA SE S1201 Power Optimizer | SolarEdge | S1201-1GMYMRV-NA01 | 102.9659 | Drop Ship & Varying Leas times | Not Listed
USSSP110-1287 | KU22192 | SE Wireless gateway + antenna | (SE-WFGW-B-S1-NA) | DCA SE Wireless gateway + antenna | SolarEdge | SE-WFGW-B-S1-NA | 144.1818 | Drop Ship & Varying Leas times | Already Listed
| KU22340 | SolarEdge Warranty - 25 Year Extension | 3kW; 3.8kW (HD Wave) (PN: WE-HD1S-25-NA) | IVW SE 1PH HD-Wave INV < 4kW - 25 yr | SolarEdge | WE-HD1S-25-NA | 184.5455 | Drop Ship & Varying Leas times | Not Listed
| KU21695 | SE Smart EV Charger Boost kit w/ HDWave | 1 pack = 5 pcs (SE-EV-KIT-V3UPG-01) | IVA SE Smart EV Charger Boost Kit | SolarEdge | SE-EV-KIT-V3UPG-01 | 185.0114 | Drop Ship & Varying Leas times | Not Listed
| KU15228 | SE Ambient temperature sensor 0-10V (Project $) | SE1000-SEN-TAMB-S2 | DCS SE Ambient temperature sensor 0-10V | SolarEdge | SE1000-SEN-TAMB-S2 | 235.2159 | Drop Ship & Varying Leas times | Not Listed
USEC001-0088 | KU21693 | SE Cell Modem w/ 5yr Plan & Display (residential) | (CELL-A-R05-US-S-S2) (OLD) | IVA SE Cellular Modem w/ 5yr Plan & Display (res.) | SolarEdge | CELL-A-R05-US-S-S2 | 333.2159 | Drop Ship & Varying Leas times | Already Listed
| KU15226 | SolarEdge Irradiance sensor 0-1.4V (PJ pricing) | Environmental Sensor (SE1000-SEN-IRR-S1) | DCS SE Irradiance sensor 0-1.4V | SolarEdge | SE1000-SEN-IRR-S1 | 356.3864 | Drop Ship & Varying Leas times | Not Listed
| KU22175 | SE 3PH Wye 208V Meter, commercial, ANSI C12.20 | (SE-RGMTR-3Y-208V-A) | IVA SE 3PH Wye 208V Meter | SolarEdge | SE-RGMTR-3Y-208V-A | 410.4886 | Drop Ship & Varying Leas times | Not Listed
| KU22105 | SolarEdge Energy Bank Floor Stand | PN: IAC-RBAT-FLRSTD-01 | SBA SE Energy Bank Floor Stand | SolarEdge | IAC-RBAT-FLRSTD-01 | 503.9318 | Drop Ship & Varying Leas times | Not Listed
| KU21080 | SE Cellular Plug-in w/ 5 yr plan (commercial) | AC<200kW, commercial SetApp (CELL-B-R05-US-S-S4) | DCA SE Cellular Plug-in w plan AC<200kW commercial | SolarEdge | CELL-B-R05-US-S-S4 | 646.3409 | Drop Ship & Varying Leas times | Not Listed
| KU22695 | SolarEdge Cellular Plug-in w/ plan AC<200kW | CELL-B-R05-US-T-S4(for Commercial set app) | IVA SE CELL-B-R05-US-T-S4 AC<200kW | SolarEdge | CELL-B-R05-US-T-S4 | 656.036 | Drop Ship & Varying Leas times | Not Listed
| KU20941 | SolarEdge SE3800H-US HDWave Single Phase Inverter | -40C; SE3800H-US000BNU4 | IV SE SE3800H-US HDWave Single Phase Inverter | SolarEdge | SE3800H-US000BNU4 | 977.2614 | Drop Ship & Varying Leas times | Not Listed
USIN100-0079 | KU22268 | SE 66.6kW 480V Synergy Manager w/ AC RSD | w/ DC Safety, and AC/DC SPD (SE66.6K-US08IBNZ4) | IV SE 66.6K-US Synergy Manager -BNZ4 | SolarEdge | SE66.6K-US08IBNZ4 | 1152.6023 | Drop Ship & Varying Leas times | Already Listed
| KU20942 | SolarEdge SE5000H-US HDWave Single Phase Inverter | -40C; SE5000H-US000BNU4 | IV SE SE5000H-US HDWave Single Phase Inverter | SolarEdge | SE5000H-US000BNU4 | 1231.8295 | Drop Ship & Varying Leas times | Not Listed
USIN100-0057 | KU22499 | SE Single Phase HD-Wave IV 3.8kW | w/ RGM & Consump. Meter,SetApp (SE3800H-US000BEI4) | IV SE 3800H-US HDWave Single Phase RGM-BEI4 | SolarEdge | SE3800H-US000BEI4 | 1364.7727 | Drop Ship & Varying Leas times | Already Listed
| KU20563 | SE 3.8kW EV Charging Single Phase IV w/ HD-Wave | w/ SetApp config. (SE3800H-US000NNV2) | IV SE 3800H-US HDWave Ev Charger | SolarEdge | SE3800H-US000NNV2 | 1381.8182 | Drop Ship & Varying Leas times | Not Listed
USIN100-0078 | KU22260 | SolarEdge 80KW 480V Synergy Manager | SE80K-US08IBNZ4 | IV SE 80KW 480V Synergy Manager- BNZ4 | SolarEdge | SE80K-US08IBNZ4 | 1388.1136 | Drop Ship & Varying Leas times | Already Listed
| KU22364 | SolarEdge 3800H-US HDWave EV Charger | (PN: SE3800H-US000BNV4) | IV SE 3800H-US HDWave EV Charger | SolarEdge | SE3800H-US000BNV4 | 1437.0909 | Drop Ship & Varying Leas times | Not Listed
USIN100-0038 | KU14377 | SE 3 Phase Inverter, 20KW, 480V | AC RSD, DC Safety Switch and AFCI (SE20K-USR8TBNU4 | IV SE 20K-US (480V) Three-phase inverter -BNU4 | SolarEdge | SE20K-USR8TBNU4 | 1454.6932 | Drop Ship & Varying Leas times | Already Listed
| KU21038 | SE 5000H-US HDWave Single RGM | (SE5000H-US000BNC4) | IV SE 5000H-US HDWave Single Phase RGM-BNC4 | SolarEdge | SE5000H-US000BNC4 | 1475.1023 | Drop Ship & Varying Leas times | Not Listed
| KU15271 | SolarEdge SE7600A-US-U Single Phase Inverter | 7.6kW; operates in 208V, 240V and 277V GT RGM | IV SE SE7600A-US Single Phase Inverter GT RGM | SolarEdge | SE7600A-US002NNR2 | 1483.8295 | Drop Ship & Varying Leas times | Not Listed
| KU20985 | SE6000H-US000BNC4 (USE KU15538) | SolarEdge SE6000H-US HDWave Single Phase RGM | IV SE SE6000H-US HDWave Single Phase RGM-BNC4 | SolarEdge | SE6000H-US000BNC4 | 1527.5114 | Drop Ship & Varying Leas times | Not Listed
USIN100-0150 | KU20984 | IV SE Single Phase Inverter w/ HDWave 6.0kW | w/ SetApp configuration (SE6000H-US000BNU4) | IV SE 6000H-US HDWave Single Phase -BNU4 | SolarEdge | SE6000H-US000BNU4 | 1599.3068 | Drop Ship & Varying Leas times | Already Listed
USIN100-0289 | KU15537 | SE Single Phase HD-Wave IV 5.0kW | w/ RGM & Consump. Meter,SetApp (SE5000H-US000BNI4) | IV SE 5000H-US HDWave Single Phase RGM-BNI4 | SolarEdge | SE5000H-US000BNI4 | 1723.0682 | Drop Ship & Varying Leas times | Already Listed
USIN100-0060 | KU22489 | SE Single Phase HD-Wave IV 5.0kW | w/ RGM & Consump. Meter,SetApp (SE5000H-US000BEI4) | IV SE 5000H-US HDWave Single Phase RGM-BEI4 | SolarEdge | SE5000H-US000BEI4 | 1723.0682 | Drop Ship & Varying Leas times | Already Listed
| KU21039 | SE7600H-US HDWave Single Phase RGM | -40C; SE7600H-US000BNC4 (USE KU15539) | IV SE 7600H-US HDWave Single Phase RGM-BNC4 | SolarEdge | SE7600H-US000BNC4 | 1737.1136 | Drop Ship & Varying Leas times | Not Listed
USIN100-0053 | KU22691 | SolarEdge 43.2KW 208V Synergy Manager | SE43.2K-US02IBNZ4 | SolarEdge 43.2KW 208V Synergy Manager | SolarEdge | SE43.2K-US02IBNZ4 | 1783.0455 | Drop Ship & Varying Leas times | Already Listed
USIN100-0270 | KU15538 | SE Single Phase HD-Wave IV 6.0kW | w/ RGM & Consump. Meter,SetApp (SE6000H-US000BNI4) | IV SE 6000H-US HDWave Single Phase RGM-BNI4 | SolarEdge | SE6000H-US000BNI4 | 1784.2727 | Drop Ship & Varying Leas times | Already Listed
| KU22487 | IV SE 6.0kW Single Phase HD-Wave BEI4 | (PN: SE6000H-US000BEI4) | IV SE 6000H-US HD Wave Single Phase RGM-BEI4 | SolarEdge | SE6000H-US000BEI4 | 1784.2727 | Drop Ship & Varying Leas times | Not Listed
| KU22345 | SE Single Phase Energy Hub w/ RGM (SEPA) | 6.0/6.0KW Bat Acc, 5yr(SE6000H-USSMBBL14) | IV SE 6000H-US Sngl Phse Enrg Hub RGM-BL14 (SEPA) | SolarEdge | SE6000H-USSMBBL14 | 1811.7955 | Drop Ship & Varying Leas times | Not Listed
| KU22721 | SolarEdge 3.8kW Home Hub Inverter | 7kW battery access w/ RGM - 5yr Cell Plan | IV SE 3800H BL14 | SolarEdge | SE3800H-USMNBBL14 | 1939.8034 | Drop Ship & Varying Leas times | Not Listed
| KU20459 | SE7600H-US HDWave EV Charger | (SE7600H-US000BNV4) | IV SE7600H-US HDWave EV Charger | SolarEdge | SE7600H-US000BNV4 | 2027.1136 | Drop Ship & Varying Leas times | Not Listed
USIN100-0055 | KU15539 | SE Single Phase HD-Wave IV 7.6kW | w/ RGM & Consump. Meter,SetApp (SE7600H-US000BNI4) | IV SE 7600H-US HDWave Single Phase RGM-BNI4 | SolarEdge | SE7600H-US000BNI4 | 2029.125 | Drop Ship & Varying Leas times | Already Listed
USIN100-0059 | KU22497 | IV SE 7.6kW Single Phase HD-Wave BEI4 | (PN: SE7600H-US000BEI4) | IV SE 7600H-US HD Wave Single Phase RGM-BEI4 | SolarEdge | SE7600H-US000BEI4 | 2029.125 | Drop Ship & Varying Leas times | Already Listed
| KU22498 | SE Single Phase HD-Wave IV 7.6kW | w/ RGM & Consump. Meter,SetApp (SE7600H-US000BEI4) | IV SE 7600H-US HDWave Single Phase RGM-BEI4 | SolarEdge | SE7600H-US000BEI4 | 2029.125 | Drop Ship & Varying Leas times | Not Listed
| KU22346 | SE Single Phase Energy Hub w/ RGM (SEPA) | 7.6/7.6KW Bat Acc, 5yr(SE7600H-USSMBBL14) | IV SE 7600H-US Sngle Phse Enrg Hub RGM-BL14 (SEPA) | SolarEdge | SE7600H-USSMBBL14 | 2038.5 | Drop Ship & Varying Leas times | Not Listed
USSS100-0016 | KU22089 | SolarEdge Backup Interface, Service Side Conn. | BI-EUSGN-02; 5kW ATX, 200A MCB | SBA SE BI-EUSGN-02 SE Backup Interface, Service | SolarEdge | BI-EUSGN-02 | 2102.5455 | Drop Ship & Varying Leas times | Already Listed
| KU15272 | SolarEdge SE10000A-US GT RGM Single Phase Inverter | 10kW; operates in 208V, 240V and 277V GT RGM | IV SE SE10000A-US Single Phase Inverter GT RGM | SolarEdge | SE10000A-US000NNR2 | 2113.125 | Drop Ship & Varying Leas times | Not Listed
| KU22182 | SE120kW/480V 3Phase Synergy Mngr Ground Mount only | AC/DC SPD, combined input (SE120K-USG8IBNW4) | IV SE 120K-US 3-phase Synergy Manager -BNW4 | SolarEdge | SE120K-USG8IBNW4 | 2195.4432 | Drop Ship & Varying Leas times | Not Listed
| KU20970 | SE10000H-US HDWave Single Phase RGM | (SE10000H-US000BNC4) | IV SE 10000H-US HDWave Single Phase RGM-BNC4 | SolarEdge | SE10000H-US000BNC4 | 2210.9091 | Drop Ship & Varying Leas times | Not Listed
USIN100-0043 | KU14375 | SE 3-Phase inverter, 9.0kW | AC RSD, DC Safety Switch and AFCI (SE9K-USR2TBNU4) | IV SE 9K-US (208v) three-phase inverter - BNU4 | SolarEdge | SE9K-USR2TBNU4 | 2240.0568 | Drop Ship & Varying Leas times | Already Listed
USIN100-0040 | KU22261 | SolarEdge 50KW 208V Synergy Manager | SE50K-US02IBNZ4 | IV SE 50KW 208V Synergy Manager | SolarEdge | SE50K-US02IBNZ4 | 2283.2614 | Drop Ship & Varying Leas times | Already Listed
| KU21635 | SE Single Phase Energy Hub 6.0kW w/ RGM | w/ consump. monitor, 5yr plan (SE6000H-USS3BBC14) | IV SE 6000H-US Single Phase Energy Hub RGM -BC14 | SolarEdge | SE6000H-USS3BBC14 | 2292.8636 | Drop Ship & Varying Leas times | Not Listed
USIN100-0067 | KU20945 | SE Single Phase Inverter w/ HDWave 10.0kW | w SetApp configuration (SE10000H-US000BNU4) | IV SE 10000H-US HDWave Single Phase -BNU4 | SolarEdge | SE10000H-US000BNU4 | 2294.6023 | Drop Ship & Varying Leas times | Already Listed
| KU22263 | SE Single Phase Energy Hub 7.6kW, 7kW battery acc. | w/ RGM & consump. monitor, 5yr(SE7600H-USSNBBL14) | IV SE SE7600H-USSNBBL14 7kW BAT ACC Hub RGM | SolarEdge | SE7600H-USSNBBL14 | 2382.2727 | Drop Ship & Varying Leas times | Not Listed
USIN100-0241 | KU20946 | SE Single Phase Inverter w/ HDWave 11.4kW | w/ SetApp configuration (SE11400H-US000BNU4) | IV SE 11400H-US HDWave Single Phase -BNU4 | SolarEdge | SE11400H-US000BNU4 | 2449.3523 | Drop Ship & Varying Leas times | Already Listed
| KU21636 | SE Single Phase Energy Hub 7.6kW w/ RGM | w/ consump. monitor, 5yr plan (SE7600H-USS3BBC14) | IV SE 7600H-US Single Phase Energy Hub RGM -BC14 | SolarEdge | SE7600H-USS3BBC14 | 2474.625 | Drop Ship & Varying Leas times | Not Listed
USIN100-0049 | KU20815 | IV SE 10.0kW Single Phase HD-Wave IV | w/ RGM, Consmp. Meter, SetApp (SE10000H-US000BNI4) | IV SE 10000H-US HDWave Single Phase RGM-BNI4 | SolarEdge | SE10000H-US000BNI4 | 2496.3068 | Drop Ship & Varying Leas times | Already Listed
| KU22398 | IV SE 10.0kW Single Phase HD-Wave BEI4 | (PN: SE10000H-US000BEI4) | IV SE 10000H-US HD Wave Single Phase RGM-BEI4 | SolarEdge | SE10000H-US000BEI4 | 2496.3068 | Drop Ship & Varying Leas times | Not Listed
| KU21093 | SolarEdge 33.3K-US(480V) 3-phase inverter w/AC RSD | SE33.3K-USR48BNU4 | IV SE 33.3K-US (480V) 3-phase inverter w/ AC RSD | SolarEdge | SE33.3K-USR48BNU4 | 2577.9886 | Drop Ship & Varying Leas times | Not Listed
USIN100-0044 | KU20482 | SE66.6K-USRP0BNU4 | SolarEdge 66.6KW 480V - need 1 secondary | IV SE 66.6KW 480V - AC RSD Primary | SolarEdge | SE66.6K-USRP0BNU4 | 2602.1477 | Drop Ship & Varying Leas times | Already Listed
| KU21055 | SolarEdge SE11400H-US HDWave Single Phase RGM | (SE11400H-US000BNC4) | IV SE 11400H-US HDWave Single Phase RGM-BNC4 | SolarEdge | SE11400H-US000BNC4 | 2615.8295 | Drop Ship & Varying Leas times | Not Listed
USIN100-0056 | KU22399 | IV SE 11.4kW Single Phase HD-Wave BEI4 | (PN: SE11400H-US000BEI4) | IV SE 11400H-US HD Wave Single Phase RGM-BEI4 | SolarEdge | SE11400H-US000BEI4 | 2651.0682 | Drop Ship & Varying Leas times | Already Listed
USIN100-0068 | KU22362 | SolarEdge SE7600H-US 10kw Bat. Access Energy Hub | w/RGM/Consump./5 year cell (SE7600H-USMNBBL14) | IV SE SE7600H-USMNBBL14 10kW BAT ACC Hub RGM | SolarEdge | SE7600H-USMNBBL14 | 2661.25 | Drop Ship & Varying Leas times | Already Listed
USIN100-0242 | KU22267 | SE Three Phase Inverter, 30kW 480V w/ AC RSD | w/ DC Safety & fuses, AFCI (SE30K-USR8IBNZ4) | IV SE 30K-US Three Phase Inverter - BNZ4 | SolarEdge | SE30K-USR8IBNZ4 | 2750.3068 | Drop Ship & Varying Leas times | Already Listed
| KU21531 | SE EV Charging Single Phase IV w HDWave 11.4kW RGM | w SetApp configuration (SE11400H-US000BNW4) | IV SE 11400H-US HDWave and EV Charger RGM -BNW4 | SolarEdge | SE11400H-US000BNW4 | 2796.6023 | Drop Ship & Varying Leas times | Not Listed
USIN100-0039 | KU22149 | SE Three Phase Inverter, 40.0kW 480V w/ AC RSD | w/ DC Safety, DC Fuses and AFCI (SE40K-USR8IBNZ4) | IV SE 40K-US Three Phase Inverter -BNZ4 | SolarEdge | SE40K-USR8IBNZ4 | 2815.1705 | Drop Ship & Varying Leas times | Already Listed
USIN100-0051 | KU15211 | SolarEdge 14.4KUS (208V) integrated AC/DC Switch | (SE14.4K-USR28BNU4) | IV SE 14.4K-US Three phase inverter -BNU4 | SolarEdge | SE14.4K-USR28BNU4 | 2821.7273 | Drop Ship & Varying Leas times | Already Listed
USIN100-0305 | KU22148 | SE Three Phase inverter, 17.3kW 208V w/ AC RSD | w/ DC Safety, DC fuses, AFCI (SE17.3K-USR2IBNZ4) | IV SE 17.3K-US Three Phase Inverter -BNZ4 | SolarEdge | SE17.3K-USR2IBNZ4 | 3100.5682 | Drop Ship & Varying Leas times | Already Listed
| KU22180 | SE Three Phase Inverter, 14.4kW 208V w/ AC RSD | w/ DC safety, DC fuses, AFCI (SE14.4K-USR2IBNZ4) | IV SE 14.4K-US Three Phase Inverter -BNZ4 | SolarEdge | SE14.4K-USR2IBNZ4 | 3100.5682 | Drop Ship & Varying Leas times | Not Listed
USIN100-0037 | KU22265 | SE Single Phase Energy Hub 11.4kW, 10kW battery ac | w/ RGM & consump. monitor, 5yr(SE11400H-USSNBBL14) | IV SE 11400H-US Single Phase Energy Hub RGM -BL14 | SolarEdge | SE11400H-USSNBBL14 | 3126.0682 | Drop Ship & Varying Leas times | Already Listed
USSS100-0022 | KU22264 | SE Single Phase Energy Hub 10kW, 10kW battery acce | w/ RGM & consump. monitor, 5yr(SE10000H-USSNBBL14) | IV SE 10000H-US Single Phase Energy Hub - BL14 | SolarEdge | SE10000H-USSNBBL14 | 3220.2614 | Drop Ship & Varying Leas times | Already Listed
USIN100-0080 | KU20483 | SE100K-USRP0BNU4 | SolarEdge 100KW 480V -need 2 secondaries | IV SE 100KW 480V - AC RSD Primary | SolarEdge | SE100K-USRP0BNU4 | 3359.5341 | Drop Ship & Varying Leas times | Already Listed
| KU22100 | SolarEdge Energy Bank Battery | PN: BAT-10K1PS0B-02 | SB SE 10K Energy Bank Battery | SolarEdge | BAT-10K1PS0B-02 | 5113.6364 | Drop Ship & Varying Leas times | Not Listed
| KU21963 | SolarEdge P401 - Power Optimizer400W/ 60V P series | residential/commercial, MC4 connectors (P401) | IVA SE Optimizer P401 | SolarEdge | P401 | 35.8977 | Drop Ship & Varying Leas times | Not Listed
| KU21141 | SolarEdge P860 - MC4 - 860W Power Optimizer | (PN: P860) | IVA SE Optimizer P860 | SolarEdge | P860 | 42.2727 | Drop Ship & Varying Leas times | Not Listed
| KU20949 | SolarEdge Cellular Plug-in with 12yr Data Plan | (CELL-B-R12-US-S-S2) | DCA SE Cellular Plug-in with 12yr Data Plan | SolarEdge | CELL-B-R12-US-S-S2 | 132.0568 | Drop Ship & Varying Leas times | Not Listed
USIN100-0275 | KU21026 | SE Single Phase Inverter w HDWave 5.0kW | w SetApp configuration (SE5000H-US000BNU4) | IV SE 5000H-US HDWave Single Phase -BNU4 | SolarEdge | SE5000H-US000BNU4 | 1530.25 | Drop Ship & Varying Leas times | Already Listed
USIN100-0076 | KU22259 | SolarEdge 120KW 480V Syngery Manager | Roof Top - PN: SE120K-US08IBNZ4 | IV SE 120KW 480V Synergy Manager | SolarEdge | SE120K-US08IBNZ4 | 2283.2614 | Drop Ship & Varying Leas times | Already Listed
| KU14923 | SolarEdge P400 - MC4 - 400W/80V Optimizer | MC4 connectors, for72-cell PV modules (P400) | IVA SE Optimizer P400 | SolarEdge | P400 | 35.8977 | Drop Ship & Varying Leas times | Not Listed
| KU22160 | SE P860-2XLong 2:1 Power Optimizer 860W/ 60V, MC4, | dual input, PVRSS, commercial only (P860-2XLONG) | IVA SE 2:1 Optimizer P860-2XLong | SolarEdge | P860-4NDZMRZ-NA23 | 28.4091 | Drop Ship & Varying Leas times | Not Listed
| KU22318 | SE Single Phase Energy Hub 6kW, 6kW battery acc. | w/ RGM & consump. monitor, 5yr(SE6000H-USSNBBL14) | IV SE 6000H-US Single Phase Energy Hub RGM -BL14 | SolarEdge | SE6000H-USSNBBL14 | 2156.7727 | Drop Ship & Varying Leas times | Not Listed
USEC001-0069 | KU21089 | SE Cellular Plug-in w/ 5yr plan (commercial) | AC<1000kW, commercial SetApp (CELL-B-R05-US-S-S5) | DCA SE Cellular Plug-in w plan AC<1000kW commercia | SolarEdge | CELL-B-R05-US-S-S5 | 758.6364 | Drop Ship & Varying Leas times | Already Listed
USIN100-0050 | KU15541 | SE Single Phase HD-Wave IV 11.4kW | w/ RGM & Consmp. Meter,SetApp (SE11400H-US000BNI4) | IV SE 11400H-US HDWave Single Phase RGM-BNI4 | SolarEdge | SE11400H-US000BNI4 | 2481.2955 | Drop Ship & Varying Leas times | Already Listed
| KU22632 | SE Single Phase Energy Hub 11.4kW, 10kW battery ac | w/ RGM (SE11400H-USSNBBL15) | IV SE 11400H-US Single Phase Energy HUB RGM - BL15 | SolarEdge | SE11400H-USSNBBL15 | 3281.3864 | Drop Ship & Varying Leas times | Not Listed
USSSP110-1274 | KU21633 | SE Single Phase Energy Hub 3.8kW w/ RGM | w/ consump. monitor, 5yr plan (SE3800H-USS3BBC14) | IV SE 3800H-US Single Phase Energy Hub RGM -BC14 | SolarEdge | SE3800H-USS3BBC14 | 453.2614 | Drop Ship & Varying Leas times | Already Listed
| KU15229 | SE Module temperature sensor 4-20mA (Project $) | SE1000-SEN-TMOD-S2 | DCS SE Module temperature sensor 4-20mA | SolarEdge | SE1000-SEN-TMOD-S2 | 130.4432 | Drop Ship & Varying Leas times | Not Listed
USIN100-0272 | KU22269 | SE 100kW 480V Synergy Manager w/ AC RSD | w/ DC Safety, AC/DC SPD, multi input (SE100K-BNZ4) | IV SE 100K-US Synergy Manager -BNZ4 | SolarEdge | SE100K-US08IBNZ4 | 1791.875 | Drop Ship & Varying Leas times | Already Listed
| KU15132 | SolarEdge P320-6NM4MRL-NM01 | P320 Optimizer | IVA SE Optimizer P320 | SolarEdge | P320-6NM4MRL-NM01 | 5.6818 | Drop Ship & Varying Leas times | Not Listed
USIN100-0288 | KU15536 | SE Single Phase HD-Wave IV 3.8kW | w/ RGM & Consump. Meter,SetApp (SE3800H-US000BNI4) | IV SE 3800H-US HDWave Single Phase RGM-BNI4 | SolarEdge | SE3800H-US000BNI4 | 1277.375 | Drop Ship & Varying Leas times | Already Listed
USIN100-0071 | KU22183 | SE Synergy Unit | Synergy Unit for three phase iv (SESUK-USR0INNN4) | IV SE Synergy Unit | SolarEdge | SESUK-USR0INNN4 | 1513.9432 | Drop Ship & Varying Leas times | Already Listed
USIN100-0052 | KU20940 | SE Single Phase Inverter w/ HDWave 3.0kW | w SetApp configuration (SE3000H-US000BNU4) | IV SE 3000H-US HDWave Single Phase -BNU4 | SolarEdge | SE3000H-US000BNU4 | 1101.3182 | Drop Ship & Varying Leas times | Already Listed
| KU22317 | SolarEdge S440 - MC4 compatible optimiz | S440 (PN: S440) | IVA SE Optimizer S440 | SolarEdge | S440-1GM4MRM-NA02 | 88.4886 | Drop Ship & Varying Leas times | Not Listed
| KU21615 | SolarEdge Commercial Gateway | (SE1000-CCG-G-S1) | DCA SE Commercial Gateway | SolarEdge | SE1000-CCG-G-S1 | 341.6591 | Drop Ship & Varying Leas times | Not Listed
| KU15535 | SE Single Phase HDWave IV 3.0kW | w/ RGM & Consump. Meter,SetApp (SE3000H-US000BNI4) | IV SE 3000H-US HDWave Single Phase RGM-BNI4 | SolarEdge | SE3000H-US000BNI4 | 1253.25 | Drop Ship & Varying Leas times | Not Listed
| KU21133 | SolarEdge P340 - MC4 - 340W Optimizer | for highpower 60-cell modules (PN: P340) | IVA SE Optimizer P340 | SolarEdge | P340 | 32.3523 | Drop Ship & Varying Leas times | Not Listed
USIN100-0042 | KU20481 | SESU-USRS0NNN4 | SolarEdge Commercial - AC RSD Secondary | IVA SE Commercial - AC RSD Secondary | SolarEdge | SESU-USRS0NNN4 | 274.5341 | Drop Ship & Varying Leas times | Already Listed
| KU21692 | SolarEdge Backup Interface for Load Side Conn. | 5kW ATX, im/ex meter, Main Lug Only (BI-NUSGN-01) | IVHA SE Backup Interface for Load Side Conn. | SolarEdge | BI-NUSGN-01 | 584.6477 | Drop Ship & Varying Leas times | Not Listed
USSSP110-1278 | KU22090 | SolarEdge Backup Interface for Load Side Conn. | BI-NUSGN-02 | SBA SE BI-NUSGN-02 Backup Interface, Load | SolarEdge | BI-NUSGN-02 | 910.3636 | Drop Ship & Varying Leas times | Already Listed
| KU22319 | Sol-Ark 600A Current Transformer | 2" inside diameter PN: SA-CT-XL | IVAC SA CT-XL 600A Current Transformer | Sol-Ark | SA-CT-XL | 227.2727 | Drop Ship & Varying Leas times | Not Listed
| KU22286 | Sol-Ark 5K 120/240V Hybrid All-In-One | (PN: 5K-2P) 5 Year Standard Warranty | IHV SA Sol-Ark 5K Hybrid All-In-One | Sol-Ark | 5K-2P | 3882.9545 | Drop Ship & Varying Leas times | Not Listed
| KU21685 | Sol-Ark 12K 120/240/208V 48V Hybrid All-In-One | 10 YR STNRD Warranty, NEMA 3R (12K-2P) | IHV SA Sol-Ark 12k 120/240/208V 48V Hybrid | Sol-Ark | 12K-2P | 5897.6023 | Drop Ship & Varying Leas times | Not Listed
| KU22353 | Sol-Ark 15K 120/240/208V-3P Hybrid Inverter | 10 YR STNRD Warranty NEMA-3R (15K-2P) | IVH SA Sol-Ark 15K Hybrid INV | Sol-Ark | 15K-2P | 6363.6364 | Drop Ship & Varying Leas times | Not Listed
| KU21728 | Sol-Ark 8K 120/240V | (PN: 8K-2P) 5 Year Standard Warranty | IHV SA Sol-Ark 8K 120/240V | Sol-Ark | 8K-2P | 5050 | Drop Ship & Varying Leas times | Not Listed
| KU21828 | IVA GS Plugin Wifi Stick | data logging stick: Wi-Fi (Solis-DLS-WIFI) | IVS GS Plugin Wifi Stick | Solis | Solis-DLS-WIFI | 46.1364 | Drop Ship & Varying Leas times | Not Listed
USEC001-0047 | KU21829 | IVA GS Plugin LAN Stick | 2 year standard warranty | IVS GS Plugin LANi Stick | Solis | Solis-DLS-LAN | 57.6705 | Drop Ship & Varying Leas times | Already Listed
| KU22361 | Solis 10.0kW four MPPT 10 inveter | (PN: Solis-1P10K-4G-US-SP) | IV GS 10.0kW four MPPT 10 inveter | Solis | Solis-1P10K-4G-US-SP | 1705.6136 | Drop Ship & Varying Leas times | Not Listed
USIN100-0030 | KU22365 | GL Solis 50kW 3 Phase Inverter w/ fan | 10 yr stndrd warranty (PN: Solis-50K-US-F-SW) | IV GS 50kW 3 Phase 3Ø INV | Solis | Solis-50K-US-F-SW | 4290.9545 | Drop Ship & Varying Leas times | Already Listed
USSSP110-1406 | KU22379 | GL Solis 100kW 3 Phase Inverter w/ fan 10 MPPT | wTIGO, 10yr stndrd wrnty(PN: Solis-100K-5G-US-RSS) | IV GS 100kW 3 Phase 3Ø INV w/ TIGO Transmitter | Solis | Solis-100K-5G-US-RSS | 6212.7273 | Drop Ship & Varying Leas times | Already Listed
| KU21867 | Tigo PV Rapid Shutdown Transmitter for TS4-R-F | Single Core (150A) PN: 490-00000-10 | Tigo PV Rapid Shutdown Transmitter for TS4-R-F | Tigo | 490-00000-10 | 39.8977 | Drop Ship & Varying Leas times | Not Listed
USSSP110-1445 | KU21872 | Tigo Access Point (Tigo Tap) | (PN:158-00000-02) | Tigo Access Point (Tigo Tap) | Tigo | 158-00000-02 | 51.0341 | Drop Ship & Varying Leas times | Already Listed
| KU21189 | Tigo CCA Standalone Kit | 346-00000-00 | DCI TI CCA Standalone Kit | Tigo | 346-00000-00 | 119.5455 | Drop Ship & Varying Leas times | Not Listed
USSSP110-1437 | KU21871 | Tigo CCA Standalone Kit | (PN:346-00000-00) | Tigo CCA Standalone Kit | Tigo | 346-00000-00 | 124.3295 | Drop Ship & Varying Leas times | Already Listed
USSSP110-1438 | KU22173 | Commercial Dual Core (300A) RSS Din Rail Trans Kit | 277VAC PS (no enclosure enclosure) | 493-00000-20 | Tigo | 493-00000-20 | 148.0341 | Drop Ship & Varying Leas times | Already Listed
| KU22322 | Tigo Cloud Connect Advanced Kit (NO UL ENCLOSURE) | TAP, 120/240 VAC PS (PN: 348-00000-00) | DCI TI Cloud Connect Adv. Kit ( (NO UL ENCLOSURE) | Tigo | 348-00000-00 | 269.4432 | Drop Ship & Varying Leas times | Not Listed
USSSP110-1446 | KU22166 | TS4-A-F 1500VUL, 1.2M Cable, MC4 | 458-00252-32 | IVA TI TS4-A-F 1500VUL, 1.2M Cable, MC4 | Tigo Energy | 458-00252-32 | 24.9886 | Drop Ship & Varying Leas times | Already Listed
USSSP110-1449 | KU21727 | TS4-A-2F, 1500VUL, 2.2M Cable, MC4 | 484-00252-22 | IVA TI TS4-A-2F, 1500VUL, 2.2M Cable, MC4 | Tigo Energy | 484-00252-22 | 40.1818 | Drop Ship & Varying Leas times | Already Listed
| KU21212 | TS4-A-0 1500VUL/1000VTUV, 1.2M Cable, MC4 | 451-00252-32 | IVA TI TS4-A-O 1500VUL/1000VTUV, 1.2M Cable, MC4 | Tigo Energy | 451-00252-32 | 40.4659 | Drop Ship & Varying Leas times | Not Listed
USSSP110-1448 | KU22641 | TS44-A-O 1500V 1.2M Cable MC4 | 461-00252-32 | TS44-A-O 1500V 1.2M Cable MC4 | Tigo Energy | 461-00252-32 | 40.4659 | Drop Ship & Varying Leas times | Already Listed
USSSP110-1439 | KU22310 | Dual Core RSS DIN Rail Transmitter Kit, 120/240V | Dual Core (150A) PN: 492-00000-20 | IVA TI Dual Core RSS DIN Rail Transmitter Kit | Tigo Energy | 492-00000-20 | 132.8068 | Drop Ship & Varying Leas times | Already Listed
| KU21914 | Tigo Cloud Connect Advance Kit | (348-00000-52), TAP, 120/240 VAC PS, Outdoor Encl. | DCI TI Cloud Connect Advance Kit | Tigo Energy | 348-00000-52 | 270.2614 | Drop Ship & Varying Leas times | Not Listed
USSSP110-1436 | KU21213 | Tigo Cloud Connect Advanced Kit, Din Rail PS | (348-00000-52), TAP, 120/240 VAC PS, Outdoor Box | DCI TI Cloud Connect Advance Kit | Tigo Energy | 348-00000-52 | 276.3409 | Drop Ship & Varying Leas times | Already Listed
| KU22588 | 11.4kW Energy Storage Hybrid Inverter | 10KW WH BackUp, Ethernet/WiFi frmlyPN602-00114-03 | IVH TI 11.4kW Enrgy Strge Hybr Inv 601-2111K4-0003 | Tigo Energy | TSI-11.4K-US | 1998.6705 | Drop Ship & Varying Leas times | Not Listed
USSSP110-1443 | KU21868 | Single Core RSS DIN Rail Transmitter Kit, 120/240V | Single Core (100A) PN: 492-00000-10 | IVA TI Single Core RSS DIN Rail Transmitter Kit | Tigo Energy | 492-00000-10 | 62.2727 | Drop Ship & Varying Leas times | Already Listed
| KU20166 | Trina TSM 295M-DD05A.05 All Black Mono | Honey M PLUS- High quality 295W All Black Mono | SM TSM-295M/60/FS35/BB | Trina Solar | 295M DD05A.05 | 0 | Drop Ship & Varying Leas times | Not Listed
| KU22605 | Trina Vertex 395w Mono Perc DE09.05 | Trina Vertex 395 Mono Perc DE09.05 | SM TSM-395M/120/FS30/BB | Trina Solar | DE09.05 | 157.1023 | Drop Ship & Varying Leas times | Not Listed
| KU21160 | Trina TSM 310M-DD05H.05(II) All Black Mono | PN: DD05H.05(II) 310 | SM TSM-310M/60/FS35/BB | Trina Solar | DD05H.05(II) 310 | 162.0593 | Drop Ship & Varying Leas times | Not Listed
| KU21201 | Trina TSM 320M-DD05M.05(II) All Black Mono | DD05M.05(II) | SM TSM-320M/60/FS35/BB | Trina Solar | DD05M.05(II) 320 | 166.9091 | Drop Ship & Varying Leas times | Not Listed
| KU21204 | Trina TallMax 385w mono PERC | DE15H | SM TSM-385M/144/FS40/SW | Trina Solar | DE15H | 170.625 | Drop Ship & Varying Leas times | Not Listed
| KU20937 | Trina TallMax 375w Mono PERC | Silver Frame, 72 Cell | SM TSM-375M/72/FS40/SW | Trina Solar | TSM-375-DE14A(II) | 189.6307 | Drop Ship & Varying Leas times | Not Listed
USSP100-0166 | KU22606 | Trina Vertex 395w Bifacial DE09C.07 | DE09C.07 | SM TSM-395M/BF/120/FS30/BB | Trina Solar | DE09C.07 | 201.9886 | Drop Ship & Varying Leas times | Already Listed
| KU21226 | Trina TallMax 390w mono PERC | TSM-DE15H(II) 390 | SM TSM-390M/72/FS40/SW | Trina Solar | TSM-DE15H(II) 390 | 213.6364 | Drop Ship & Varying Leas times | Not Listed
| KU21227 | Trina TallMax 400w mono PERC | TSM-DE15H(II) 400 | SM TSM-400M/72/FS40/SW | Trina Solar | TSM-DE15H(II) 400 | 213.6364 | Drop Ship & Varying Leas times | Not Listed
| KU21032 | Trina TallMax 380w Mono Perc DE14A(II) | DE14A(II) | SM TSM-380M/72/FS40/SW | Trina Solar | DE14A(II) | 43.1818 | Remaining Stock | Not Listed
USSP100-0181 | KU21995 | Trina 360 MULTI-BUSBAR MONO PERC MODULE | B-W 132 Cell Multi-Busbar Mono TSM-DE06X.05(II) | SM TSM-360M/132/FS35/BW/MBB | Trina Solar | TSM-DE06X.05(II) | 40.9091 | Remaining Stock | Already Listed
| KU22273 | Photovoltaic Wire 10 AWG Black (500' roll) | 19 Strand Bare Copper for 1/2 KV PV | CB TT Photovoltaic Black Wire for 1000V modules | Titan Wire | H4SSW102000U | 206.25 | Remaining Stock | Not Listed
USMS100-0643 | KU15220 | SolaTrim Pest Abatement Barrier | ST-055 (100ft Units) | M SolaTrim Pest Abatement Barrier | SolaTrim | ST-055 | 34.0909 | Remaining Stock | Already Listed
USBE100-0019 | KU22660 | EZ Solar Rooftop PV Junction Box- Asphalt Shingle | JB-1.2 | M EZS Rooftop PV Junction Box-Asphalt Shingle | EZ Solar | JB-1.2 | 36.75 | Remaining Stock | Already Listed
USSB100-0109 | KU10156 | MC4 PV-KST4/6I-UR Male SolarLine connector | ø 4mm, max. 600V, up to 30A, incl crimp contact | CBC MC MC4 MALE KBT4/6I-UR | Multi-Contact | 32.0017P0001-UR | 1.0341 | Remaining Stock | Already Listed
| KU10155 | MC4 PV-KBT4/6I-UR Female SolarLine connector | ø 4mm, max. 600V, up to 30A, incl crimp contact | CBC MC MC4 FEMALE KBT4/6I-UR | Multi-Contact | 32.0016P0001-UR | 1.0341 | Remaining Stock | Not Listed
| KU22147 | Heyco HEYClip SunRunner Cable Clip | Stainless Steel for 1 to 4 PV wires (S6404) | Heyco HEYClip SunRunner Cable Clip | Heyco | 4000382 | 0.65909 | Remaining Stock | Not Listed