## Sheet1
Name | Display Name | Manufacturer | MPN | Description | Type | Base Price | Tier Price/Watt | Wattage | spif | Non-Commissionable | Item Classification | Item Status | Floor Price | Available | Price Level | Cell | Color | Abbr. Description
360-0329 | 360-0329 |  |  | Enphase, IQ, Q-Cable, 240 Volt, for 60 cell 1.7m Landscape Module Pitch. Connector Pitch is 2.0m (78.7"), Continuous Length, Order by Number of Connectors, Q-12-17-240 | Inventory Item | 20.53 |  |  |  | No | Inverters | Shippable | 18.8 | 166212
360-0328 | 360-0328 |  |  | Enphase, IQ, Q-Cable, 240 Volt, for 60/72 cell 1.0m Portrait Module Pitch. Connector Pitch is 1.3m (51"), Continuous Length, Order by Number of Connectors, Q-12-10-240 | Inventory Item | 17.45 |  |  |  | No | Inverters | Shippable | 15.98 | 83983
360-0338 | 360-0338 |  |  | Enphase, IQ, Q Cable, 12 AWG, no connectors, Use with Field Wireable M/FM Connectors, by the foot, Non-Cancelable/Non-Returnable on Cut Lengths, Q-12-RAW | Inventory Item | 1.42 |  |  |  | No | Inverters | Shippable | 1.3 | 78482
321-0233 | 321-0233 |  |  | Enphase, IQ 8+ Micro Inverter, compatible with 60 -72 cell PV Modules, 240V, 300VA Peak Power, MC4 DC Connectors, Female AC Connector, IQ8PLUS-72-2-US / IQ8PLUS-72-M-US | Inventory Item | 160 |  | 300 |  | No | Inverters | Shippable | 158.19 | 60662
360-0333 | 360-0333 |  |  | Enphase, IQ, Terminator Cap for Q-Cable Ends, Qty. 1, Q-TERM-10 | Inventory Item | 18.05 |  |  |  | No | Inverters | Shippable | 16.92 | 31067
550-0521 | 550-0521 |  |  | Enphase, IQ, Q-Cable Rail Mount Cable Management Clip, Each, Q-CLIP-100 | Inventory Item | 0.66 |  |  |  | No | Inverters | Shippable | 0.5 | 27016
360-0332 : 360-0332_U | 360-0332_U |  |  | Enphase, IQ, Female Sealing Cap for unused Q-Cable Connectors, Q-SEAL-10 | Inventory Item | 4.08 |  |  |  | No | Inverters | Soligent De-listing | 3.49 | 13170
565-0238 | 565-0238 |  |  | SolarEdge, Optimizer 440W, Add-On Box for One Module 8-60V MPPT, 60Voc Max, 14.5A, MC4, ~4” Input, ~90” Positive Output ~4” Negative Output PV wire, UL 1000VDC Max, S440 | Inventory Item | 88.99 |  | 440 |  | No | Inverters | Shippable | 86.52 | 11841
321-0238 | 321-0238 |  |  | Aptos, 800R Micro Inverter, compatible with Dual 60/72-cell PV Modules, 208/240 volt, 60Hz, 800VA Peak Power, 60Vdc 12.5A X 2 Max Input, 25 year Warranty, UL1741-SA, Rule-21, MAC-800R | Inventory Item | 125 |  | 800 |  | No | Inverters | Vendor De-listing | 180.95 | 8685
360-0336 | 360-0336 |  |  | Enphase, IQ, Male Sealing Cap for Branch Aggregator Unused Connections, Q-BA-CAP-10 | Inventory Item | 3.64 |  |  |  | No | Inverters | Vendor De-listing | 3.12 | 7476
565-0108 | 565-0108 |  |  | SolarEdge, Optimizer 505W, Add-On Box for one High Current module, 12.5-83V, 14A, MC4-compatible In/Out, 47" PV wire, UL 1000VDC, P505 (P505-4NM4MBM) | Inventory Item | 88.99 |  | 505 |  | No | Inverters | Vendor De-listing | 86.52 | 6018
360-0346 | 360-0346 |  |  | Enphase, IQ, Female Field-Wireable Connector for Q Cable open connector. Qty 1 connector bodies with 2 Female MC4 Tool crimpable pins, Q-CONN-10F | Inventory Item | 12.68 |  |  |  | No | Inverters | Shippable | 11.89 | 4811
360-0332 | 360-0332 |  |  | Enphase, IQ, Female Sealing Cap for unused Q-Cable Connectors, Qty. 1 bag of 10 pieces, Q-SEAL-10 | Inventory Item | 40.76 |  |  |  | No | Inverters | Shippable | 34.94 | 4352
580-0175 | 580-0175 |  |  | SMA, JMS-F, SunSpec Rapid Shutdown Device, NEC 2017-2020 SunSpec Compliant Module Level RSD when used with SunSpec equipped Inverters, Add-on-Module for 1 PV Module, Max 60Voc, 15A, MC-4 Connectors, 119814-00.01 | Inventory Item | 32 |  |  |  | No | Inverters | Shippable | 30.56 | 4290
360-0340 | 360-0340 |  |  | Enphase, IQ, Q-Cable, 240 Volt, for 72 cell 2.0m Landscape Module Pitch. Connector Pitch is 2.3m (90.5"), Continuous Length, Order by Number of Connectors, Q-12-20-200 | Inventory Item | 30.75 |  |  |  | No | Inverters | Shippable | 28.16 | 4161
321-0219 | 321-0219 |  |  | Enphase, IQ 7X Micro Inverter, compatible with 96-cell PV modules, 208/240 volt, 320VA Peak Power, MC4 DC connectors, Female AC Connector, IQ7X-96-2-US | Inventory Item | 143.28 |  | 320 |  | No | Inverters | Shippable | 140.29 | 4015
565-0235 | 565-0235 |  |  | SolarEdge, Optimizer 960W, Add-On Optimizer for two 72 cell modules, Dual input, Parallel Connection Isc 11.5A Each, 12.5-60V MPPT, MC4 In/Out, 1000VDC, (Use only with SolarEdge 3-Phase Inverters), P960 | Inventory Item | 84.27 |  | 960 |  | No | Inverters | Vendor De-listing | 82.4 | 3849
565-0000 | 565-0000 |  |  | SolarEdge, Optimizer 505W, Add-On Box for one Higher Current module, 12.5-83V, 14A, MC4 In/Out, 2.1M (~82.6") PV wire, UL 1000VDC, P505 (P505-4NM4MBX) | Inventory Item | 91.45 |  | 505 |  | No | Inverters | Vendor De-listing | 88.91 | 3774
565-0239 | 565-0239 |  |  | SolarEdge, Optimizer 500W, Add-On Box for One Module 8-60V MPPT, 60Voc Max, 15A, MC4, ~4” Input, ~90” Positive Output ~4” Negative Output PV wire, UL 1000VDC Max, S500 | Inventory Item | 88.99 |  | 500 |  | No | Inverters | Vendor De-listing | 86.52 | 3607
360-0331 | 360-0331 |  |  | Enphase, IQ Micro inverter Replacement Adaptor for MultiContact MC4 DC, Q-DCC-2 | Inventory Item | 10.44 |  |  |  | No | Inverters | Shippable | 9.79 | 3420
360-0347 | 360-0347 |  |  | Enphase, IQ, Male Field-Wireable Connector for Q Cable. Qty 1 connector bodies with 2 Male MC4 Tool crimpable pins, Q-CONN-10M | Inventory Item | 12.68 |  |  |  | No | Inverters | Shippable | 11.89 | 2935
570-0240 | 570-0240 |  |  | SolarEdge, Cell Modem, for all SetApp Enabled Single Phase Inverters, 5 Yr Sprint Prepaid Data Plan, for use in US Only, CELL-B-R05-US-S-S2 | Inventory Item | 204.55 |  |  |  | No | Inverters | Shippable | 293.23 | 2558
360-0005 | 360-0005 |  |  | APsystems, Y3 AC Bus (Trunk) Cable for DS3, YC600 & QS1 Micro Inverters, (order 1 per Inverter), 12 AWG, 2m, 2322301303 | Inventory Item | 25.33 |  |  |  | No | Inverters | Shippable | 23.75 | 2331
321-0232 | 321-0232 |  |  | Enphase, IQ 8M Micro Inverter, compatible with 60 -72 cell PV Modules, 240V, 330VA Peak Power, MC4 DC Connectors, Female AC Connector, IQ8M-72-2-US / IQ8M-72-M-US | Inventory Item | 177.14 |  | 330 |  | No | Inverters | Shippable | 175.14 | 2221
565-0236 | 565-0236 |  |  | SolarEdge, Optimizer 1100W, Add-On Box for two modules, Single Input, Series Connected Modules, Isc 14A, 125V Max, MC4 Output 2.4m, Input 1.6m, 1000VDC, (Use only with SolarEdge 3-Phase Inverters 30kW & up), P1100 | Inventory Item | 82.49 |  | 1100 |  | No | Inverters | Vendor De-listing | 77.54 | 1889
565-0237 | 565-0237 |  |  | SolarEdge, Optimizer 1100W, Add-On Box for two modules, Single Input, Series Connected Modules, Isc 14A, 125V Max, MC4 Output 2.4m, Input 1.6m, 1000VDC, (Use only with SolarEdge 3-Phase Inverters UL-3741 PVRSS), P1101 | Inventory Item | 99.16 |  | 1100 |  | No | Inverters | Vendor De-listing | 93.26 | 1864
570-1222 | 570-1222 |  |  | Enphase, Mobile Connect, LTE CAT M1 Cell Modem, Plug and Play Modem, includes 5 Year T-Mobile Data Plan for US, Puerto Rico, US Virgin Islands, Canada, Mexico up to 60 Inverters, CELLMODEM-M1-06-SP-05 | Inventory Item | 357.73 |  |  |  | No | Inverters | Shippable | 345.53 | 1850
360-0350 | 360-0350 |  |  | Aptos, Male AC Connector, AC_Connector_M | Inventory Item | 16 |  |  |  | No | Inverters | Vendor De-listing | 15.38 | 1761
580-0178 | 580-0178 |  |  | APsmart, Rapid Shutdown PLC Device (RSD-S-PLC), 1000V UL/TUV, 8-80Vdc Input, 250mm (~9.8”) Input/1200mm (~47”) Output Cable, MC4, IP68, SunSpec Certified, SMA Approved, 415002 | Inventory Item | 27.65 |  |  |  | No | Inverters | Shippable | 26.4 | 1716
360-0348 | 360-0348 |  |  | Aptos, Female AC Connector, AC_Connector_F | Inventory Item | 16 |  |  |  | No | Inverters | Vendor De-listing | 15.38 | 1712
360-0351 | 360-0351 |  |  | Aptos, Male AC End Cap, AC_CON_M_CAP | Inventory Item | 8 |  |  |  | No | Inverters | Vendor De-listing | 7.69 | 1610
570-2241 | 570-2241 |  |  | Enphase, IQ Combiner-4 with IQ Gateway and 2 Split Core Consumption CTs, Single Phase, Revenue Grade accuracy (ANSI C12.20 +/- 0.5%) (IEEE1547:2018)Calibrated Solid-Core Production CT, Space for 4 PV Branch Circuits with Hold Down kits, Breakers NOT included, Use with IQ-6, IQ-7 or IQ-8, 80A, X2-IQ-AM1-240-4 | Inventory Item | 724.37 |  |  |  | No | Inverters | Shippable | 654.55 | 1606
360-0349 | 360-0349 |  |  | Aptos, Female AC End Cap, AC_CON_F_CAP | Inventory Item | 8 |  |  |  | No | Inverters | Vendor De-listing | 7.69 | 1501
370-0060 | 370-0060 |  |  | Enphase, IQ, Disconnect Tool for Q-Cable connectors, MC and Amphenol DC Connectors, Q-DISC-10 | Inventory Item | 4.08 |  |  |  | No | Inverters | Shippable | 3.49 | 1286
360-0003 | 360-0003 |  |  | APsystems, Y-Conn Cap, to seal off unused AC Bus Cable Connectors, for DS3, YC600 & QS1, 2061702007 | Inventory Item | 4 |  |  |  | No | Inverters | Shippable | 3.75 | 1257
570-1109 | 570-1109 |  |  | Enphase, Envoy S, Envoy IQ Consumption Monitoring CT, split core current Transformers, Qty. 1, CT-200-SPLIT | Inventory Item | 22.36 |  |  |  | No | Inverters | Shippable | 21.6 | 1248
321-0231 | 321-0231 |  |  | Enphase, IQ 8H Micro Inverter, compatible with 60 -72 cell PV Modules, 240V, 384VA Peak Power, MC4 DC Connectors, Female AC Connector, IQ8H-240-72-2-US | Inventory Item | 204.57 |  | 384 |  | No | Inverters | Shippable | 202.26 | 1150
550-0518 | 550-0518 |  |  | Enphase, Connector Clip, Qty. 1, EFM-CC | Inventory Item | 2.49 |  |  |  | No | Inverters | Soligent De-listing | 2.26 | 982
321-0235 | 321-0235 |  |  | APsystems, DS3-L Micro Inverter, compatible with Dual 60/72-cell PV Modules, 240 volt, 60Hz, 768VA Peak Power, 60Vdc, 18A X 2 Max Input, MC4 Connector, 10 year Warranty, UL1741-SA, Rule-21, 118001 | Inventory Item | 113.64 |  | 768 |  | No | Inverters | Shippable | 173 | 912
570-2236 | 570-2236 |  |  | Aptos, Data Transfer Unit, (DTU) Wi-Fi Connection to the local Network, DTU_MAC_WIFI | Inventory Item | 252.94 |  |  |  | No | Inverters | Shippable | 244.32 | 895
321-0229 | 321-0229 |  |  | Enphase, IQ 8 Micro Inverter, compatible with 60 cell PV Modules, 240V, 245VA Peak Power, MC4 DC Connectors, Female AC Connector, IQ8-60-2-US / IQ8-72-M-US | Inventory Item | 140.94 |  | 245 |  | No | Inverters | Shippable | 139.34 | 733
321-0230 | 321-0230 |  |  | Enphase, IQ 8A Micro Inverter, compatible with 60 -72 cell PV Modules, 240V, 366VA Peak Power, MC4 DC Connectors, Female AC Connector, IQ8A-72-2-US / IQ8A-72-M-US | Inventory Item | 188.57 |  | 366 |  | No | Inverters | Shippable | 186.44 | 720
580-0191 | 580-0191 |  |  | APsmart, Rapid Shutdown PLC Device (RSD-D-20-PLC), 1500/1000V UL/TUV, 8-65Vdc, 25A Isc Max, 500mm (~19.7”) Input/2400mm (~94.5”) Output Cable, MC4, IP68, SunSpec Certified, SMA Approved, 446101 | Inventory Item | 43.53 |  |  |  | No | Inverters | Shippable | 41.57 | 632
321-0237 | 321-0237 |  |  | Aptos, 400R Micro Inverter, compatible with Single 60/72-cell PV Modules, 208/240 volt, 60Hz, 400VA Peak Power, 60Vdc 12.5A Max Input, 25 year Warranty, UL1741-SA, Rule-21, MAC-400R | Inventory Item | 62.5 |  | 400 |  | No | Inverters | Vendor De-listing | 109.52 | 590
570-1247 | 570-1247 |  |  | Aptos, Data Transfer Unit, (DTU) Ethernet or Wi-Fi Connection to the local Network, MAC–DTU | Inventory Item | 204.55 |  |  |  | No | Inverters | Vendor De-listing | 204.76 | 500
360-0001 | 360-0001 |  |  | APsystems, AC Cable Connector (splice) – Male, 2300531032 | Inventory Item | 9.33 |  |  |  | No | Inverters | Shippable | 8.75 | 475
570-1189 | 570-1189 |  |  | Enphase, Envoy IQ LTE-M1 Cell Modem, Enphase Mobile Connect, Plug and Play modem, includes 5 Year data plan for US, Puerto Rico, US Virgin Islands, Canada, Mexico up to 60 Inverters, CELLMODEM-M1 | Inventory Item | 357.73 |  |  |  | No | Inverters | Shippable | 345.53 | 453
360-0000 | 360-0000 |  |  | APsystems, AC Cable Connector (splice)– Female, 2300532032 | Inventory Item | 9.33 |  |  |  | No | Inverters | Shippable | 8.75 | 416
360-0006 | 360-0006 |  |  | APsystems, Y3 AC Bus (Trunk) Cable for DS3, YC600 & QS1 Micro Inverters, (order 1 per Inverter), 12 AWG, 4m (~157”), 2322401303 | Inventory Item | 30.67 |  |  |  | No | Inverters | Shippable | 28.75 | 411
310-0648 | 310-0648 |  |  | SolarEdge, Energy Hub SE6000H-US HD-Wave, Single Phase, Grid Tied Inverter, Dual Rated 6kW/6kW Battery Access, 240Vac, 60 Hz, 2 Unfused Input, 12 Yr Warr, Ground-Fault/Arc-Fault Protection, RS485 and Ethernet, with 5 Year Cell plan, -40C, AC RSD, w/RGM, and Consumption Meter (Add CT’s), SetApp Enabled, UL1741-SA, SE6000H-USSNBBL14 | Inventory Item | 2249.03 |  | 6000 |  | No | Inverters | Shippable | 2103.94 | 391
570-2239 | 570-2239 |  |  | Enphase, IQ Envoy, Single Phase, Metered Revenue Grade, accuracy (ANSI C12.20 +/- 0.5%) (IEEE1547:2018) with Calibrated 200A Solid-Core CT, Consumption Metering available when used with Split Core CTs, ENV2-IQ-AM1-240 M | Inventory Item | 486.6 |  |  |  | No | Inverters | Shippable | 470.01 | 386
321-0216 | 321-0216 |  |  | Enphase, IQ 7+ Micro Inverter, compatible with 60- and 72-cell PV, modules, 208/240 volt, 295VA Peak Power, MC4 DC connectors, Female AC Connector, IQ7PLUS-72-2-US | Inventory Item | 148.48 |  | 295 |  | No | Inverters | Shippable | 146.69 | 377
310-0657 |  |  |  | SolarEdge, SE10000H-US, HD-Wave, 1-Ph, Grid Tied Inverter, 10kW, 240Vac, 60 Hz, 3 Unfused Input, 12 Yr Warr, Ground-Fault/Arc-Fault Protection, Ungrounded, RS485 and Ethernet, - 40C, AC-RSD, UL-1741-SA, SetApp Enabled, Compatible with Energy Net Communicator, SE10000H- US000BEU4 | Inventory Item | 2286.68 |  | 10000 |  | No | Inverters | Shippable | 2139.15 | 337
570-1202 | 570-1202 |  |  | SolarEdge, Wireless Gateway (WiFi) with Antenna, SE-WFGW-B-S1-NA | Inventory Item | 147.93 |  |  |  | No | Inverters | Shippable | 138.89 | 300
360-0008 | 360-0008 |  |  | APsystems, DC Extension Cable, 2m, MC-4, 2310360214 | Inventory Item | 8 |  |  |  | No | Inverters | Shippable | 7.5 | 293
310-0598 | 310-0598 |  |  | SolarEdge, SE7600H-US HD-Wave, 1-Ph, Grid Tied Inverter, 7600W, 240Vac, 60 Hz, 2 Unfused Input, 12 Yr Warr, Ground-Fault/Arc-Fault Protection, Ungrounded, RS485 and Ethernet, -40C, AC RSD, UL1741-SA, SetApp Enabled, SE7600H-US000BNU4 | Inventory Item | 1819.51 |  | 7600 |  | No | Inverters | Vendor De-listing | 1711.9 | 285
360-0352 | 360-0352 |  |  | Aptos, Female AC End Cable, 12AWG, 2m, AC_End_Cable-F-2m | Inventory Item | 25.33 |  |  |  | No | Inverters | Vendor De-listing | 24.36 | 280
360-0356 | 360-0356 |  |  | Aptos, Female AC End Cable, 12AWG, 5m, AC_End_Cable-F-5m | Inventory Item | 41.33 |  |  |  | No | Inverters | Vendor De-listing | 39.74 | 254
570-1142 | 570-1142 |  |  | Enphase, IQ Envoy, Single Phase, Metered Revenue Grade, accuracy (ANSI C12.20 +/- 0.5%) with Calibrated Solid-Core CT, Consumption Metering available when used with Split Core CTs, ENV-IQ-AM1-240 M | Inventory Item | 486.6 |  |  |  | No | Inverters | Shippable | 470.01 | 241
360-0354 | 360-0354 |  |  | Aptos, AC Extension Cable, 2 meter, AC_Ext_Cable-2m | Inventory Item | 30.67 |  |  |  | No | Inverters | Vendor De-listing | 29.49 | 240
570-1196 | 570-1196 |  |  | Enphase, AC Combiner-3 with IQ Envoy and 2 Split Core Consumption CTs, Single Phase, Revenue Grade accuracy (ANSI C12.20 +/- 0.5%) with Calibrated Solid-Core Production CT, Space for 4 Eaton BR 2 Pole Breakers NOT included, 80A, Includes Silver Solar Shield, Use with IQ-6 or IQ-7, X-IQ-AM1-240-3-ES | Inventory Item | 724.37 |  |  |  | No | Inverters | Shippable | 654.55 | 237
570-0000 | 570-0000 |  |  | APsystems, ECU-R Gateway, Standard ECU (Energy Communication Unit), ZigBee, Wi-Fi, No CTs, No RGM, 3 year Warranty, 209001 | Inventory Item | 265.33 |  |  |  | No | Inverters | Shippable | 228.74 | 228
310-0663 |  |  |  | SolarEdge, SE7600H-US HD-Wave, 1-Ph, Grid Tied Inverter, 7600W, 240Vac, 60 Hz, 2 Unfused Input, 12 Yr. Warranty, Ground-Fault/Arc-Fault Protection, Ungrounded, RS485 and Ethernet, -40C, AC RSD, UL1741-SA, SetApp Enabled, Compatible with Energy Net Communicator, SE7600H-US000BEU4 | Inventory Item | 1819.51 |  | 7600 |  | No | Inverters | Shippable | 1711.9 | 211
500-0040 | 500-0040 |  |  | Outback, Busbar, 180A, Black, Long, TBB-BLACK | Inventory Item | 23.61 |  |  |  | No | Inverters | Shippable | 21.79 | 205
360-0009 | 360-0009 |  |  | APsystems, Sealing cap for MC-4 DC Connector - Male (purchase w/ F), 2060401006 | Inventory Item | 1.33 |  |  |  | No | Inverters | Shippable | 1.25 | 187
321-0236 | 321-0236 |  |  | APsystems, DS3 Micro Inverter, compatible with Dual 60/72-cell PV Modules, 240 volt, 60Hz, 880VA Peak Power, 60Vdc, 20A X 2 Max Input, MC4 Type Connector, 10 year Warranty, UL1741-SA, Rule-21, 117001 | Inventory Item | 218.29 |  | 880 |  | No | Inverters | Shippable | 210.59 | 186
310-0662 |  |  |  | SolarEdge, SE6000H-US HD-Wave, 1-Ph, Grid Tied Inverter, 6000W, 208/240Vac, 60 Hz, 2 Unfused Input, 12 Yr. Warranty, Ground-Fault/Arc-Fault Protection, Ungrounded, RS485 and Ethernet, -40C, AC RSD, UL1741-SA, SetApp Enabled, Compatible with Energy Net Communicator, SE6000H-US000BEU4 | Inventory Item | 1576.9 |  | 6000 |  | No | Inverters | Shippable | 1483.65 | 172
310-0661 |  |  |  | SolarEdge, SE5000H-US HD-Wave, 1-Ph, Grid Tied Inverter, 5000W, 240Vac, 60 Hz, 2 Unfused Input, 12 Yr. Warranty, Ground-Fault/Arc-Fault Protection, Ungrounded, RS485 and Ethernet, -40C, AC RSD, UL1741-SA, SetApp Enabled, Compatible with Energy Net Communicator, SE5000H-US000BEU4 | Inventory Item | 1516.25 |  | 5000 |  | No | Inverters | Shippable | 1426.58 | 168
360-0010 | 360-0010 |  |  | APsystems, Sealing cap for MC-4 DC Connector - Female (purchase w/ M), 2060402006 | Inventory Item | 1.33 |  |  |  | No | Inverters | Shippable | 1.25 | 166
310-0658 |  |  |  | SolarEdge, SE11400H-US, HD-Wave, 1-Ph, Grid Tied Inverter, 11.4kW, 208/240Vac, 60 Hz, 3 Unfused Input, 12 Yr Warr, Ground-Fault/Arc-Fault Protection, Ungrounded, RS485 and Ethernet, -40C, AC-RSD, UL1741-SA, SetApp Enabled, Compatible with Energy Net Communicator, SE11400H-US000BEU4 | Inventory Item | 2440.9 |  | 11400 |  | No | Inverters | Shippable | 2283.42 | 163
570-1217 | 570-1217 |  |  | SolarEdge, 225A CT, 2 used with 240V Consumption Meter, QTY. 1, SECT-SPL-225A-T-20 | Inventory Item | 32.25 |  |  |  | No | Inverters | Shippable | 30.28 | 160
360-0004 | 360-0004 |  |  | APsystems, AC Bus Cable End Cap, for DS3, YC600 & QS1, 2060700007 | Inventory Item | 8 |  |  |  | No | Inverters | Vendor De-listing | 7.5 | 152
321-0216-B.2 |  |  |  | "B" Grade Enphase, IQ 7+ Micro Inverter, compatible with 60- and 72-cell PV, modules, 208/240 volt, 295VA Peak Power, MC4 DC connectors, Female AC Connector, IQ7PLUS-72-2-US | Inventory Item | 118.09 |  | 295 |  | No | Inverters | Soligent De-listing | 93.28 | 138
565-0240 | 565-0240 |  |  | Storz Power, Tigo TS4-A-O, Optimizer Module, Optimization, Monitoring & RSD, Add-on- Module for 1 PV Module, Max 90Voc, 15A, 1.2m MC-4 cable, Requires CCA Kit and TAP, 10254 | Inventory Item | 56.82 |  | 700 |  | No | Inverters | Shippable | 56.18 | 133
310-0660 |  |  |  | SolarEdge, SE3800H-US HD-Wave, 1-Ph, Grid Tied Inverter, 3800W, 208/240Vac, 60 Hz, 2 Unfused Input, 12 Yr. Warranty, Ground-Fault/Arc-Fault Protection, Ungrounded, RS485 and Ethernet, -40C, AC RSD, UL1741-SA, SetApp Enabled, Compatible with Energy Net Communicator, SE3800H-US000BEU4 | Inventory Item | 1191.44 |  | 3800 |  | No | Inverters | Shippable | 1120.98 | 127
360-0380 | 360-0380 |  |  | APsystems, Y3 AC Bus (Trunk) Cable for DS3 Micro Inverters, (order 1 per Inverter), 10AWG, 2.4m (~94.5"), 2322600403 | Inventory Item | 40 |  |  |  | No | Inverters | Shippable | 35.29 | 114
310-0643 | 310-0643 |  |  | SolarEdge, Energy Hub SE7600H-US HD-Wave, Single Phase, Grid Tied Inverter, Dual Rated 7.6kW/7kW Battery Access, 240Vac, 60 Hz, 2 Unfused Input, 12 Yr Warr,Ground-Fault/Arc-Fault Protection, RS485 and Ethernet, with 5 Year Cell plan, -40C, AC RSD, w/RGM, and Consumption Meter (Add CT’s), SetApp Enabled, UL1741-SA, SE7600H-USSNBBL14 | Inventory Item | 2484.18 |  | 7600 |  | No | Inverters | Shippable | 2323.91 | 110
310-0644 | 310-0644 |  |  | SolarEdge, Energy Hub SE10000H-US HD-Wave, Single Phase, Grid Tied Inverter, Dual Rated 10kW/10kW Battery Access, 240Vac, 60 Hz, 2 Unfused Input, 12 Yr Warr,Ground-Fault/Arc-Fault Protection, RS485 and Ethernet, with 5 Year Cell plan, -40C, AC RSD, w/RGM, and Consumption Meter (Add CT’s), SetApp Enabled, UL1741-SA, SE10000H-USSNBBL14 | Inventory Item | 2978.26 |  | 10000 |  | No | Inverters | Shippable | 2786.12 | 96
565-0228 | 565-0228 |  |  | SolarEdge, Optimizer 950W, Add-On Box for two modules, Single Input, Series Connection, Isc 12.5A, 12.5-105V MPPT, 125V Max, MC4 In/Out, 1000VDC, (Use only with SolarEdge 3-Phase Inverters),P950 | Inventory Item | 75.82 |  | 950 |  | No | Inverters | Vendor De-listing | 74.13 | 90
590-0098 | 590-0098 |  |  | SolarEdge, Grounding Plate, Qty. 1 plate, SE-GNDPLATE-100 | Inventory Item | 1.21 |  |  |  | No | Inverters | Shippable | 0.93 | 90
321-0234 | 321-0234 |  |  | APsystems, DS3-S Micro Inverter, compatible with Dual 60/72-cell PV Modules, 240 volt, 60Hz, 640VA Peak Power, 60Vdc, 16A X 2 Max Input, MC4 Connector, 10 year Warranty, UL1741-SA, Rule-21, 119001 | Inventory Item | 201.22 |  | 640 |  | No | Inverters | Shippable | 194.12 | 86
570-1226 | 570-1226 |  |  | Enphase, IQ Combiner-4 with IQ Gateway and 2 Split Core Consumption CTs, Single Phase, Revenue Grade accuracy (ANSI C12.20 +/- 0.5%) Calibrated Solid-Core Production CT, Space for 4 PV Branch Circuits with Hold Down kits, Breakers NOT included, Use with IQ-6, IQ-7 or IQ-8, 80A, X-IQ-AM1-240-4 | Inventory Item | 724.37 |  |  |  | No | Inverters | Shippable | 654.55 | 78
330-0597 | 330-0597 |  |  | SMA, Sunny Tripower 62000-TL (Core 1, STP-62) 3-Ph Grid Tied Inverter, 62kW, 277/480VAC, 60Hz, Integrated AC & DC Discon, 6 MPPT Input, (2 Strings each), UTX Connectors, 10 Yr Warr, Transformerless, AFCI, Built in Ethernet, NO WLAN (Wi-FI), SunSpec Compliant, 03-62-1000-2-41-V2 | Inventory Item | 6283.64 |  | 62000 |  | No | Inverters | Shippable | 5655.28 | 72
570-1003 | 570-1003 |  |  | Enphase, ZigBee USB stick for Envoy communication with RGM, RGM-ZGB-01 | Inventory Item | 72.22 |  |  |  | No | Inverters | Vendor De-listing | 65.66 | 68
360-0002 | 360-0002 |  |  | APsystems, AC Bus Cable Unlocking Tool, for DS3, YC600 & QS1, 2352000001 | Inventory Item | 4 |  |  |  | No | Inverters | Shippable | 3.75 | 66
330-0596 | 330-0596 |  |  | SMA, Sunny Tripower 50000-TL (Core 1, STP-50) 3-Ph Grid Tied Inverter, 50kW, 277/480VAC, 60Hz, Integrated AC & DC Discon, 6 MPPT Input, (2 Strings each), UTX Connectors, 10 Yr Warr, Transformerless, AFCI, Built in Ethernet, NO WLAN (Wi-FI), SunSpec Compliant, 03-50-1000-2-41-V2 | Inventory Item | 6156.33 |  | 50000 |  | No | Inverters | Shippable | 5540.7 | 63
360-0205 | 360-0205 |  |  | Enphase, Accessory, Water tight cap for M215 and M250, Qty. 1, ET-SEAL-10 | Inventory Item | 2.22 |  |  |  | No | Inverters | Vendor De-listing | 2.02 | 62
341-0117 | 341-0117 |  |  | Schneider Electric, CONEXT XW, MINI-PDP, Power Distribution Panel For One XW Inverter ONLY, NOT Expandable,1-Pole 250A/160VDC Breaker, 3,2-Pole 60A AC Breakers & By-Pass, 120-240V, 865-1013-01 | Inventory Item | 592.71 |  |  |  | No | Inverters | Shippable | 557.15 | 61
570-0028 | 570-0028 |  |  | SMA, Communication Card, RS-485 Module for -10, -11, -12 inverters, 485USPB-NR | Inventory Item | 98.58 |  |  |  | No | Inverters | Shippable | 94.15 | 59
370-0122 | 370-0122 |  |  | SolarEdge, HD-Wave EV and Smart Charger Charging Cable, 40 Amp, Level 2 Electric Vehicle J1772 Charge Connector with 25 feet cable and holder, use with HD-Wave-EV Inverter, SE-EV-KIT-25J40-2 | Inventory Item | 396.89 |  |  |  | No | Inverters | Shippable | 376.85 | 57
310-0286 | 310-0286 |  |  | SolarEdge, SE7600H-US HD-Wave, 1-Ph, Grid Tied Inverter, 7600W, 240Vac, 60 Hz, 2 Unfused Input, 12 Yr Warr, Ground-Fault/Arc-Fault Protection, RS485 and Ethernet, -40C, AC RSD, UL1741-SA, w/RGM & Consumption Meter (Add CT’s), SetApp Enabled, SE7600H-US000BNI4 | Inventory Item | 2022.11 |  | 7600 |  | No | Inverters | Vendor De-listing | 1891.66 | 52
570-1159 | 570-1159 |  |  | Outback, Communications Controller for Radian/FXR, Grey Case, MATE3s | Inventory Item | 483.13 |  |  |  | No | Inverters | Shippable | 460.92 | 52
321-0229-B |  |  |  | "B" Grade Enphase, IQ 8 Micro Inverter, compatible with 60 cell PV Modules, 240V, 245VA Peak Power, MC4 DC Connectors, Female AC Connector, IQ8-60-2-US / IQ8-72-M-US | Inventory Item | 140.94 |  | 245 |  | No | Inverters | Vendor De-listing | 125.84 | 50
570-1233 | 570-1233 |  |  | SolarEdge, Replacement 4G Cell Modem, for all Single Phase Inverters with a Display, with Sprint CDMA and T-Mobile GSM 3G Networks, for use in US Only,CELL-A-R05-US-P-S2 | Inventory Item | 347.02 |  |  |  | No | Inverters | Shippable | 325.81 | 50
310-0294 |  |  |  | SolarEdge, SE6000H-US HD-Wave, 1-Ph, Grid Tied Inverter, 6000W, 208/240Vac, 60 Hz, 2 Unfused Input, 12 Yr Warr, Ground-Fault/Arc-Fault Protection, RS485 and Ethernet, -40C, AC RSD, w/RGM & Consumption Meter (Add CT’s), UL1741-SA, SetApp Enabled, Compatible with Energy Net Communicator, SE6000H-US000BEI4 | Inventory Item | 1645.7 |  | 6000 |  | No | Inverters | Shippable | 1546.96 | 48
510-0035 | 510-0035 |  |  | Outback, FWPV-8 Combiner box, 8 Breakers or 6 Fuse holders | Inventory Item | 281.94 |  |  |  | No | Inverters | Shippable | 238.82 | 46
310-0007 | 310-0007 |  |  | SolarEdge, SE11400H-US Energy Hub, Single Phase, Grid Tied Inverter, Dual Rated 11.4kW/10kW Battery Access, 240Vac, 60 Hz, 2 Unfused Input, 12 Yr Warr, Ground-Fault/Arc-Fault Protection, RS485 and Ethernet, with 5 Year Cell plan, -40C, AC RSD, w/RGM, and Consumption Meter (Add CT’s), SetApp Enabled, UL1741-SB, Home-Net Compatible, SE11400H-USSNBBL15 | Inventory Item | 3115.28 |  | 11400 |  | No | Inverters | Shippable | 2914.29 | 45
360-0182 | 360-0182 |  |  | Chilicon, Modular Trunk Cap Male, T6 Male Cap | Inventory Item | 2.22 |  |  |  | No | Inverters | Soligent De-listing | 2.22 | 42
570-1190 | 570-1190 |  |  | Enphase, IQ Combiner-3 Accessory Receptacle, XA-PLUG-120-3 | Inventory Item | 17.11 |  |  |  | No | Inverters | Shippable | 16.52 | 40
310-0284 | 310-0284 |  |  | SolarEdge, SE5000H-US HD-Wave, 1-Ph, Grid Tied Inverter, 5000W, 240Vac, 60 Hz, 2 Unfused Input, 12 Yr Warr, Ground-Fault/Arc-Fault Protection, RS485 and Ethernet, -40C, AC RSD, UL1741-SA, w/RGM & Consumption Meter (Add CT’s), SetApp Enabled, SE5000H-US000BNI4 | Inventory Item | 1717.11 |  | 5000 |  | No | Inverters | Vendor De-listing | 1606.33 | 38
310-0600 | 310-0600 |  |  | SolarEdge, SE11400H-US, HD-Wave, 1-Ph, Grid Tied Inverter, 11.4kW, 208/240Vac, 60 Hz, 3 Unfused Input, 12 Yr Warr, Ground-Fault/Arc-Fault Protection, Ungrounded, RS485 and Ethernet, -40C, AC-RSD, UL1741-SA, SetApp Enabled, SE11400H-US000BNU4 | Inventory Item | 2440.9 |  | 11400 |  | No | Inverters | Vendor De-listing | 2283.42 | 38
310-0647 | 310-0647 |  |  | SolarEdge, Energy Hub SE3800H-US HD-Wave, Single Phase, Grid Tied Inverter, Dual Rated 3.8kW/7kW Battery Access, 240Vac, 60 Hz, 2 Unfused Input, 12 Yr Warr, Ground-Fault/Arc-Fault Protection, RS485 and Ethernet, with 5 Year Cell plan, -40C, AC RSD, w/RGM, and Consumption Meter (Add CT’s), SetApp Enabled, UL1741-SA, SE3800H-USMNBBL14 | Inventory Item | 1933.1 |  | 3800 |  | No | Inverters | Shippable | 1808.39 | 38
565-0221 | 565-0221 |  |  | SMA, TS4-R-F, Fire Safety Shut Down Module, NEC 2017 SunSpec Compliant Module Level RSD when used with SunSpec Inverters (-41 SMA), Add-on-Module for 1 PV Module, Max 90Voc, 12.5A, 20A Fuse, 478-00252-42 | Inventory Item | 25.87 |  |  |  | No | Inverters | Vendor De-listing | 24.43 | 37
570-1126 | 570-1126 |  |  | SMA, Wi-Fi Antenna Extension Kit, for SB-XX-40 or -41 inverters, EXTANT-US-40 | Inventory Item | 49 |  |  |  | No | Inverters | Shippable | 46.8 | 34
321-0215 | 321-0215 |  |  | Enphase, IQ 7 Micro Inverter, compatible with 60-cell PV, modules, 208/240 volt, 250VA Peak Power, MC4 DC connectors, Female AC Connector, IQ7-60-2-US | Inventory Item | 130.79 |  | 250 |  | No | Inverters | Shippable | 129.22 | 31
310-0292 |  |  |  | SolarEdge, SE11400H-US, HD-Wave, 1-Ph, Grid Tied Inverter, 11.4kW, 240Vac, 60 Hz, 3 Unfused Input, 12 Yr Warr, Ground-Fault/Arc-Fault Protection, RS485 and Ethernet, -40C, AC-RSD, w/RGM & Consumption Meter (Add CT’s), UL1741-SA, SetApp Enabled, Compatible with Energy Net Communicator, SE11400H-US000BEI4 | Inventory Item | 2641.91 |  | 11400 |  | No | Inverters | Shippable | 2471.46 | 29
580-0148 | 580-0148 |  |  | OutBack, IMO FireRaptor Single Rapid Shutdown Unit, NEC-2017 RSD, 1 per PV Module, OBFRS-01 | Inventory Item | 79.17 |  |  |  | No | Inverters | Shippable | 73.08 | 28
360-0012 | 360-0012 |  |  | APsystems, YC1000 AC Bus (Trunk) Cable for YC1000 Micro Inverters, 14 AWG, 2m (~78”), 2322302552 | Inventory Item | 33.33 |  |  |  | No | Inverters | Vendor De-listing | 28.74 | 27
570-1148 | 570-1148 |  |  | SMA, TS4-R, Gateway, Used with Cloud Connect & TS4-R Add-on-Module, 150-00000-50 | Inventory Item | 72.14 |  |  |  | No | Inverters | Vendor De-listing | 66.26 | 26
360-0376 | 360-0376 |  |  | APsystems, AC Cable Connector 10AWG (splice) - Male, 2300931202 | Inventory Item | 12 |  |  |  | No | Inverters | Shippable | 10.59 | 25
360-0013 | 360-0013 |  |  | APsystems, YC1000 AC Bus (Trunk) Cable for YC1000 Micro Inverters, 14 AWG, 4m (~157”), 2322402552 | Inventory Item | 53.33 |  |  |  | No | Inverters | Vendor De-listing | 45.98 | 24
310-0288 | 310-0288 |  |  | SolarEdge, SE11400H-US, HD-Wave, 1-Ph, Grid Tied Inverter, 11.4kW, 240Vac, 60 Hz, 3 Unfused Input, 12 Yr Warr, Ground-Fault/Arc-Fault Protection, RS485 and Ethernet, -40C, AC-RSD, UL1741-SA, w/RGM & Consumption Meter (Add CT’s), SetApp Enabled, SE11400H-US000BNI4 | Inventory Item | 2641.91 |  | 11400 |  | No | Inverters | Vendor De-listing | 2471.46 | 22
500-0043 | 500-0043 |  |  | Outback, Busbar, 180A, Red, Long, TBB-RED | Inventory Item | 23.61 |  |  |  | No | Inverters | Shippable | 21.79 | 22
570-0238 | 570-0238 |  |  | SolarEdge, GSM Modem w/SIM, for up to 32 Commercial (208 or 480V) Inverters with a Display, or up to 1,000kW-AC, 5 Yr Sprint Prepaid Data Plan, for use in US Only, SE-CELL-R05-S-S5-serialized | Inventory Item | 1367.99 |  |  |  | No | Inverters | Soligent De-listing | 1310.99 | 22
580-0002 | 580-0002 |  |  | APsmart, Transmitter-PLC, 29mm ID Dual Core NO Power Supply, SunSpec Certified, 406000 | Inventory Item | 39.33 |  |  |  | No | Inverters | Shippable | 33.91 | 21
330-0581 | 330-0581 |  |  | SolarEdge, 80kW 3 Phase Synergy Manager, Requires 2 Synergy Units, 80kW 480V WYE/Delta, 60Hz, 1000VDC, Fused Multiple DC Inputs, DC Discon, AC/DC SPD, 12 Yr. Warranty, AFCI, with AC-RSD, -40C, RS485 and Ethernet, UL-1741-SA (Rule-21), SE80K-US08IBNZ4 | Inventory Item | 1383.32 |  | 80000 |  | No | Inverters | Shippable | 1301.07 | 20
360-0377 | 360-0377 |  |  | APsystems, AC Cable Connector 10AWG (splice) - Female, 2300932202 | Inventory Item | 12 |  |  |  | No | Inverters | Shippable | 10.59 | 20
360-0360 | 360-0360 |  |  | Generac, Modular Trunk Cable, AWG 10, 2.15m (~85”) for 72 Cell Landscape Modules, CP-MTC-2.15 | Inventory Item | 36.65 |  |  |  | No | Inverters | Shippable | 34.49 | 19
310-0283 | 310-0283 |  |  | SolarEdge, SE3800H-US HD-Wave, 1-Ph, Grid Tied Inverter, 3800W, 208/240Vac, 60 Hz, 2 Unfused Input, 12 Yr Warr,Ground-Fault/Arc-Fault Protection, RS485 and Ethernet, -40C, AC RSD, UL1741-SA, w/RGM & Consumption Meter (Add CT’s), SetApp Enabled, SE3800H-US000BNI4 | Inventory Item | 1360.06 |  | 3800 |  | No | Inverters | Vendor De-listing | 1272.31 | 18
311-0082 | 311-0082 |  |  | Schneider Electric, CONEXT XW-Pro-6848 battery inverter, 6800W, 120/240VAC, 60Hz, 60A Transfer, 48VDC, Sinewave, Grid Tied, 140A 0.98 PFC Charger, 5 Yr Warr, with BTS, UL1741-SA (Rule-21), 865-6848-21 | Inventory Item | 3659.51 |  | 6800 |  | No | Inverters | Shippable | 3530.35 | 18
580-0003 | 580-0003 |  |  | APsmart, Transmitter-PLC, 29mm ID Single Core NO Power Supply, SunSpec Certified, 406001 | Inventory Item | 34.53 |  |  |  | No | Inverters | Shippable | 29.77 | 18
310-0597 | 310-0597 |  |  | SolarEdge, SE6000H-US HD-Wave, 1-Ph, Grid Tied Inverter, 6000W, 208/240Vac, 60 Hz, 2 Unfused Input, 12 Yr Warr, Ground-Fault/Arc-Fault Protection, Ungrounded, RS485 and Ethernet, -40C, AC RSD, UL1741-SA, SetApp Enabled, SE6000H-US000BNU4 | Inventory Item | 1576.9 |  | 6000 |  | No | Inverters | Vendor De-listing | 1483.65 | 17
565-0215 | 565-0215 |  |  | SolarEdge, Optimizer 850W, Add-On Box for Two Modules, Single input, Series Connected Modules, 12.5-105V MPPT, 12.5A, 120Vdc Max, MC4-Compatible In/Out, 1000VDC, (Use only with SolarEdge 3-Phase Inverters), P850 | Inventory Item | 63 |  | 850 |  | No | Inverters | Vendor De-listing | 55.2 | 17
310-0646 | 310-0646 |  |  | SolarEdge, Energy Hub SE7600H-US HD-Wave, Single Phase, Grid Tied Inverter, Dual Rated 7.6kW/10kW Battery Access, 240Vac, 60 Hz, 2 Unfused Input, 12 Yr Warr, Ground-Fault/Arc-Fault Protection, RS485 and Ethernet, with 5 Year Cell plan, -40C, AC RSD, w/RGM, and Consumption Meter (Add CT’s), SetApp Enabled, UL1741-SA, SE7600H-USMNBBL14 | Inventory Item | 2652.06 |  | 7600 |  | No | Inverters | Shippable | 2480.96 | 16
570-0123 | 570-0123 |  |  | SMA, Communication Cable for RS-485, 50', DB-9 one end for SM Control, RS 485 CABLE | Inventory Item | 50.29 |  |  |  | No | Inverters | Shippable | 48.03 | 16
570-0182 | 570-0182 |  |  | SolarEdge, GSM Modem w/SIM, for StorEdge Only, 7.6 kW inverters, ≤2 batteries, works with T-Mobile, 5 Yr prepaid plan, for use in US Only, Qty. 1, SE-GSM-R05-US-S2, -serialized | Inventory Item | 306.33 |  |  |  | No | Inverters | Soligent De-listing | 293.83 | 15
570-1174 | 570-1174 |  |  | Enphase, IQ Commercial Envoy, 3 Phase, Meter Accuracy +/- 0.5% with Solid-Core CT, Consumption Metering available when used with Split Core CTs, ENV-IQ-AM3-3P | Inventory Item | 809.89 |  |  |  | No | Inverters | Shippable | 782.28 | 15
570-1203 | 570-1203 |  |  | SolarEdge, Wireless Gateway (WiFi) Repeater, SE-WFRPT-B-S1-NA | Inventory Item | 101.78 |  |  |  | No | Inverters | Shippable | 95.56 | 15
570-1237 | 570-1237 |  |  | SolarEdge, Single Phase Consumption Meter with Enclosure, 240V, 60Hz, RS485, NEMA 3R, NO CT’s, Add 2 CT’s, SE-MTR240-NN-S-S1 | Inventory Item | 213.16 |  |  |  | No | Inverters | Shippable | 183.76 | 15
341-0110 | 341-0110 |  |  | Schneider Electric, CONEXT XW, PDP, Power Distribution Panel 1 250A 160VDC Breaker, 2-POLE 60A AC Breakers, 120-240V, 865-1015-01 | Inventory Item | 1350.07 |  |  |  | No | Inverters | Shippable | 1163.85 | 14
570-0108 | 570-0108 |  |  | Outback, Communications Hub, 4 ports, HUB4 | Inventory Item | 175.9 |  |  |  | No | Inverters | Shippable | 167.82 | 14
570-1133 | 570-1133 |  |  | SolarEdge, RS485 Expansion Kit, for multiple SolarEdge & StoreEdge inverters, SE1000-RS485-IF-NA | Inventory Item | 89.23 |  |  |  | No | Inverters | Vendor De-listing | 83.78 | 14
570-1245 | 570-1245 |  |  | Storz Power, Tigo Cloud Connect Advanced Outdoor Kit, Includes: CCA Gateway, Power Supply, Outdoor Enclosure with DIN rail for the CCA and Power Supply, use with Tigo TAP, 10255 | Inventory Item | 423.53 |  |  |  | No | Inverters | Shippable | 413.79 | 14
730-0066 | 730-0066 |  |  | APsmart, Red-Eye+, Sensor/Transmitter, Used to Test APsmart RSD devices, 411000 | Inventory Item | 250.67 |  |  |  | No | Inverters | Shippable | 218.6 | 14
321-0233-B |  |  |  | Enphase, IQ 8+ Micro Inverter, compatible with 60 -72 cell PV Modules, 240V, 300VA Peak Power, MC4 DC Connectors, Female AC Connector, IQ8PLUS-72-2-US / IQ8PLUS-72-M-US | Inventory Item | 135.71 |  | 300 |  | No | Inverters | Shippable | 135.71 | 13
348-0099 | 348-0099 |  |  | Outback, FLEXpowerONE, VFXR3648A-01, Inverter/Charger 3.6kW FLEXpower One, prewired AC and DC boxes with 120Vac Bypass, NEMA 5-15R Outlet, 175A DC breaker, GFDI, 80Amp charge controller breaker, Mate3-S, HUB 10.3, RTS, 1 FLEXmax 80, FLEXnet DC and surge protector, UL1741-SA, FP1 VFXR3648A-01 | Inventory Item | 4440.51 |  | 3600 |  | No | Inverters | Shippable | 4226.51 | 13
500-0021 | 500-0021 |  |  | Outback, Busbar, Breaker Bus, 500A for DC Breakers, FW-BBUS | Inventory Item | 33.33 |  |  |  | No | Inverters | Shippable | 30.77 | 13
500-0095 | 500-0095 |  |  | Magnum, Mini Magnum, Panel with 250ADC breaker & 60A single pole AC input breaker, 120VAC, MMP250-60S | Inventory Item | 645.63 |  |  |  | No | Inverters | Shippable | 556.57 | 13
501-0030 | 501-0030 |  |  | SMA, DC Surge Protection Module Kit, 9 Module kit for Core-1 Inverter, DC_SPD_KIT4-10 | Inventory Item | 84.64 |  |  |  | No | Inverters | Shippable | 79.35 | 13
577-0236 | 577-0236 |  |  | Storz Power, AI+ Smart Switch, Automatic Transfer Switch, 10319 | Inventory Item | 1836.19 |  |  |  | No | Inverters | Shippable | 1601.33 | 13
577-0235 | 577-0235 |  |  | Storz Power, Smart Access Controller, for Controlling up to 12 120V Circuits, with 6, 30A and 6, 60A Breakers, Indoor Rated, Wall Mount, 10249 | Inventory Item | 2424 |  |  |  | No | Inverters | Shippable | 2113.95 | 12
570-1137 | 570-1137 |  |  | Fronius, Smart Meter, 480V, 3 Phase, 50-60Hz, for Symo, 43,0001,3530 | Inventory Item | 240.78 |  |  |  | No | Inverters | Soligent De-listing | 229.96 | 11
570-1184 | 570-1184 |  |  | SMA, Cellular LTE Modem w/ 5yr ATT, T-Mobile Data Plan, for -40, -41 Single Phase Inverters, CELLMODKIT-US-10 | Inventory Item | 299.77 |  |  |  | No | Inverters | Shippable | 258.43 | 11
341-0120 | 341-0120 |  |  | Outback, Radian Prewired GS Load Center with two 175A breakers, dual 80A GFDI and PV breakers for two charge controllers, FLEXnet DC and three 500A shunts, 2-pole 120/240VAC 50A bypass breakers, 2, 2-pole 120/240VAC 50A input breakers, 10 busbars, Powder-Coated Finish, GSLC175-PV-120/240 | Inventory Item | 1568 |  |  |  | No | Inverters | Shippable | 1351.72 | 10
360-0379 | 360-0379 |  |  | APsystems, Y3 AC Bus (Trunk) Cable for QT-2 Micro Inverters, (1 per Inverter), 10 AWG, 4m (~157"), 2322400703 | Inventory Item | 46.67 |  |  |  | No | Inverters | Shippable | 41.18 | 10
500-0034 | 500-0034 |  |  | Outback, Shunt Bus, 500A, FW-SBUS | Inventory Item | 33.33 |  |  |  | No | Inverters | Shippable | 30.77 | 10
500-0110 | 500-0110 |  |  | Magnum, Mini Magnum, Panel with 250 ADC breaker & 30A dual pole AC input breaker, 120/240VAC, MMP250-30D | Inventory Item | 645.63 |  |  |  | No | Inverters | Shippable | 556.57 | 10
570-0176 | 570-0176 |  |  | SolarEdge, Data Logger/Control /Communication Gateway, with 3R Enclosure, 208/277V, SE1000-DTLG-S1 | Inventory Item | 474.41 |  |  |  | No | Inverters | Soligent De-listing | 445.42 | 10
570-0186 | 570-0186 |  |  | ​Chilicon, Repeater Device, zWave Repeater | Inventory Item | 38.33 |  |  |  | No | Inverters | Soligent De-listing | 35.2 | 10
570-1230 | 570-1230 |  |  | SolarEdge, Replacement 4G Cell Modem, for all SetApp Enabled Single Phase Inverters, with Sprint CDMA and T-Mobile GSM 3G Networks, for use in US Only,CELL-B-R05-US-P-S2 | Inventory Item | 347.02 |  |  |  | No | Inverters | Shippable | 325.81 | 10
570-1246 | 570-1246 |  |  | Storz Power, Tigo Access Point (TAP), use with CCA Kit and TS4-A-O, 10257 | Inventory Item | 67.06 |  |  |  | No | Inverters | Shippable | 66.28 | 10
341-0108 | 341-0108 |  |  | Schneider Electric, CONEXT XW, AGS, Auto Generator Start, for XW, and SW, 865-1060-01 | Inventory Item | 206.07 |  |  |  | No | Inverters | Shippable | 177.64 | 9
570-0105 | 570-0105 |  |  | Outback, Shunt for FlexWare 500 or 1000, 500A, with Terminal Busbar & White Insulator, FW-SHUNT500 | Inventory Item | 59.04 |  |  |  | No | Inverters | Shippable | 56.32 | 9
575-0195 | 575-0195 |  |  | SMA, Communication Quick Module RS-485 interface and multi-function relay, for SBxxxxHFUS inverters, 485QMUS-10-NR | Inventory Item | 90.57 |  |  |  | No | Inverters | Vendor De-listing | 82.33 | 9
360-0184 | 360-0184 |  |  | Chilicon, Modular Trunk Cap Sealing Tape, 10’, 1 for 4 T6 Male Caps, Tape Roll | Inventory Item | 8.89 |  |  |  | No | Inverters | Soligent De-listing | 8.89 | 8
500-0104 | 500-0104 |  |  | Magnum, Back Plate Single (fits 1-MPSL, 1-MPX), extension for Back Plate Dual, BP-S | Inventory Item | 101.21 |  |  |  | No | Inverters | Shippable | 87.25 | 8
500-0112 | 500-0112 |  |  | Magnum, Mini Magnum, Panel with 175ADC breaker & 30A dual pole AC input breaker, 120/240VAC, MMP175-30D | Inventory Item | 645.63 |  |  |  | No | Inverters | Shippable | 556.57 | 8
570-0111 | 570-0111 |  |  | SMA, Communication Gateway, for 485 to Speedwire communication, use with Cluster Controller or Data manager-M, COMGW-US-10 | Inventory Item | 248.21 |  |  |  | No | Inverters | Shippable | 237.06 | 8
MK-565-0230-B |  |  |  | "B" Grade- SolarEdge, Optimizer 400W, Add-On Box for one 60 or 72 cell High Power module, 8-60V, 11.75A, MC4-compatible In/Out, 45" PV wire, UL 1000VDC, P401 | Inventory Item | 60.7 |  | 400 |  | No | Inverters | Soligent De-listing | 58.22 | 8
310-0287 | 310-0287 |  |  | SolarEdge, SE10000H-US, HD-Wave, 1-Ph, Grid Tied Inverter, 10kW, 240Vac, 60 Hz, 3 Unfused Input, 12 Yr Warr, Ground-Fault/Arc-Fault Protection, RS485 and Ethernet, -40C, AC-RSD, UL-1741-SA, w/RGM & Consumption Meter (Add CT’s), SetApp Enabled, SE10000H-US000BNI4 | Inventory Item | 2302.44 |  | 10000 |  | No | Inverters | Vendor De-listing | 2208.46 | 7
341-0112 | 341-0112 |  |  | Schneider Electric, CONEXT XW Connection kit for Inverter 2 & Inverter 3, 250A/160VDC Breaker, AC-DC-XANBUS CABLES, No AC Breakers, 865-1020-02 | Inventory Item | 742.87 |  |  |  | No | Inverters | Shippable | 640.4 | 7
341-0118 | 341-0118 |  |  | Outback, Radian GS Load Center, Box only with 500A shunt and 4 busbars, Powder-Coated Finish, GSLC | Inventory Item | 828 |  |  |  | No | Inverters | Shippable | 713.79 | 7
501-0029 | 501-0029 |  |  | SMA, AC Surge Protection Module Kit, 4 Module kit for Core-1 Inverter, AC_SPD_KIT1-10 | Inventory Item | 44.16 |  |  |  | No | Inverters | Shippable | 38.07 | 7
550-0357 | 550-0357 |  |  | Outback, FLEXware MATE3 Side Mount Bracket - with mounting screws and bushing, FW-MB3 | Inventory Item | 41.67 |  |  |  | No | Inverters | Shippable | 38.46 | 7
570-0110 | 570-0110 |  |  | Outback, Communications Controller for FlexWare, Black Flush Mount Case, MATE2 | Inventory Item | 320.48 |  |  |  | No | Inverters | Shippable | 305.75 | 7
570-0160 | 570-0160 |  |  | Pika, Current Transformer (CT) Kit, 300A, 3Phase, Required for Self-Supply, and Zero-Export Modes, RJ45 Connector, Qty. 1 CT, (3 required for 3 Phase), CT301 | Inventory Item | 124.53 |  |  |  | No | Inverters | Vendor De-listing | 114.45 | 7
570-0185 | 570-0185 |  |  | Chilicon, Home energy Meter, Gen 5, Gen5 Home Power Meter | Inventory Item | 127.22 |  |  |  | No | Inverters | Soligent De-listing | 116.84 | 7
310-0523 | 310-0523 |  |  | SolarEdge, SE3000A-U 1-Ph Grid Tied Inverter with (RGM) Revenue Grade Meter, 3300W, 240VAC, 60Hz, DC Discon, 2 Unfused Input, No MPPT, 12 Yr Warr, Ungrounded, RS485 and Ethernet, Arc-Fault Protection, SE3000A-US000NNR2 | Inventory Item | 1078.03 |  | 3000 |  | No | Inverters | Vendor De-listing | 1034.03 | 6
500-0023 | 500-0023 |  |  | Outback, FlexWare Charge Control Side Bracket for 1 MX60, FM60, or FM80, (Not compatible with FM100-300VDC charge controller), FW-CCB | Inventory Item | 87.5 |  |  |  | No | Inverters | Shippable | 80.77 | 6
500-0024 | 500-0024 |  |  | Outback, FlexWare Charge Control Side Bracket for 2 MX60, FM60, or FM80's, (Not compatible with FM100-300VDC charge controller), FW-CCB2 | Inventory Item | 91.67 |  |  |  | No | Inverters | Shippable | 84.62 | 6
540-0189 | 540-0189 |  |  | SolarEdge,Optional DC fusing for use with P-800 Optimizers, FLD 30 x 25A Fuses for Ext. Power 3-Ph Inv, Kit, 30 25A fuses, DCD, FLD-DCD-FUSE-S1 | Inventory Item | 218 |  |  |  | No | Inverters | Vendor De-listing | 187.93 | 6
565-0209-B | 565-0209-B |  |  | "B-Grade" SolarEdge, Optimizer 730W, Add-On Box for two 60 or 72 cell modules, 12.5-105V MPPT, 11A, MC4-Compatible In, MC4-Compatible Out, 1000VDC, (Use only with SolarEdge 3-Phase Inverters), P730 | Inventory Item | 30 |  | 730 |  | No | Inverters | Soligent De-listing | 29.63 | 6
341-0102 | 341-0102 |  |  | Schneider Electric, Conext SW AC Breaker Panel, 120V/240V, 865-1017 | Inventory Item | 586.67 |  |  |  | No | Inverters | Shippable | 505.75 | 5
360-0361 | 360-0361 |  |  | Generac, T-Junction Cable Option, AWG 10, 1.7mm (~67”) 1 connector, (to avoid cutting MTC cable), CP-MTC-JBOX | Inventory Item | 29.77 |  |  |  | No | Inverters | Shippable | 28.01 | 5
500-0071 | 500-0071 |  |  | Magnum, Conduit Box (White)for AC/DC Wiring required to be in Conduit, ME-CB | Inventory Item | 62.19 |  |  |  | No | Inverters | Soligent De-listing | 53.61 | 5
565-0209 | 565-0209 |  |  | SolarEdge, Optimizer 730W, Add-On Box for two 60 or 72 cell modules, 12.5-105V MPPT, 11A, MC4-Compatible In, MC4-Compatible Out, 1000VDC, (Use only with SolarEdge 3-Phase Inverters), P730 | Inventory Item | 39.98 |  | 730 |  | No | Inverters | Vendor De-listing | 38.42 | 5
565-0229 | 565-0229 |  |  | SolarEdge, Optimizer 485W, Add-On Box for One Module, 12-125V, 11A, MC4-Compatible In/Out, 45" PV wire, UL 1000VDC, P485 | Inventory Item | 91.45 |  | 485 |  | No | Inverters | Vendor De-listing | 88.91 | 5
570-1204 | 570-1204 |  |  | Schneider Electric, Insight Home (Gateway), 865-0330 | Inventory Item | 425.14 |  |  |  | No | Inverters | Shippable | 393.25 | 5
580-0042 | 580-0042 |  |  | APsmart, Transmitter-PLC Outdoor Kit, includes PLC-Transmitter with 29mm ID Single Core, IP65 Outdoor Enclosure, 85-264VAC Power Supply, SunSpec Certified, 408006 | Inventory Item | 120 |  |  |  | No | Inverters | Shippable | 112.5 | 5
321-0244 |  |  |  | Enphase, IQ 7+ Micro Inverter, compatible with 60- and 72-cell PV, modules, 208/240 volt, 295VA Peak Power, Integrated MC4 DC connectors, Female AC Connector, IQ7PLUS-72-M-US | Inventory Item | 148.48 |  | 295 |  | No | Inverters | Shippable | 146.69 | 4
321-0246 | 321-0246 |  |  | APsystems, QT2-208, 3 Phase Micro Inverter, compatible with Four PV Modules, 3 Phase 208V WYE or Delta, 60Hz, 1,728W Max Output, 60Vdc Max Input, MC4 Connector, 10 year Warranty, 124009 QT2-208V | Inventory Item | 353.33 |  |  |  | No | Inverters | Vendor De-listing | 311.76 | 4
330-0595 | 330-0595 |  |  | SolarEdge, 120kW 3 Phase Synergy Manager, Requires 3 Synergy Units, 120kW 480V WYE/Delta, 60Hz, 1000VDC, Multiple Fused DC Inputs, DC Discon, AC/DC SPD, 12 Yr. Warranty, AFCI, NO AC-RSD, GROUND MOUNT ONLY,-40C, RS485 and Ethernet, UL-1741-SA (Rule-21), SE120K-USG8IBNZ4 | Inventory Item | 2187.86 |  | 120000 |  | No | Inverters | Shippable | 2057.77 | 4
341-0121 | 341-0121 |  |  | OutBack, Radian Prewired GS Load Center with one 175A breaker, single 80A GFDI and PV breaker for one charge controller, FLEXnet DC and two 500A shunts, 2-pole 120/240VAC 50A bypass breakers, 2, 2-pole 120/240VAC 50A input breakers, 10 busbars, Powder-Coated Finish, GSLC175PV1-120/240 | Inventory Item | 1589.33 |  |  |  | No | Inverters | Shippable | 1370.11 | 4
565-0220-B |  |  |  | "B" Grade SolarEdge, Optimizer 340W, Add-On Box for one 60 cell module, 8-48V, 11A, MC4-compatible In/Out, 1000VDC, P340 | Inventory Item | 57.55 |  | 340 |  | No | Inverters | Soligent De-listing | 55.2 | 4
570-0103 | 570-0103 |  |  | Outback, FlexNet DC System Monitor, FN-DC | Inventory Item | 348.19 |  |  |  | No | Inverters | Shippable | 332.18 | 4
570-0242 | 570-0242 |  |  | SolarEdge, Cellular Plug-In, for Commercial SetApp Enabled (208 or 480V) Inverters, up to 200kW-AC, 5 Yr Sprint Prepaid Data Plan, for use in US Only, CELL-B-R05-US-S-S4 | Inventory Item | 673.11 |  |  |  | No | Inverters | Vendor De-listing | 631.98 | 4
570-1191 | 570-1191 |  |  | SMA, TS4-R, Cloud Connect Outdoor Kit, For Non SMA -40 Inverters, Includes: CCA, 1 Gateway, CCA 24 VDC power supply, outdoor enclosure with DIN rail for the CCA and power supply, SMA, 348-00000-40 | Inventory Item | 253.64 |  |  |  | No | Inverters | Vendor De-listing | 232.94 | 4
310-0291 |  |  |  | SolarEdge, SE10000H-US, HD-Wave, 1-Ph, Grid Tied Inverter, 10kW, 240Vac, 60 Hz, 3 Unfused Input, 12 Yr Warr, Ground-Fault/Arc-Fault Protection, RS485 and Ethernet, -40C, AC-RSD, w/RGM & Consumption Meter (Add CT’s), UL-1741-SA ,SetApp Enabled, Compatible with Energy Net Communicator, SE10000H-US000BEI4 | Inventory Item | 2487.69 |  | 10000 |  | No | Inverters | Shippable | 2327.19 | 3
310-0645 | 310-0645 |  |  | SolarEdge, Energy Hub SE11400H-US HD-Wave, Single Phase, Grid Tied Inverter, Dual Rated 11.4kW/10kW Battery Access, 240Vac, 60 Hz, 2 Unfused Input, 12 Yr Warr,Ground-Fault/Arc-Fault Protection, RS485 and Ethernet, with 5 Year Cell plan, -40C, AC RSD, w/RGM, and Consumption Meter (Add CT’s), SetApp Enabled, UL1741-SA, SE11400H-USSNBBL14 | Inventory Item | 3115.28 |  | 11400 |  | No | Inverters | Vendor De-listing | 2914.29 | 3
341-0000 | 341-0000 |  |  | Outback, AC Conduit Adapter, with 2" Fitting, ACA | Inventory Item | 70.83 |  |  |  | No | Inverters | Shippable | 65.38 | 3
341-0001 | 341-0001 |  |  | Outback, DC Conduit Adapter, with 2" Fitting, DCA | Inventory Item | 58.33 |  |  |  | No | Inverters | Shippable | 53.85 | 3
360-0364 | 360-0364 |  |  | Generac, Covers Open T Junction / Locking and Waterproof, CP-WTRPF-CAP | Inventory Item | 3.38 |  |  |  | No | Inverters | Shippable | 2.97 | 3
360-0370 | 360-0370 |  |  | Aptos, AC Trunk End Cap, AC_TRUNK END CAP | Inventory Item | 8 |  |  |  | No | Inverters | Shippable | 7.69 | 3
450-0189 | 450-0189 |  |  | Storz Power, Indoor/Outdoor 10kWh Wall Mount Battery Cabinet, for up to 2 5.12kWh LFP Batteries, 10327 | Inventory Item | 866.67 |  |  |  | No | Inverters | Shippable | 764.71 | 3
500-0018 | 500-0018 |  |  | Outback, FlexWare 250 AC/DC Disconnect Box, 1 Inverter, FW250 | Inventory Item | 259.72 |  |  |  | No | Inverters | Shippable | 220 | 3
500-0105 | 500-0105 |  |  | Magnum, Back Plate Dual (fits 1-MPDH, 1-MPSH and 1-MPX, 1-MPSL and 1-MPX), BP-D | Inventory Item | 164.05 |  |  |  | No | Inverters | Shippable | 141.43 | 3
565-0213-B | 565-0213-B |  |  | "B" Grade SMA, TS4-R-O, Optimizer Module, Optimization, Monitoring & RSD, Add-on- Module for 1 PV Module, Max 90Voc, 12A, 1.0m MC-4 cable, 15A Fuse, NEC 2014 RSD Compliant when used with, Cloud Connect & Gateway, -40 SMA inverters, 471-00252-10 | Inventory Item | 40.59 |  | 475 |  | No | Inverters | Soligent De-listing | 37.28 | 3
570-0003 | 570-0003 |  |  | APsystems, ECU-C Gateway, Commercial-Grade ECU (Energy Communication Unit), Single or Three Phase, ZigBee, Wi-Fi, w/ Consumption Monitoring - No RGM, 3 year Warranty, 205001 | Inventory Item | 425.33 |  |  |  | No | Inverters | Shippable | 366.67 | 3
570-0250 | 570-0250 |  |  | SolarEdge, Cellular Plug-In, for Commercial (208 or 480V) Inverters with a Display, up to 200kW-AC, 5 Yr Data Plan, for use in US Only, CELL-A-R05-US-S-S4 | Inventory Item | 673.11 |  |  |  | No | Inverters | Shippable | 631.98 | 3
570-1004 | 570-1004 |  |  | ZigBee Wireless Range Extender, COMMS-24-EXT-01 | Inventory Item | 83.33 |  |  |  | No | Inverters | Shippable | 82.42 | 3
570-1193 | 570-1193 |  |  | SolarEdge, 250A Flexible CT, 50/60Hz, use with 240V Consumption Meter, Qty.1, SECT-FLX-250A-01 | Inventory Item | 229.69 |  |  |  | No | Inverters | Vendor De-listing | 215.66 | 3
310-0104 | 310-0104 |  |  | SolarEdge, SE5000H-US, HD-Wave, 1-Ph, Grid Tied Inverter with Level 2 EV Charger, 5000W, 240Vac, 60 Hz, 2 Unfused Input, 12 Yr Warr, Ground-Fault/AFCI, Ungrounded, RS485 and Ethernet, AC-RSD, UL-1741-SA (Rule-21) , SE5000H-US000NNV2 | Inventory Item | 1391.37 |  | 5000 |  | No | Inverters | Soligent De-listing | 1334.58 | 2
310-0597-B |  |  |  | "B" Grade SolarEdge, SE6000H-US HD-Wave, 1-Ph, Grid Tied Inverter, 6000W, 208/240Vac, 60 Hz, 2 Unfused Input, 12 Yr Warr, Ground-Fault/Arc-Fault Protection, Ungrounded, RS485 and Ethernet, -40C, AC RSD, UL1741-SA, SetApp Enabled, SE6000H-US000BNU4 | Inventory Item | 1222.18 |  | 6000 |  | No | Inverters | Soligent De-listing | 1172.3 | 2
310-0657-B |  |  |  | "B" Grade SolarEdge, SE10000H-US, HD-Wave, 1-Ph, Grid Tied Inverter, 10kW, 240Vac, 60Hz, 3 Unfused Input, 12 Yr Warr, Ground-Fault/Arc-Fault Protection, Ungrounded, RS485 and Ethernet, - 40C, AC-RSD, UL-1741-SA, SetApp Enabled, Compatible with Energy Net Communicator, SE10000H- US000BEU4 | Inventory Item | 2010.57 |  | 10000 |  | No | Inverters | Soligent De-listing | 1909.03 | 2
321-0219-B |  |  |  | "B" Grade Enphase, IQ 7X Micro Inverter, compatible with 96-cell PV modules, 208/240 volt, 320VA Peak Power, MC4 DC connectors, Female AC Connector, IQ7X-96-2-US | Inventory Item | 127.34 |  | 320 |  | No | Inverters | Soligent De-listing | 120.91 | 2
321-0240 | 321-0240 |  |  | Generac, Micro Inverter, compatible with 2- 60 or 72 Cell Modules in Series, 2- 96 Cell Modules in Parallel with Branch Connectors, 208/240 volt, (120Vdc max) 720W at 240V, MC-4 Connectors, CP-720-DBC | Inventory Item | 246.3 |  | 720 |  | No | Inverters | Shippable | 231.73 | 2
341-0087 | 341-0087 |  |  | Magnum, Automatic Generator Start Module 3-Relay with Voltage & Temp Start/Network Version ME-AGS-N | Inventory Item | 236.81 |  |  |  | No | Inverters | Shippable | 204.15 | 2
341-0114 | 341-0114 |  |  | Schneider Electric, CONEXT Breaker Kit for PDP, 120/240VAC, 2-Pole, 60A, 3 Sets including: Square-D type QOU DIN-rail mountable AC breakers, jumpers, bypass, 865-1215-01 | Inventory Item | 207.53 |  |  |  | No | Inverters | Shippable | 178.91 | 2
500-0077 | 500-0077 |  |  | Magnum, Remote Switch Adapter - Pigtail Adapter for Remote Switch, Momentary, ME-RSA-M | Inventory Item | 20.51 |  |  |  | No | Inverters | Soligent De-listing | 17.68 | 2
500-0078 | 500-0078 |  |  | Magnum, Series Stacking Interface - Allows 2 Units to Provide 120/240VAC. Fits MS4024 Only, ME-SSI | Inventory Item | 47.4 |  |  |  | No | Inverters | Soligent De-listing | 40.86 | 2
500-0106 | 500-0106 |  |  | Magnum, Back Plate for One Mini Magnum Panel, (fits 1-MMP only), BP-MMP | Inventory Item | 94.6 |  |  |  | No | Inverters | Shippable | 88.69 | 2
510-0279 | 510-0279 |  |  | Outback, ICS Plus PV AFCI Rapid Shutdown Package, for FM-100, up to 6 Strings Pre-Wired with Six 600VDC Fuse Holders, Includes, FWPV6-FH600-SDA RSD Combiner, RSI and Power Supply add Fuses, RSD-AFCI | Inventory Item | 1054.17 |  |  |  | No | Inverters | Vendor De-listing | 968.11 | 2
565-0214 | 565-0214 |  |  | SMA, TS4-R-S, Safety Module, Monitoring & RSD, Add-on-Module for 1 PV Module, Max 90Voc, 12A, 1.0m MC-4 cable, 15A Fuse, 1000V, NEC RSD Compliant when used with, Cloud Connect & Gateway, 476-00252-00 | Inventory Item | 38.06 |  |  |  | No | Inverters | Vendor De-listing | 36.35 | 2
570-0073 | 570-0073 |  |  | Fronius, Sensor, Irradiance, 0-100mv Output, Sensor Box, Card Compatible, 43,0001,1189 | Inventory Item | 158.4 |  |  |  | No | Inverters | Vendor De-listing | 136.55 | 2
570-0074 | 570-0074 |  |  | Fronius, Sensor, Module Temperature, Type PT1000, Sensor Box, Card Compatible, 43,0001,1190 | Inventory Item | 162 |  |  |  | No | Inverters | Vendor De-listing | 139.66 | 2
570-0783 | 570-0783 |  |  | Outback, Communications Hub10.3 for classic and Subphase Master stacking in FX and GS inverters, 10 ports, HUB10.3 | Inventory Item | 328.92 |  |  |  | No | Inverters | Shippable | 313.79 | 2
570-1134 | 570-1134 |  |  | SolarEdge, Ambient temperature sensor 0-10V, Powder-coated Aluminium, SE1000-SEN-TAMB-S2 | Inventory Item | 241.34 |  |  |  | No | Inverters | Shippable | 226.59 | 2
570-1135 | 570-1135 |  |  | SolarEdge, Module temperature sensor 4-20mA, Powder-coated Aluminium, SE1000-SEN-TMOD-S2 | Inventory Item | 267.67 |  |  |  | No | Inverters | Shippable | 251.31 | 2
570-1219 | 570-1219 |  |  | SMA,RS-485 Communication Module for Core-1 and Sunny Boy -40/-41 Inverters, MD.485-US-40 | Inventory Item | 144.13 |  |  |  | No | Inverters | Shippable | 137.65 | 2
570-1244 | 570-1244 |  |  | SolarEdge, 300A CT, Current Transformer, used with Commercial Consumption/RGM Meter, Qty 1, SEACTL-1250-300-C3 | Inventory Item | 497.3 |  |  |  | No | Inverters | Shippable | 466.91 | 2
570-2231 | 570-2231 |  |  | Generac, Power Gateway, 7” Touch Screen, Ethernet/Wi-Fi, CPGWY110 | Inventory Item | 481.17 |  |  |  | No | Inverters | Shippable | 452.7 | 2
580-0149 | 580-0149 |  |  | OutBack, IMO FireRaptor, Shutdown Switch, OBFRS-ESW1 | Inventory Item | 184.72 |  |  |  | No | Inverters | Shippable | 170.51 | 2
580-0150 | 580-0150 |  |  | OutBack, IMO FireRaptor, 70" Signal Cable, Tyco Female Connector, OBFRS-SIGCAB1.8-F | Inventory Item | 6.94 |  |  |  | No | Inverters | Shippable | 6.41 | 2
580-0153-B | 580-0153-B |  |  | "B" Grade SolarEdge, StorEdge, Backup Interface, with 5kW Autoformer, Import/Export Meter, 200A Main Breaker rated for Service Side Connection, BI-EUSGN-01 | Inventory Item | 1518.73 |  |  |  | No | Inverters | Soligent De-listing | 1309.25 | 2
310-0595-B |  |  |  | "B" Grade SolarEdge, SE3800H-US HD-Wave, 1-Ph, Grid Tied Inverter, 3800W, 208/240Vac, 60 Hz, 2 Unfused Input, 12 Yr Warr,Ground-Fault/Arc-Fault Protection, Ungrounded, RS485 and Ethernet, -40C, AC RSD, UL1741-SA, SetApp Enabled, SE3800H-US000BNU4 | Inventory Item | 1063.79 |  | 3800 |  | No | Inverters | Vendor De-listing | 1120.98 | 1
310-0599-B |  |  |  | "B" Grade - SolarEdge, SE10000H-US, HD-Wave, 1-Ph, Grid Tied Inverter, 10kW, 240Vac, 60 Hz, 3 Unfused Input, 12 Yr Warr, Ground-Fault/Arc-Fault Protection, Ungrounded, RS485 and Ethernet, -40C, AC-RSD, UL-1741-SA, SetApp Enabled, SE10000H-US000BNU4 | Inventory Item | 2010.57 |  | 10000 |  | No | Inverters | Vendor De-listing | 1928.51 | 1
310-0624-B | 310-0624-B |  |  | "B" Grade SolarEdge, StorEdge, 7.6kW, 1-Ph Grid Tied Inverter, 7600W, 240VAC, 60Hz, DC Discon, 2 Unfused PV Input, 12 Yr Warr, Ungrounded, RS485, Ethernet, and 5 Year Cell plan, RSD, -25C, AFCI, UL-1741-SA, SE7600A-USS2RNCB2 | Inventory Item | 1500 |  | 7600 |  | No | Inverters | Soligent De-listing | 2119.84 | 1
310-0630 | 310-0630 |  |  | SolarEdge, StorEdge, 3.8 kW, 1-Ph Grid Tied Inverter, 3800W, 240VAC, 60Hz, DC Discon, 2 Unfused PV Input, 12 Yr Warr, Ungrounded, RS485, Ethernet, and 5 Year Cell plan, RSD, -25C, AFCI, UL-1741-SA, SE3800A-USS2RLCB2 | Inventory Item | 1099 |  | 3800 |  | No | Inverters | Soligent De-listing | 0 | 1
311-0082-B | 311-0082-B |  |  | "B" Grade Schneider Electric, CONEXT XW-Pro-6848 battery inverter, 6800W, 120/240VAC, 60Hz, 60A Transfer, 48VDC, Sinewave, Grid Tied, 140A 0.98 PFC Charger, 5 Yr Warr, with BTS, UL1741-SA (Rule-21), 865-6848-21 | Inventory Item | 2729.74 |  | 6800 |  | No | Inverters | Soligent De-listing | 2633.4 | 1
321-0215-B | 321-0215-B |  |  | "B-Grade" Enphase, IQ 7 Micro Inverter, compatible with 60-cell PV, modules, 208/240 volt, 250VA Peak Power, MC4 DC connectors, Female AC Connector, IQ7-60-2-US | Inventory Item | 99.03 |  | 250 |  | No | Inverters | Soligent De-listing | 94.03 | 1
330-0543-B |  |  |  | "B" Grade SolarEdge, SE66.6KUS Grid Tied Inverters, Primary Inverter, (add 1 Secondary Inverter) 3-Ph, 66.6kW, 277/480V WYE, 60Hz, 1000VDC, DC Discon, 12 Yr Warr, AFCI, with AC-RSD, -40C, RS485 and Ethernet, DCD w/o Fuses, UL-1741-SA (Rule-21), SE66.6K-USRP0BNU4 | Inventory Item | 2278.44 |  | 66600 |  | No | Inverters | Soligent De-listing | 2163.36 | 1
330-0556 | 330-0556 |  |  | Fronius, Symo Advanced Lite 22.7 480 Grid Tied Inverter, 3-Ph, 22.7 kW, 480VAC, 60Hz, 1000VDC, DC Discon, 6 Fused DC Input, 2 MPPT, 10 Yr Warr, Ungrounded, AFCI, with PLC SunSpec Transmitter, UL-1741-SA, NOT CA Rule 21 Compliant, 4,210,094,801 | Inventory Item | 2801.6 |  | 22700 |  | No | Inverters | Vendor De-listing | 2635.91 | 1
330-0578 | 330-0578 |  |  | SolarEdge, 43.2kW 3 Phase Synergy Manager, Requires 3 Synergy Units, 43.2kW 208V WYE/Delta, 60Hz, 1000VDC, Fused Multiple DC Inputs, DC Discon, AC/DC SPD, 12 Yr. Warranty, AFCI, with AC-RSD, -40C, RS485 and Ethernet, UL-1741-SA (Rule-21), SE43.2K-US02IBNZ4 | Inventory Item | 1635.25 |  | 43200 |  | No | Inverters | Vendor De-listing | 1529.75 | 1
330-0580 | 330-0580 |  |  | SolarEdge, 66.6kW 3 Phase Synergy Manager, Requires 2 Synergy Units, 66.6kW 480V WYE/Delta, 60Hz, 1000VDC, Fused Multiple DC Inputs, DC Discon, AC/DC SPD, 12 Yr. Warranty, AFCI, with AC-RSD, -40C, RS485 and Ethernet, UL-1741-SA (Rule-21), SE66.6K-US08IBNZ4 | Inventory Item | 1090.16 |  | 66600 |  | No | Inverters | Vendor De-listing | 1019.83 | 1
360-0365 | 360-0365 |  |  | Aptos, Female AC Trunk Cable, 12 AWG 4.2M, Qty. 10 Cables, AC TRUNK CABLE_ 4.2M | Inventory Item | 526.67 |  |  |  | No | Inverters | Shippable | 506.41 | 1
500-0016 | 500-0016 |  |  | Outback, FlexWare 1000 AC Disconnect Box with Ground Bar & DIN Rail, 1 to 4 Inverters, FW1000-AC | Inventory Item | 718.06 |  |  |  | No | Inverters | Shippable | 608.24 | 1
500-0017 | 500-0017 |  |  | Outback, FlexWare 1000 DC Disconnect Box with Ground Bar & DC Shunt, 1 to 4 Inverters, FW1000-DC | Inventory Item | 1033.33 |  |  |  | No | Inverters | Shippable | 875.29 | 1
500-0033 | 500-0033 |  |  | Outback, FlexWare Mounting Plate for 2 Inverters, FW-MP | Inventory Item | 238.89 |  |  |  | No | Inverters | Shippable | 202.35 | 1
500-0042 | 500-0042 |  |  | Outback, Busbar, 180A, Ground, TBB-GROUND | Inventory Item | 16.67 |  |  |  | No | Inverters | Soligent De-listing | 14.12 | 1
500-0098 | 500-0098 |  |  | Magnum, Panel Single Enclosure, LoPower for 1-2 inverters, with 30A dual pole AC input breaker, MPSL250-30D | Inventory Item | 876.49 |  |  |  | No | Inverters | Shippable | 755.6 | 1
500-0180 | 500-0180 |  |  | Midnite Solar, E-Panel, 250ADC, 120/240VAC, 60A dual bypass, Yellow Aluminum for SMA Sunny Island Master Inverter, No relay, MNE250SMA-OG/AC DM | Inventory Item | 1144.59 |  |  |  | No | Inverters | Shippable | 1068.77 | 1
510-0254 | 510-0254 |  |  | Outback, Packaged ICS Plus PV rapid shutdown and AFCI system, 24 strings, Includes (4) FWPV6-FH600-SDA combiner boxes, (1) RSI, (1) BKR-CTRL-DC, (1) PNL-75Q-DC-RT, ICSPLUS-4 | Inventory Item | 3422.22 |  |  |  | No | Inverters | Vendor De-listing | 3142.86 | 1
565-0196 | 565-0196 |  |  | SolarEdge, Optimizer 700W, Add-On Box for two 72 cell modules, 12-105V, 10A, MC4-Compatible In, MC4-Compatible Out, 71" PV wire, 1000VDC, (Use only with 3-Ph 9kW to 33.3kW Inverters), P700-2NA4ARX | Inventory Item | 58.24 |  | 700 |  | No | Inverters | Vendor De-listing | 55.3 | 1
565-0230 | 565-0230 |  |  | SolarEdge, Optimizer 400W, Add-On Box for one 60 or 72 cell High Power module, 8-60V, 11.75A, MC4-compatible In/Out, 45" PV wire, UL 1000VDC, P401 | Inventory Item | 75.97 |  | 400 |  | No | Inverters | Vendor De-listing | 74.28 | 1
570-0194 | 570-0194 |  |  | SolarEdge, Rapid Shutdown Retrofit Kit for 3-Ph SE9KUS-208-U inverter only, (NEC2014), 5 pack of cable pairs includes one re-useable Micro-SD card and SD card adapter with firmware files, Qty. 1 pack for 5 inverters, SE1000-RSD-S2 | Inventory Item | 196.81 |  |  |  | No | Inverters | Vendor De-listing | 186.87 | 1
570-1151 | 570-1151 |  |  | SolarEdge, 400A CT, 2 used with 240V Consumption Meter, SEACT1250-400NA-20 | Inventory Item | 141.34 |  |  |  | No | Inverters | Shippable | 121.84 | 1
570-1156 | 570-1156 |  |  | SolarEdge, 600A CT, Current Transformer, used with Commercial Consumption/RGM Meter, Set of 3, SE-ACT-1250-600 | Inventory Item | 438.58 |  |  |  | No | Inverters | Vendor De-listing | 411.78 | 1
570-1164 | 570-1164 |  |  | Enphase, Line Communication Filter Single Phase, 240Vac, 64A, Qty. 1, Q-LCF-064-1P | Inventory Item | 414.27 |  |  |  | No | Inverters | Shippable | 395.65 | 1
570-1168 | 570-1168 |  |  | SMA, Ambient Temperature Sensor, use with Cluster Controller (CLCON), TEMPSENSOR-AMBIENT | Inventory Item | 54.38 |  |  |  | No | Inverters | Vendor De-listing | 51.93 | 1
570-1179 | 570-1179 |  |  | Enphase, AC Combiner-3 with IQ Envoy, Single Phase, Revenue Grade accuracy (ANSI C12.20 +/- 0.5%) with Calibrated Solid-Core CT, Space for 4 Eaton BR 2 Pole Breakers NOT included, 80A, Consumption Metering available when used with Split Core CTs, X-IQ-AM1-240-3 M | Inventory Item | 594.67 |  |  |  | No | Inverters | Vendor De-listing | 537.35 | 1
570-1179-B | 570-1179-B |  |  | "B" Grade Enphase, AC Combiner-3 with IQ Envoy, Single Phase, Revenue Grade accuracy (ANSI C12.20 +/- 0.5%) with Calibrated Solid-Core CT, Space for 4 Eaton BR 2 Pole Breakers NOT included, 80A, Consumption Metering available when used with Split Core CTs, X-IQ-AM1-240-3 M | Inventory Item | 470.78 |  |  |  | No | Inverters | Vendor De-listing | 432.35 | 1
577-0239 | 577-0239 |  |  | Enphase, Clipper-Creek, HCS-40 Hardwired EV Charger, 240V, 32A Charging with 18’ Gen-2 J17772 Connector, Hardwired, 0919-00-003 | Inventory Item | 664 |  |  |  | No | Inverters | Shippable | 614.81 | 1
577-0240 | 577-0240 |  |  | Enphase, Clipper-Creek, HCS-40 Plug-In EV Charger, 240V, 32A Charging with 25’ Gen-2 J17772 Connector, with NEMA 14-50 Plug, 0922-00-003 | Inventory Item | 690.67 |  |  |  | No | Inverters | Shippable | 639.51 | 1
577-0241 | 577-0241 |  |  | Enphase, Clipper-Creek, HCS-40 Plug-In EV Charger, 240V, 32A Charging with 25’ Gen-2 J17772 Connector, with NEMA 6-50 Plug, HCS-40-C13-P5-L25-187 | Inventory Item | 690.67 |  |  |  | No | Inverters | Shippable | 639.51 | 1
580-0135 | 580-0135 |  |  | Midnite Solar, 1000VDC Shut Off Box (SOB) Receiver, for String or Module Level Shutdown, use with SOB Transmitter, MNLSOB-R1-1000 | Inventory Item | 113.69 |  |  |  | No | Inverters | Vendor De-listing | 105.88 | 1
270-0801 | 270-0801 |  |  | SolarEdge, Zep Mounting Brackets Kit, for Power Optimizer, Qty. 10 units, SE-ZEP-OP | Inventory Item | 128 |  |  |  | No | Inverters | Soligent De-listing | 0
310-0000 | 310-0000 |  |  | Fronius, IG2000 1-Ph Grid Tied Inverter, 2000W, 240VAC, 60Hz, DC/AC Discon, 3 Unfused Input (fuses not included), 1 MPPT, 10 Yr Warr, Neg Gnd, 4,200,102,800 | Inventory Item | 1913.98 |  | 2000 |  | No | Inverters | Vendor De-listing | 0
310-0001 | 310-0001 |  |  | Fronius, IG2500-LV 1-Ph Grid Tied Inverter, 2500W, 208VAC, 60Hz, DC/AC Discon, 3 Unfused Input (fuses not included), 1 MPPT, 10 Yr Warr, Neg Gnd, 4,200,110,800 | Inventory Item | 2065.98 |  | 2500 |  | No | Inverters | Vendor De-listing | 0
310-0002 | 310-0002 |  |  | Fronius, IG3000 1-Ph Grid Tied Inverter, 2700W, 240VAC, 60Hz, DC/AC Discon, 3 Unfused Input (fuses not included), 1 MPPT, 10 Yr Warr, Neg Gnd, 4,200,103,800 | Inventory Item | 2947.98 |  | 2700 |  | No | Inverters | Vendor De-listing | 0
310-0003 | 310-0003 |  |  | Fronius, IG4000 1-Ph Grid Tied Inverter, 4000W, 240VAC, 60Hz, DC/AC Discon, 3 Unfused Input (fuses not included), 1 MPPT, 10 Yr Warr, Neg Gnd, 4,200,104,800 | Inventory Item | 3563.98 |  | 4000 |  | No | Inverters | Vendor De-listing | 0
310-0004 | 310-0004 |  |  | Fronius, IG4500-LV 1-Ph Grid Tied Inverter, 4500W, 208VAC, 60Hz, DC/AC Discon, 3 Unfused Input (fuses not included), 1 MPPT, 10 Yr Warr, Neg Gnd, 4,200,111,800 | Inventory Item | 3027.98 |  | 4500 |  | No | Inverters | Vendor De-listing | 0
310-0005 | 310-0005 |  |  | Fronius, IG5100 1-Ph Grid Tied Inverter, 5100W, 240VAC, 60Hz, DC/AC Discon, 3 Unfused Input (fuses not included), 1 MPPT, 10 Yr Warr, Neg Gnd, 4,200,105,800 | Inventory Item | 2887.98 |  | 5100 |  | No | Inverters | Vendor De-listing | 0
310-0006 | 310-0006 |  |  | SolarEdge, SE11400H-US, Home-Wave, 1-Ph, Grid Tied Inverter, 11.4kW, 208/240Vac, 60 Hz, 3 Unfused Input, 12 Yr Warr, Ground-Fault/Arc-Fault Protection, Ungrounded, RS485 and Ethernet, -40C, AC-RSD, UL1741-SB, SetApp Enabled, Home-Net Compatible, SE11400H-US000BEU5 | Inventory Item | 2440.9 |  | 11400 |  | No | Inverters | Shippable | 2283.42
310-0008 | 310-0008 |  |  | SolarEdge, SE11400H-US, HD-Wave, 1-Ph, Grid Tied Inverter, 11.4kW, 240Vac, 60 Hz, 3 Unfused Input, 12 Yr Warr, Ground-Fault/Arc-Fault Protection, RS485 and Ethernet, -40C, AC-RSD, w/RGM & Consumption Meter (Add CT's), UL1741-SA, SetApp Enabled, Home-Net Compatible, SE11400H-US000BEI5 | Inventory Item | 2641.91 |  | 11400 |  | No | Inverters | Shippable | 2471.46
310-0009 | 310-0009 |  |  | Power One, PVI- 5000 1-Ph Grid Tied Inverter, 5000W, 208/240/277VAC, 60Hz, DC Discon, 4 Unfused Input, 2 MPPT, 10 Yr Warr, Ungrounded, RS485, PVI-5000-OUTD-US | Inventory Item | 3780 |  | 5000 |  | No | Inverters | Vendor De-listing | 0
310-0010 | 310-0010 |  |  | ABB, PVI- 6000 1-Ph Grid Tied Inverter, 6000W, 208/240/277VAC, 60Hz, DC Discon, 4 Unfused Input, 2 MPPT, 10 Yr Warr, Ungrounded, RS485, PVI-6000-OUTD-US | Inventory Item | 3608 |  | 6000 |  | No | Inverters | Vendor De-listing | 0
310-0011 | 310-0011 |  |  | SolarEdge, Energy Hub SE7600H-US HD-Wave, Single Phase, Grid Tied Inverter, Dual Rated 7.6kW/10kW Battery Access, 240Vac, 60 Hz, 2 Unfused Input, 12 Yr Warr, Ground-Fault/Arc-Fault Protection, RS485 and Ethernet, with 5 Year Cell plan, -40C, AC RSD, w/RGM, and Consumption Meter (Add CT’s), SetApp Enabled, UL1741-SA, SE7600H-USMNBBL15 | Inventory Item | 2652.06 |  | 7600 |  | No | Inverters | Shippable | 2480.96
310-0012 | 310-0012 |  |  | SolarEdge, Energy Hub SE10000H-US HD-Wave, Single Phase, Grid Tied Inverter, Dual Rated 10kW/10kW Battery Access, 240Vac, 60 Hz, 2 Unfused Input, 12 Yr Warr,Ground-Fault/Arc-Fault Protection, RS485 and Ethernet, with 5 Year Cell plan, -40C, AC RSD, w/RGM, and Consumption Meter (Add CT’s), SetApp Enabled, UL1741-SA, SE10000H-USMNBBL15 | Inventory Item | 2978.26 |  | 10000 |  | No | Inverters | Shippable | 2786.12
310-0014 | 310-0014 |  |  | PV Powered, PVP2500 1-Ph Grid Tied Inverter, 2500W, 240VAC, 60Hz, No Discon, 1 Unfused Input, 1 MPPT, 10 Yr Warr, Neg Gnd, PVP2500-ND-240 | Inventory Item | 2649.99 |  | 2500 |  | No | Inverters | Vendor De-listing | 0
310-0015 | 310-0015 |  |  | PV Powered, PVP3500 1-Ph Grid Tied Inverter, 3500W, 240VAC, 60Hz, No Discon, 1 Unfused Input, 1 MPPT, 10 Yr Warr, Neg Gnd, PVP3500-ND-240 | Inventory Item | 3149.99 |  | 3500 |  | No | Inverters | Vendor De-listing | 0
310-0016 | 310-0016 |  |  | PV Powered, PVP4600 1-Ph Grid Tied Inverter, 4600W, 208VAC, 60Hz, No Discon, 1 Unfused Input, 1 MPPT, 10 Yr Warr, Neg Gnd, PVP4600-ND-208 | Inventory Item | 3749.99 |  | 4600 |  | No | Inverters | Vendor De-listing | 0
310-0017 | 310-0017 |  |  | PV Powered, PVP4800 1-Ph Grid Tied Inverter, 4800W, 240VAC, 60Hz, No Discon, 1 Unfused Input, 1 MPPT, 10 Yr Warr, Neg Gnd, PVP4800-ND-240 | Inventory Item | 3849.99 |  | 4800 |  | No | Inverters | Vendor De-listing | 0
310-0018 | 310-0018 |  |  | PV Powered, PVP5200 1-Ph Grid Tied Inverter, 5200W, 240VAC, 60Hz, No Discon, 1 Unfused Input, 1 MPPT, 10 Yr Warr, Neg Gnd, PVP5200-ND-240 | Inventory Item | 847.2 |  | 5200 |  | No | Inverters | Soligent De-listing | 0
310-0019 | 310-0019 |  |  | Solectria, PVI 13KW Grid Tied Inverter, 3-Ph, 13.2KW, 208VAC, 60Hz, 475VDC, DC/AC Discon, 7 Fused Input, 1 MPPT, 5 Yr Warr, Neg Gnd, Ethernet, PVI-13-208 | Inventory Item | 13545 |  | 13000 |  | No | Inverters | Vendor De-listing | 0
310-0020 | 310-0020 |  |  | Solectria, PVI 13KW Grid Tied Inverter, 3-Ph, 13.2KW, 480VAC, 60Hz, 475VDC, DC/AC Discon, 7 Fused Input, 1 MPPT, 5 Yr Warr, Neg Gnd, Ethernet, PVI-13-480 | Inventory Item | 13545 |  | 13000 |  | No | Inverters | Vendor De-listing | 0
310-0021 | 310-0021 |  |  | Solectria, PVI 15KW Grid Tied Inverter, 3-Ph, 15KW, 208VAC, 60Hz, 475VDC, DC/AC Discon, 7 Fused Input, 1 MPPT, 5 Yr Warr, Neg Gnd, Ethernet, PVI-15-208 | Inventory Item | 13955 |  | 15000 |  | No | Inverters | Vendor De-listing | 0
310-0022 | 310-0022 |  |  | Solectria, PVI 15KW Grid Tied Inverter, 3-Ph, 15KW, 480VAC, 60Hz, 475VDC, DC/AC Discon, 7 Fused Input, 1 MPPT, 5 Yr Warr, Neg Gnd, Ethernet, PVI-15-480 | Inventory Item | 13955 |  | 15000 |  | No | Inverters | Vendor De-listing | 0
310-0023 | 310-0023 |  |  | Solectria, PVI1800 Grid Tied Inverter, 1-Ph, 1800W, 208VAC, 60Hz, No Discon, 1 Unfused Input, 1 MPPT, 5 Yr Warr, Neg Gnd, RS485, PVI1800-208 | Inventory Item | 2303.98 |  | 1800 |  | No | Inverters | Vendor De-listing | 0
310-0024 | 310-0024 |  |  | Solectria, PVI1800 Grid Tied Inverter, 1-Ph, 1800W, 240VAC, 60Hz, No Discon, 1 Unfused Input, 1 MPPT, 5 Yr Warr, Neg Gnd, RS485, PVI1800-240 | Inventory Item | 2199.99 |  | 1800 |  | No | Inverters | Vendor De-listing | 0
310-0025 | 310-0025 |  |  | Solectria, PVI2500 Grid Tied Inverter, 1-Ph, 2500W, 208VAC, 60Hz, No Discon, 1 Unfused Input, 1 MPPT, 5 Yr Warr, Neg Gnd, RS485, PVI2500-208 | Inventory Item | 2473.98 |  | 2500 |  | No | Inverters | Vendor De-listing | 0
310-0026 | 310-0026 |  |  | Solectria, PVI2500 Grid Tied Inverter, 1-Ph, 2500W, 240VAC, 60Hz, No Discon, 1 Unfused Input, 1 MPPT, 5 Yr Warr, Neg Gnd, RS485, PVI2500-240 | Inventory Item | 2473.98 |  | 2500 |  | No | Inverters | Vendor De-listing | 0
310-0027 | 310-0027 |  |  | SolarEdge, SE7600H-US, HD-Wave, 1-Ph, Grid Tied Inverter, 7600W, 240Vac, 60 Hz, 2 Unfused Input, 12 Yr Warr, Ground-Fault/Arc-Fault Protection, Ungrounded, RS485 and Ethernet, AC-RSD, -40C, UL-1741-SA, SE7600H-US000NNU4 | Inventory Item | 2940.48 |  | 7600 |  | No | Inverters | Vendor De-listing | 0
310-0028 | 310-0028 |  |  | SolarEdge, SE7600H-US, HD-Wave, 1-Ph, Grid Tied Inverter, 7600W, 240Vac, 60 Hz, 2 Unfused Input, 12 Yr Warr, Ground-Fault/Arc-Fault Protection, Ungrounded, RS485 and Ethernet, AC-RSD, with Revenue Grade Meter (RGM), UL-1741-SA, SE7600H-US000NNC2 | Inventory Item | 2818.42 |  | 7600 |  | No | Inverters | Vendor De-listing | 0
310-0029 | 310-0029 |  |  | SolarEdge, SE10000A 1-Ph Grid Tied Inverter, 10000W, 208/240VAC, 60Hz, DC Discon, 3 Un-Fused Input, No MPPT, 12 Yr Warr, Ungrounded, RS485 and Ethernet, AFCI, AC-RSD, UL-1741-SA, SE10000A-USR00NNU2 | Inventory Item | 3583.34 |  | 10000 |  | No | Inverters | Vendor De-listing | 0
310-0030 | 310-0030 |  |  | SolarEdge, SE10000A-US, 1-Ph Grid Tied Inverter, 10000W, 208/240VAC, 60Hz, DC Discon, 3 Un-Fused Input, No MPPT, 12 Yr Warr, Ungrounded, RS485 and Ethernet, AFCI, AC-RSD, with Revenue Grade Meter (RGM), UL-1741-SA, SE10000A-USR00NNC2 | Inventory Item | 3898.34 |  | 10000 |  | No | Inverters | Vendor De-listing | 0
310-0031 | 310-0031 |  |  | SMA, Sunny Boy 3000US 1-Ph Grid Tied Inverter, 3000W, 208/240VAC, 60Hz, DC Discon, 4 Fused Input, 1 MPPT, 10 Yr Warr, Neg Gnd Config, SB3000US, SPECIAL PRICING - LIMITED QUANTITY - ONLY WHILE SUPPLIES LAST | Inventory Item | 861 |  | 3000 |  | No | Inverters | Vendor De-listing | 0
310-0032 | 310-0032 |  |  | SolarEdge, SE10000A-US, 1-Ph Grid Tied Inverter, 10000W, 208/240VAC, 60Hz, DC Discon, 3 Un-Fused Input, No MPPT, 12 Yr Warr, Ungrounded, RS485 and Ethernet, AFCI, AC-RSD, -40C, UL-1741-SA, SE10000A-USR00NNU4 | Inventory Item | 3750 |  | 10000 |  | No | Inverters | Vendor De-listing | 0
310-0033 | 310-0033 |  |  | SolarEdge, SE11400A-US, 1-Ph Grid Tied Inverter, 11400W, 240VAC, 60Hz, DC Discon, 3 Un-Fused Input, No MPPT, 12 Yr Warr, Ungrounded, RS485 and Ethernet, AFCI, AC-RSD, UL-1741-SA, SE11400A-USR00NNU2 | Inventory Item | 3213 |  | 11400 |  | No | Inverters | Vendor De-listing | 0
310-0034 | 310-0034 |  |  | SMA, Sunny Boy 4000US 1-Ph Grid Tied Inverter, 4000W, 208/240VAC, 60Hz, DC Discon, 4 Fused Input, 1 MPPT, 10 Yr Warr, Neg Gnd Config, SB4000US, SPECIAL PRICING - LIMITED QUANTITY - ONLY WHILE SUPPLIES LAST | Inventory Item | 869 |  | 4000 |  | No | Inverters | Vendor De-listing | 0
310-0035 | 310-0035 |  |  | SMA, Sunny Boy 5000US 1-Ph Grid Tied Inverter, 5000W, 208/240/277VAC, 60Hz, DC Discon, 4 Fused Input, 1 MPPT, 10 Yr Warr, Neg Gnd Config, SB5000US | Inventory Item | 3924 |  | 5000 |  | No | Inverters | Vendor De-listing | 0
310-0036 | 310-0036 |  |  | SMA, Sunny Boy 6000US 1-Ph Grid Tied Inverter, 6000W, 208/240/277VAC, 60Hz, DC Discon, 4 Fused Input, 1 MPPT, 10 Yr Warr, Neg Gnd Config, SB6000US | Inventory Item | 4426 |  | 6000 |  | No | Inverters | Vendor De-listing | 0
310-0037 | 310-0037 |  |  | SMA, Sunny Boy 7000US 1-Ph Grid Tied Inverter, 7000W, 208/240/277VAC, 60Hz, DC Discon, 4 Fused Input, 1 MPPT, 10 Yr Warr, Neg Gnd Config, SB7000US | Inventory Item | 5030 |  | 7000 |  | No | Inverters | Vendor De-listing | 0
310-0038 | 310-0038 |  |  | SMA, Sunny Boy 700U 1-Ph Grid Tied Inverter, 700W, 120VAC, 60Hz, No Discon, 2 Unfused Input, 1 MPPT, 10 Yr Warr, Neg Gnd, SB 700U SBD | Inventory Item | 1345.99 |  | 700 |  | No | Inverters | Vendor De-listing | 0
310-0039 | 310-0039 |  |  | SolarEdge, SE11400A-US, 1-Ph Grid Tied Inverter, 11400W, 240VAC, 60Hz, DC Discon, 3 Un-Fused Input, No MPPT, 12 Yr Warr, Ungrounded, RS485 and Ethernet, AFCI, AC-RSD, with Revenue Grade Meter (RGM), UL-1741-SA, SE11400A-USR00NNC2 | Inventory Item | 3477.6 |  | 11400 |  | No | Inverters | Vendor De-listing | 0
310-0040 | 310-0040 |  |  | SolarEdge, SE11400A-US, 1-Ph Grid Tied Inverter, 11400W, 240VAC, 60Hz, DC Discon, 3 Un-Fused Input, No MPPT, 12 Yr Warr, Ungrounded, RS485 and Ethernet, AFCI, AC-RSD, -40C, UL-1741-SA, SE11400A-USR00NNU4 | Inventory Item | 3999.99 |  | 11400 |  | No | Inverters | Vendor De-listing | 0
310-0041 | 310-0041 |  |  | SolarEdge, StorEdge, 7.6kW, High Power, 1-Ph Grid Tied Inverter, 7600W, 240VAC, 60Hz, DC Discon, 2 Unfused PV Input, No MPPT, 12 Yr Warr, Ungrounded, RS485 and Ethernet, RSD, -25C, AFCI, with 5 year GSM, UL-1741-SA, SE7600A-USS20NHB2 | Inventory Item | 2781.5 |  | 7600 |  | No | Inverters | Vendor De-listing | 2667.97
310-0041 : 310-0041 : 310-0041_S | 310-0041 : 310-0041_S |  |  | SolarEdge, StorEdge, 7.6kW, High Power, 1-Ph Grid Tied Inverter, 7600W, 240VAC, 60Hz, DC Discon, 2 Unfused PV Input, No MPPT, 12 Yr Warr, Ungrounded, RS485 and Ethernet, RSD, -25C, AFCI, with 5 year GSM, UL-1741-SA, SE7600A-USS20NHB2 | Inventory Item | 2781.5 |  | 7600 |  | No | Inverters | Soligent De-listing | 2667.97
310-0042 | 310-0042 |  |  | SolarEdge, StorEdge, 7.6kW, High Power, 1-Ph Grid Tied Inverter, 7600W, 240VAC, 60Hz, DC Discon, 2 Unfused PV Input, No MPPT, 12 Yr Warr, Ungrounded, RS485 and Ethernet, RSD, -25C, AFCI, with 5 year GSM, and RGM, UL-1741-SA, SE7600A-USS20NHY2 | Inventory Item | 5515.8 |  | 7600 |  | No | Inverters | Vendor De-listing | 2965.48
310-0043 | 310-0043 |  |  | Xantrex, GT 5.0 Inverter, Refurbished 5000W, Grid Tied, DC/AC Disconnect, 208/240VAC, 60Hz, GT5.0 ~ | Inventory Item | 1941.1 |  | 5000 |  | No | Inverters | Vendor De-listing | 0
310-0047 | 310-0047 |  |  | PV Powered, PVP2000 1-Ph Grid Tied Inverter, 2000W, 240VAC, 60Hz, No Discon, 1 Unfused Input, 1 MPPT, 10 Yr Warr, Neg Gnd Config, PVP2000-ND-240 | Inventory Item | 2349.99 |  | 2000 |  | No | Inverters | Vendor De-listing | 0
310-0048 | 310-0048 |  |  | PV Powered, PVP3000 1-Ph Grid Tied Inverter, 3000W, 240VAC, 60Hz, No Discon, 1 Unfused Input, 1 MPPT, 10 Yr Warr, Neg Gnd Config, PVP3000-ND-240 | Inventory Item | 2849.99 |  | 3000 |  | No | Inverters | Vendor De-listing | 0
310-0049 | 310-0049 |  |  | Advanced Energy, AE 75TX grid tied inverter, 3-Ph, 75kW, 208VAC, 60Hz, 600VDC, DC/AC Discon, 10 Yr Warr, Neg Gnd, RS485 & Ethernet, AE _75TX-208 | Inventory Item | 64003.98 |  | 75000 |  | No | Inverters | Vendor De-listing | 0
310-0050 | 310-0050 |  |  | Advanced Energy, AE 75TX grid tied inverter, 3-Ph, 75kW, 480VAC, 60Hz, 600VDC, DC/AC Discon, 10 Yr Warr, Neg Gnd, RS485 & Ethernet, AE_75TX-480 | Inventory Item | 64003.98 |  | 75000 |  | No | Inverters | Vendor De-listing | 0
310-0051 | 310-0051 |  |  | Advanced Energy, AE 100TX grid tied Central inverter, 3-Ph, 100kW, 208VAC, 60H | Inventory Item | 58824 |  | 100000 |  | No | Inverters | Vendor De-listing | 0
310-0052 | 310-0052 |  |  | Advanced Energy, AE 100TX grid tied inverter, 3-Ph, 100kW, 480VAC, 60Hz, 600VDC, DC/AC Discon, 10 Yr Warr, Neg Gnd, RS485 & Ethernet, AE_100TX-480 | Inventory Item | 58824 |  | 100000 |  | No | Inverters | Vendor De-listing | 0
310-0053 | 310-0053 |  |  | SolarEdge, SE10000H-US, HD-Wave, 1-Ph, Grid Tied Inverter, 10kW, 240Vac, 60 Hz, 3 Unfused Input, 12 Yr Warr, Ground-Fault/Arc-Fault Protection, Ungrounded, RS485 and Ethernet, AC-RSD, UL-1741-SA, SE10000H-US000NNU2 | Inventory Item | 3150 |  | 10000 |  | No | Inverters | Vendor De-listing | 0
310-0060 | 310-0060 |  |  | Solectria, PVI3000 1-Ph Grid Tied Inverter, 2900W, 208/240VAC, 60Hz, DC/AC Discon, 3 Fused Input, 1 MPPT, 10 Yr Warr, Neg Gnd Config, RS485, PVI 3000 | Inventory Item | 2239.99 |  | 2900 |  | No | Inverters | Vendor De-listing | 0
310-0062 | 310-0062 |  |  | Solectria, PVI4000 1-Ph Grid Tied Inverter, 3900W, 208/240VAC, 60Hz, DC/AC Discon, 4 Fused Input, 1 MPPT, 10 Yr Warr, Neg Gnd Config, RS485, PVI-4000 | Inventory Item | 2759.99 |  | 3900 |  | No | Inverters | Vendor De-listing | 0
310-0064 | 310-0064 |  |  | Solectria, PVI5000 1-Ph Grid Tied Inverter, 4900W, 208/240VAC, 60Hz, DC/AC Discon, 4 Fused Input, 1 MPPT, 10 Yr Warr, Neg Gnd Config, RS485, PVI 5000 | Inventory Item | 3279.99 |  | 4900 |  | No | Inverters | Vendor De-listing | 0
310-0066 | 310-0066 |  |  | Solectria, PVI5300 Grid Tied Inverter, 1-Ph, 5300W, 208/240VAC, 60Hz, DC/AC Discon, 4 Fused Input, 1 MPPT, 10 Yr Warr, Neg Gnd Config, RS485, PVI-5300 | Inventory Item | 3439.99 |  | 5300 |  | No | Inverters | Vendor De-listing | 0
310-0067 | 310-0067 |  |  | Fronius, IG Plus 3.0-1 UNI 1-Ph Grid Tied Inverter, 3000W, 208/240/277 VAC, 60Hz, DC Discon, 6 Fused i/p, 1 MPPT, 10 Yr Warr, Neg Gnd Config, Comm Opts, 4210101800 | Inventory Item | 1955.98 |  | 3000 |  | No | Inverters | Soligent De-listing | 0
310-0068 | 310-0068 |  |  | Fronius, IG Plus 3.8-1 UNI 1-Ph Grid Tied Inverter, 3800W, 208/240/277 VAC, 60Hz, DC Discon, 6 Fused i/p, 1 MPPT, 10 Yr Warr, Neg Gnd Config, Comm Opts, 4210102800 | Inventory Item | 2587.98 |  | 3800 |  | No | Inverters | Soligent De-listing | 0
310-0069 | 310-0069 |  |  | Fronius, IG Plus 5.0-1 UNI 1-Ph Grid Tied Inverter, 5000W, 208/240/277 VAC, 60Hz, DC Discon, 6 Fused i/p, 1 MPPT, 10 Yr Warr, Neg Gnd Config, Comm Opts, 421010,800 | Inventory Item | 3175.98 |  | 5000 |  | No | Inverters | Soligent De-listing | 0
310-0070 | 310-0070 |  |  | Fronius, IG Plus 6.0-1 UNI 1-Ph Grid Tied Inverter, 6000W, 208/240/277 VAC, 60Hz, DC Discon, 6 Fused i/p, 1 MPPT, 10 Yr Warr, Neg Gnd Config, Comm Opts, 4210104800 | Inventory Item | 3465.98 |  | 6000 |  | No | Inverters | Vendor De-listing | 0
310-0071 | 310-0071 |  |  | Fronius, IG Plus 7.5-1 UNI 1-Ph Grid Tied Inverter, 7500W, 208/240/277 VAC, 60Hz, DC Discon, 6 Fused i/p, 1 MPPT, 10 Yr Warr, Neg Gnd Config, Comm Opts, 4210105800 | Inventory Item | 4245.98 |  | 7500 |  | No | Inverters | Vendor De-listing | 0
310-0072 | 310-0072 |  |  | Fronius, IG Plus 10.0-1 UNI 1-Ph Grid Tied Inverter, 9995W, 208/240/277 VAC, 60Hz, DC Discon, 6 Fused i/p, 1 MPPT, 10 Yr Warr, Neg Gnd Config, Comm Opts, 4210108800 | Inventory Item | 4909.98 |  | 9995 |  | No | Inverters | Vendor De-listing | 0
310-0073 | 310-0073 |  |  | Fronius, IG Plus 11.4-1 UNI 1-Ph Grid Tied Inverter, 11.4kW, 208/240/277 VAC, 60Hz, DC Discon, 6 Fused i/p, 1 MPPT, 10 Yr Warr, Neg Gnd Config, Comm Opts, 4210107800 | Inventory Item | 5333.98 |  | 11400 |  | No | Inverters | Vendor De-listing | 0
310-0074 | 310-0074 |  |  | Fronius, IG Plus 11.4-3 Delta 3-Ph Grid Tied Inverter, 11.4kW, 208/240 VAC, 60Hz, DC Discon, 6 Fused i/p, 1 MPPT, 10 Yr Warr, Neg Gnd Config, Comm Opts, 4210109800 | Inventory Item | 8331.98 |  | 11400 |  | No | Inverters | Vendor De-listing | 0
310-0075 | 310-0075 |  |  | Fronius, IG Plus 12.0-3 WYE277 3-Ph Grid Tied Inverter, 12kW, 277 VAC, 60Hz, DC Discon, 6 Fused input (fuses not included), 1 MPPT, 10 Yr Warr, Neg Gnd Config, Comm Opts, 4210106800 | Inventory Item | 8132 |  | 12000 |  | No | Inverters | Vendor De-listing | 0
310-0076 | 310-0076 |  |  | Power One, PVI- 3.0 1-Ph Grid Tied Inverter, 3000W, 208/240/277VAC, 60Hz, No Discon, 2 Unfused Input, 2 MPPT, 10 Yr Warr, Ungrounded, RS485, PVI-3.0-OUTD-US | Inventory Item | 2284 |  | 3000 |  | No | Inverters | Vendor De-listing | 0
310-0077 | 310-0077 |  |  | ABB, PVI- 3.0 1-Ph Grid Tied Inverter, 3000W, 208/240/277VAC, 60Hz, DC Discon, 2 Unfused Input, 2 MPPT, 10 Yr Warr, Ungrounded, RS485, PVI-3.0-OUTD-S-US | Inventory Item | 2728 |  | 3000 |  | No | Inverters | Vendor De-listing | 0
310-0078 | 310-0078 |  |  | Power One, PVI- 3.6 1-Ph Grid Tied Inverter, 3600W, 208/240/277VAC, 60Hz, No Discon, 2 Unfused Input, 2 MPPT, 10 Yr Warr, Ungrounded, RS485, PVI-3.6-OUTD-US | Inventory Item | 2576 |  | 3600 |  | No | Inverters | Vendor De-listing | 0
310-0079 | 310-0079 |  |  | ABB, PVI- 3.6 1-Ph Grid Tied Inverter, 3600W, 208/240/277VAC, 60Hz, DC Discon, 2 Unfused Input, 2 MPPT, 10 Yr Warr, Ungrounded, RS485, PVI-3.6-OUTD-S-US | Inventory Item | 3014 |  | 3600 |  | No | Inverters | Vendor De-listing | 0
310-0080 | 310-0080 |  |  | Power One, PVI- 4.2 1-Ph Grid Tied Inverter, 4200W, 208/240/277VAC, 60Hz, No Discon, 2 Unfused Input, 2 MPPT, 10 Yr Warr, Ungrounded, RS485, PVI-4.2-OUTD-US | Inventory Item | 2838 |  | 4200 |  | No | Inverters | Vendor De-listing | 0
310-0081 | 310-0081 |  |  | ABB, PVI- 4.2 1-Ph Grid Tied Inverter, 4200W, 208/240/277VAC, 60Hz, DC Discon, 2 Unfused Input, 2 MPPT, 10 Yr Warr, Ungrounded, RS485, PVI-4.2-OUTD-S-US | Inventory Item | 3109 |  | 4200 |  | No | Inverters | Vendor De-listing | 0
310-0088 | 310-0088 |  |  | PV Powered, PVP2000 1-Ph Grid Tied Inverter, 2000W, 240VAC, 60Hz, DC/AC Discon, 3 Unfused Input, 1 MPPT, 10 Yr Warr, Neg Gnd, PVP2000-SD-240 | Inventory Item | 2941.98 |  | 2000 |  | No | Inverters | Vendor De-listing | 0
310-0089 | 310-0089 |  |  | PV Powered, PVP2500 1-Ph Grid Tied Inverter, 2500W, 240VAC, 60Hz, DC/AC Discon, 3 Unfused Input, 1 MPPT, 10 Yr Warr, Neg Gnd, PVP2500-SD-240 | Inventory Item | 3647 |  | 2500 |  | No | Inverters | Vendor De-listing | 0
310-0090 | 310-0090 |  |  | PV Powered, PVP3000 1-Ph Grid Tied Inverter, 3000W, 240VAC, 60Hz, DC/AC Discon, 3 Unfused Input, 1 MPPT, 10 Yr Warr, Neg Gnd, PVP3000-SD-240 | Inventory Item | 2842 |  | 3000 |  | No | Inverters | Vendor De-listing | 0
310-0091 | 310-0091 |  |  | PV Powered, PVP3500 1-Ph Grid Tied Inverter, 3500W, 240VAC, 60Hz, DC/AC Discon, 3 Unfused Input, 1 MPPT, 10 Yr Warr, Neg Gnd, PVP3500-SD-240 | Inventory Item | 4296 |  | 3500 |  | No | Inverters | Vendor De-listing | 0
310-0092 | 310-0092 |  |  | PV Powered, PVP4600 1-Ph Grid Tied Inverter, 4600W, 208VAC, 60Hz, DC/AC Discon, 3 Unfused Input, 1 MPPT, 10 Yr Warr, Neg Gnd, PVP4600-SD-208 | Inventory Item | 3899.99 |  | 4600 |  | No | Inverters | Vendor De-listing | 0
310-0093 | 310-0093 |  |  | PV Powered, PVP4800 1-Ph Grid Tied Inverter, 4800W, 240VAC, 60Hz, DC/AC Discon, 3 Unfused Input, 1 MPPT, 10 Yr Warr, Neg Gnd, PVP4800-SD-240 | Inventory Item | 4200 |  | 4800 |  | No | Inverters | Vendor De-listing | 0
310-0094 | 310-0094 |  |  | PV Powered, PVP5200 1-Ph Grid Tied Inverter, 5200W, 240VAC, 60Hz, DC/AC Discon, 3 Unfused Input, 1 MPPT, 10 Yr Warr, Neg Gnd, PVP5200-SD-240 | Inventory Item | 4705.98 |  | 5200 |  | No | Inverters | Vendor De-listing | 0
310-0095 | 310-0095 |  |  | PV Powered, PVP2800 1-Ph Grid Tied Inverter, 2800W, 208VAC, 60Hz, DC/AC Discon, 3 Unfused Input, 1 MPPT, 10 Yr Warr, Neg Gnd, PVP2800-SD-208 | Inventory Item | 2999.99 |  | 2800 |  | No | Inverters | Vendor De-listing | 0
310-0096 | 310-0096 |  |  | SolarEdge, SE7600H-US, HD-Wave, 1-Ph, Grid Tied Inverter with Level 2 EV Charger, 7600W, 240Vac, 60 Hz, 2 Unfused Input, 12 Yr Warr, Ground-Fault/AFCI, Ungrounded, RS485 and Ethernet, AC-RSD, with RGM, UL-1741-SA (Rule-21) , SE7600H-US000NNW2 | Inventory Item | 3536.36 |  | 7600 |  | No | Inverters | Soligent De-listing | 1795.11
310-0097 | 310-0097 |  |  | SolarEdge, SE7600H-US, HD-Wave, 1-Ph, Grid Tied Inverter with Level 2 EV Charger, 7600W, 240Vac, 60 Hz, 2 Unfused Input, 12 Yr Warr, Ground-Fault/AFCI, Ungrounded, RS485 and Ethernet, AC-RSD, UL-1741-SA (Rule-21) , SE7600H-US000NNV2 | Inventory Item | 3249.9 |  | 7600 |  | No | Inverters | Vendor De-listing | 1692.66
310-0098 | 310-0098 |  |  | SolarEdge, SE11400H-US, HD-Wave, 1-Ph, Grid Tied Inverter, 11.4kW, 240Vac, 60 Hz, 3 Unfused Input, 12 Yr Warr, Ground-Fault/Arc-Fault Protection, Ungrounded, RS485 and Ethernet, AC-RSD, with RGM, UL-1741-SA, SE11400H-US000NNC2 | Inventory Item |  |  | 11400 |  | No | Inverters | Vendor De-listing | 0
310-0099 | 310-0099 |  |  | SolarEdge, SE11400H-US, HD-Wave, 1-Ph, Grid Tied Inverter, 11.4kW, 240Vac, 60 Hz, 3 Unfused Input, 12 Yr Warr, Ground-Fault/Arc-Fault Protection, Ungrounded, RS485 and Ethernet, AC-RSD, -40C, UL-1741-SA, SE11400H-US000NNU4 | Inventory Item | 3654.78 |  | 11400 |  | No | Inverters | Soligent De-listing | 1964.94
310-0100 | 310-0100 |  |  | SolarEdge, SE10000H-US, HD-Wave, 1-Ph, Grid Tied Inverter, 10.0kW, 240Vac, 60 Hz, 3 Unfused Input, 12 Yr Warr, Ground-Fault/Arc-Fault Protection, Ungrounded, RS485 and Ethernet, AC-RSD, -40C, UL-1741-SA, SE10000H-US000NNU4 | Inventory Item |  |  | 10000 |  | No | Inverters | Vendor De-listing | 0
310-0101 | 310-0101 |  |  | SolarEdge, SE3800H-US HD-Wave, 1-Ph, Grid Tied Inverter, 3800W, 208/240Vac, 60 Hz, 2 Unfused Input, 12 Yr Warr, Ground-Fault/Arc-Fault Protection, Ungrounded, RS485 and Ethernet, AC-RSD, -40, SE3800H-US000NNU4 | Inventory Item |  |  | 3800 |  | No | Inverters | Vendor De-listing | 0
310-0102 | 310-0102 |  |  | SolarEdge, SE5000H-US HD-Wave, 1-Ph, Grid Tied Inverter, 5000W, 240Vac, 60 Hz, 2 Unfused Input, 12 Yr Warr, Ground-Fault/Arc-Fault Protection, Ungrounded, RS485 and Ethernet, AC-RSD, -40, SE5000H-US000NNU4 | Inventory Item |  |  | 5000 |  | No | Inverters | Vendor De-listing | 0
310-0103 | 310-0103 |  |  | SolarEdge, SE6000H-US HD-Wave, 1-Ph, Grid Tied Inverter, 6000W, 208/240Vac, 60 Hz, 2 Unfused Input, 12 Yr Warr, Ground-Fault/Arc-Fault Protection, Ungrounded, RS485 and Ethernet, AC-RSD, -40, SE6000H-US000NNU4 | Inventory Item |  |  | 6000 |  | No | Inverters | Vendor De-listing | 0
310-0104 : 310-0104_S | 310-0104_S |  |  | SolarEdge, SE5000H-US, HD-Wave, 1-Ph, Grid Tied Inverter with Level 2 EV Charger, 5000W, 240Vac, 60 Hz, 2 Unfused Input, 12 Yr Warr, Ground-Fault/AFCI, Ungrounded, RS485 and Ethernet, AC-RSD, UL-1741-SA (Rule-21) , SE5000H-US000NNV2 | Inventory Item | 1391.37 |  | 5000 |  | No | Inverters | Soligent De-listing | 1334.58
310-0105 | 310-0105 |  |  | SolarEdge, SE6000H-US, HD-Wave, 1-Ph, Grid Tied Inverter with Level 2 EV Charger, 6000W, 208/240Vac, 60 Hz, 2 Unfused Input, 12 Yr Warr, Ground-Fault/AFCI, Ungrounded, RS485 and Ethernet, AC-RSD, UL-1741-SA (Rule-21) , SE6000H-US000NNV2 | Inventory Item | 1544.34 |  | 6000 |  | No | Inverters | Soligent De-listing | 1481.31
310-0105 : 310-0105_S | 310-0105_S |  |  | SolarEdge, SE6000H-US, HD-Wave, 1-Ph, Grid Tied Inverter with Level 2 EV Charger, 6000W, 208/240Vac, 60 Hz, 2 Unfused Input, 12 Yr Warr, Ground-Fault/AFCI, Ungrounded, RS485 and Ethernet, AC-RSD, UL-1741-SA (Rule-21) , SE6000H-US000NNV2 | Inventory Item | 1544.34 |  | 6000 |  | No | Inverters | Soligent De-listing | 1481.31
310-0106 | 310-0106 |  |  | SolarEdge, SE5000H-US, HD-Wave, 1-Ph, Grid Tied Inverter with Level 2 EV Charger, 5000W, 240Vac, 60 Hz, 2 Unfused Input, 12 Yr Warr, Ground-Fault/AFCI, Ungrounded, RS485 and Ethernet, AC-RSD, with RGM, UL-1741-SA (Rule-21) , SE5000H-US000NNW2 | Inventory Item | 1360 |  | 5000 |  | No | Inverters | Soligent De-listing | 0
310-0106 : 310-0106_S | 310-0106_S |  |  | SolarEdge, SE5000H-US, HD-Wave, 1-Ph, Grid Tied Inverter with Level 2 EV Charger, 5000W, 240Vac, 60 Hz, 2 Unfused Input, 12 Yr Warr, Ground-Fault/AFCI, Ungrounded, RS485 and Ethernet, AC-RSD, with RGM, UL-1741-SA (Rule-21) , SE5000H-US000NNW2 | Inventory Item | 1360 |  | 5000 |  | No | Inverters | Soligent De-listing | 1342.93
310-0107 | 310-0107 |  |  | SolarEdge, SE6000H-US, HD-Wave, 1-Ph, Grid Tied Inverter with Level 2 EV Charger, 6000W, 208/240Vac, 60 Hz, 2 Unfused Input, 12 Yr Warr, Ground-Fault/AFCI, Ungrounded, RS485 and Ethernet, AC-RSD, with RGM, UL-1741-SA (Rule-21) , SE6000H-US000NNW2 | Inventory Item | 3191.27 |  | 6000 |  | No | Inverters | Soligent De-listing | 1715.73
310-0108 | 310-0108 |  |  | SolarEdge, StorEdge 3.8kW, High Power, 1-Ph Grid Tied Inverter, 3800W, 240VAC, 60Hz, DC Discon, 2 Unfused PV Input, No MPPT, 12 Yr Warr, Ungrounded, RS485 and Ethernet, AC-RSD, -25C, AFCI and 12 years GSM, UL1741-SA (Rule 21) SE3800A-USS20NIB2 | Inventory Item | 4825.27 |  | 3800 |  | No | Inverters | Vendor De-listing | 2594.23
310-0109 | 310-0109 |  |  | SolarEdge, StorEdge 3.8kW, High Power, 1-Ph Grid Tied Inverter, 3800W, 240VAC, 60Hz, DC Discon, 2 Unfused PV Input, No MPPT, 12 Yr Warr, Ungrounded, RS485 and Ethernet, AC-RSD, -25C, AFCI, RGM and 12 years GSM, UL1741-SA (Rule 21) SE3800A-USS20NIY2 | Inventory Item | 5069.98 |  | 3800 |  | No | Inverters | Vendor De-listing | 2725.8
310-0110 | 310-0110 |  |  | SolarEdge, StorEdge, 7.6kW, High Power, 1-Ph Grid Tied Inverter, 7600W, 240VAC, 60Hz, DC Discon, 2 Unfused PV Input, No MPPT, 12 Yr Warr, Ungrounded, RS485 and Ethernet, RSD, -25C, AFCI, with 12 year GSM, UL-1741-SA, SE7600A-USS20NIB2 | Inventory Item | 5754.45 |  | 7600 |  | No | Inverters | Vendor De-listing | 3093.79
310-0111 | 310-0111 |  |  | SolarEdge, StorEdge, 7.6kW, High Power, 1-Ph Grid Tied Inverter, 7600W, 240VAC, 60Hz, DC Discon, 2 Unfused PV Input, No MPPT, 12 Yr Warr, Ungrounded, RS485 and Ethernet, RSD, -25C, AFCI, with 12 year GSM, and RGM, UL-1741-SA, SE7600A-USS20NIY2 | Inventory Item | 6042.36 |  | 7600 |  | No | Inverters | Vendor De-listing | 3248.58
310-0112 | 310-0112 |  |  | SMA, Sunny Boy 3.0-US, 1-Ph Grid Tied Inverter, 3000W, 208/240VAC, 60Hz, Integrated DC Disco, 2 MPPT Input, 10 Yr Warr, AFCI, Integrated RGM & Cellular w/5yr ATT - T-Mobile Data Plan, Ethernet/WLAN, SB3.0-1TP-US-40 | Inventory Item |  |  | 3000 |  | No | Inverters | Soligent De-listing | 0
310-0113 | 310-0113 |  |  | SMA, Sunny Boy 3.8-US, 1-Ph Grid Tied Inverter, 3800W, 208/240VAC, 60Hz, Integrated DC Disco, 2 MPPT Input, 10 Yr Warr, AFCI, Integrated RGM & Cellular w/5yr ATT - T-Mobile Data Plan, Ethernet/WLAN, SB3.8-1TP-US-40 | Inventory Item |  |  | 3800 |  | No | Inverters | Soligent De-listing | 0
310-0114 | 310-0114 |  |  | SMA, Sunny Boy 5.0-US, 1-Ph Grid Tied Inverter, 5000W, 208/240VAC, 60Hz, Integrated DC Disco, 3 MPPT Input, 10 Yr Warr, AFCI, Integrated RGM & Cellular w/5yr ATT - T-Mobile Data Plan, Ethernet/WLAN, SB5.0-1TP-US-40 | Inventory Item |  |  | 5000 |  | No | Inverters | Soligent De-listing | 0
310-0115 | 310-0115 |  |  | SMA, Sunny Boy 6.0-US, 1-Ph Grid Tied Inverter, 6000W, 208/240VAC, 60Hz, Integrated DC Disco, 3 MPPT Input, 10 Yr Warr, AFCI, Integrated RGM & Cellular w/5yr ATT - T-Mobile Data Plan, Ethernet/WLAN, SB6.0-1TP-US-40 | Inventory Item | 1908.24 |  | 6000 |  | No | Inverters | Vendor De-listing | 1060.13
310-0116 | 310-0116 |  |  | SMA, Sunny Boy 7.0-US, 1-Ph Grid Tied Inverter, 7000W, 208/240VAC, 60Hz, Integrated DC Disco, 3 MPPT Input, 10 Yr Warr, AFCI, Integrated RGM & Cellular w/5yr ATT - T-Mobile Data Plan, Ethernet/WLAN, SB7.0-1TP-US-40 | Inventory Item | 2136.74 |  | 7000 |  | No | Inverters | Vendor De-listing | 1187.08
310-0117 | 310-0117 |  |  | SMA, Sunny Boy 7.7-US, 1-Ph Grid Tied Inverter, 7700W, 208/240VAC, 60Hz, Integrated DC Disco, 3 MPPT Input, 10 Yr Warr, AFCI, Integrated RGM & Cellular w/5yr ATT - T-Mobile Data Plan, Ethernet/WLAN, SB7.7-1TP-US-40 | Inventory Item | 3050.28 |  | 7700 |  | No | Inverters | Soligent De-listing | 0
310-0186 | 310-0186 |  |  | ABB, PVI- 6000 1-Ph Wind Grid Tied Inverter, 6000W, 208/240/277VAC, 60Hz, No Discon, 2 Unfused Input, 2 MPPT, 5 Yr Warr, Ungrounded, RS485, PVI-6000-OUTD-W-US | Inventory Item | 3755.99 |  | 6000 |  | No | Inverters | Soligent De-listing | 0
310-0190 | 310-0190 |  |  | SMA, Sunny Boy 8000US 1-Ph Grid Tied Inverter, 8000W, 240/277VAC, 60Hz, DC Discon, 4 Fused Input, 1 MPPT, 10 Yr Warr, Neg Gnd Config, SB8000US | Inventory Item | 5466 |  | 8000 |  | No | Inverters | Vendor De-listing | 0
310-0191 | 310-0191 |  |  | SMA, Sunny Boy 2000HFUS 1-Ph Grid Tied Inverter, 2000W, 208/240VAC, 60Hz, DC Discon, 1 Unfused Input, 1 MPPT, 10 Yr Warr, Neg Gnd Config, Bluetooth, SB2000HFUS-30 | Inventory Item | 899 |  | 2000 |  | No | Inverters | Vendor De-listing | 0
310-0192 | 310-0192 |  |  | SMA, Sunny Boy 2500HFUS 1-Ph Grid Tied Inverter, 2500W, 208/240VAC, 60Hz, DC Discon, 1 Unfused Input, 1 MPPT, 10 Yr Warr, Neg Gnd Config, Bluetooth, SB2500HFUS-30 | Inventory Item | 2643 |  | 2500 |  | No | Inverters | Vendor De-listing | 0
310-0193 | 310-0193 |  |  | SMA, Sunny Boy 3000HFUS 1-Ph Grid Tied Inverter, 3000W, 208/240VAC, 60Hz, DC Discon, 1 Unfused Input, 1 MPPT, 10 Yr Warr, Neg Gnd Config, Bluetooth, SB3000HFUS-30 | Inventory Item | 2768 |  | 3000 |  | No | Inverters | Vendor De-listing | 0
310-0197 | 310-0197 |  |  | SolarEdge, StorEdge 3.8kW, High Power, 1-Ph Grid Tied Inverter, 3800W, 240VAC, 60Hz, DC Discon, 2 Unfused PV Input, No MPPT, 12 Yr Warr, Ungrounded, RS485 and Ethernet, AC-RSD, -25C, AFCI and 5 years GSM, UL1741-SA (Rule 21) SE3800A-USS20NHB2 | Inventory Item | 4330.68 |  | 3800 |  | No | Inverters | Vendor De-listing | 2328.32
310-0198 | 310-0198 |  |  | SolarEdge, StorEdge 3.8kW, High Power, 1-Ph Grid Tied Inverter, 3800W, 240VAC, 60Hz, DC Discon, 2 Unfused PV Input, No MPPT, 12 Yr Warr, Ungrounded, RS485 and Ethernet, AC-RSD, -25C, AFCI, RGM and 5 years GSM, UL1741-SA (Rule 21) SE3800A-USS20NHY2 | Inventory Item | 4575.39 |  | 3800 |  | No | Inverters | Vendor De-listing | 2459.89
310-0199 | 310-0199 |  |  | SolarEdge, SE3800H-US, HD-Wave, 1-Ph, Grid Tied Inverter with Level 2 EV Charger, 3800W, 240Vac, 60 Hz, 2 Unfused Input, 12 Yr Warr, GFDI/AFCI, Ungrounded, RS485 and Ethernet, AC-RSD, UL-1741-SA (Rule-21) , SE3800H-US000NNV2 | Inventory Item | 1219.71 |  | 3800 |  | No | Inverters | Soligent De-listing | 1169.93
310-0199 : 310-0199_S | 310-0199_S |  |  | SolarEdge, SE3800H-US, HD-Wave, 1-Ph, Grid Tied Inverter with Level 2 EV Charger, 3800W, 240Vac, 60 Hz, 2 Unfused Input, 12 Yr Warr, GFDI/AFCI, Ungrounded, RS485 and Ethernet, AC-RSD, UL-1741-SA (Rule-21) , SE3800H-US000NNV2 | Inventory Item | 1219.71 |  | 3800 |  | No | Inverters | Soligent De-listing | 1169.93
310-0200 | 310-0200 |  |  | Advanced Energy, Custom Inverter Item, Enter Quote Number and Custom Price | Non-inventory Item | 0 |  |  |  | No | Inverters | Vendor De-listing | 0
310-0200 | 310-0200 |  |  | SolarEdge, SE3800H-US, HD-Wave, 1-Ph, Grid Tied Inverter with Level 2 EV Charger, 3800W, 240Vac, 60 Hz, 2 Unfused Input, 12 Yr Warr, GFDI/AFCI, Ungrounded, RS485 and Ethernet, AC-RSD, with RGM, UL-1741-SA (Rule-21) , SE3800H-US000NNW2 | Inventory Item | 2569.58 |  | 3800 |  | No | Inverters | Soligent De-listing | 1381.49
310-0201 | 310-0201 |  |  | Kaco, Ont FIT, Blue Planet 5002xi 1-Ph Grid Tied Inverter, 5000W, 208/240VAC, 60Hz, DC/AC Discon, 3 Unfused Input, 1 MPPT, 10 Yr Warr, Neg Gnd Config, RS485, BP-5002xi | Inventory Item | 1995 |  | 5000 |  | No | Inverters | Soligent De-listing | 0
310-0202 | 310-0202 |  |  | Kaco, Ont FIT, Blue Planet 3502xi 1-Ph Grid Tied Inverter, 3500W, 208/240VAC, 60Hz, DC/AC Discon, 3 Unfused Input, 1 MPPT, 10 Yr Warr, Neg Gnd Config, RS485, BP-3502xi | Inventory Item | 1718.23 |  | 3500 |  | No | Inverters | Soligent De-listing | 0
310-0212 | 310-0212 |  |  | Solectria, Option, Integrated Sub-Combiner, for SGI 225-300KW, 12 Fuses, 110-200A, Specify Fuse Size, OPT-FUSCOM-12X-110A-200A | Inventory Item | 3836 |  |  |  | No | Inverters | Soligent De-listing | 0
310-0214 | 310-0214 |  |  | SolarEdge, SE10000H-US, HD-Wave, 1-Ph, Grid Tied Inverter, 10kW, 240Vac, 60 Hz, 3 Unfused Input, 12 Yr Warr, Ground-Fault/Arc-Fault Protection, Ungrounded, RS485 and Ethernet, AC-RSD, with Revenue Grade Meter (RGM), UL-1741-SA, SE10000H-US000NNC2 | Inventory Item | 3898.34 |  | 10000 |  | No | Inverters | Vendor De-listing | 0
310-0235 | 310-0235 |  |  | Solectria, PVI 15KW Grid Tied Inverter, 3-Ph, 15KW, 240VAC, 60Hz, 475VDC, DC/AC Discon, 7 Fused Input, 1 MPPT, 5 Yr Warr, Neg Gnd, Ethernet, PVI-15-240 | Inventory Item | 14447 |  | 15000 |  | No | Inverters | Vendor De-listing | 0
310-0239 | 310-0239 |  |  | Kaco, Blue Planet XP100 grid tied inverter, 3-Ph, 100kW, 480VAC, 60Hz, 600VDC, DC/AC Discon, 5 Yr Warr, Neg Gnd, RS485/Ethernet, XP-100-H4 | Inventory Item | 28267 |  | 100000 |  | No | Inverters | Soligent De-listing | 0
310-0246 | 310-0246 |  |  | SolarEdge, SE3300US 1-Ph Grid Tied Inverter, 3300W, 208/240VAC, 60Hz, DC Discon, Unfused, No MPPT, 12 Yr Warr, Ungrounded, RS485 and Ethernet, SE3300-ER-US | Inventory Item | 2780 |  | 3300 |  | No | Inverters | Soligent De-listing | 0
310-0248 | 310-0248 |  |  | SolarEdge, SE5000US 1-Ph Grid Tied Inverter, 5000W, 208/240VAC, 60Hz, DC Discon, Unfused, No MPPT, 12 Yr Warr, Ungrounded, RS485 and Ethernet, SE5000-ER-US | Inventory Item | 2788.88 |  | 5000 |  | No | Inverters | Vendor De-listing | 0
310-0257 | 310-0257 |  |  | Power One, PVI- 4.6 1-Ph Grid Tied Inverter, 4600W, 208/240/277VAC, 60Hz, DC Discon, 2 Unfused Input, 2 MPPT, 10 Yr Warr, Neg Gnd Config, RS485, PVI-4.6-I-OUTD-S-US | Inventory Item | 3920 |  | 4600 |  | No | Inverters | Vendor De-listing | 0
310-0258 | 310-0258 |  |  | Power One, PVI- 4.6 1-Ph Grid Tied Inverter, 4600W, 208/240/277VAC, 60Hz, No Discon, 4 Unfused Input, 2 MPPT, 10 Yr Warr, Neg Gnd Config, RS485, PVI-4.6-I-OUTD-US | Inventory Item | 3467 |  | 4600 |  | No | Inverters | Vendor De-listing | 0
310-0259 | 310-0259 |  |  | ABB, PVI-10.0 3-Ph Grid Tied Inverter, 10kW, 208VAC, 60Hz, DC Discon, 6x15A Fused Input, 2 MPPT, 10 Yr Warr, Neg Gnd Config, RS485, PVI-10.0-I-OUTD-S1-US-208-NG | Inventory Item | 6775.98 |  | 10000 |  | No | Inverters | Vendor De-listing | 0
310-0265 | 310-0265 |  |  | Power One, PVI- 3.8 1-Ph Grid Tied Inverter, 3800W, 208/240/277VAC, 60Hz, No Discon, 4 Unfused Input, 2 MPPT, 10 Yr Warr, Neg Gnd Config, RS485, PVI-3.8-I-OUTD-US | Inventory Item | 3008 |  | 3800 |  | No | Inverters | Vendor De-listing | 0
310-0266 | 310-0266 |  |  | Power One, PVI- 3.8 1-Ph Grid Tied Inverter, 3800W, 208/240/277VAC, 60Hz, DC Discon, 2 Unfused Input, 2 MPPT, 10 Yr Warr, Neg Gnd Config, RS485, PVI-3.8-I-OUTD-S-US | Inventory Item | 3458 |  | 3800 |  | No | Inverters | Vendor De-listing | 0
310-0267 | 310-0267 |  |  | SMA, Sunny Boy 8000TL-US 1-Ph Grid Tied Inverter, 8000W, 208VAC, 60Hz, DC Discon, 6 Dual Fused Input Combiner, 1 MPPT, 10 Yr Warr, Ungrounded, SB8000TLUS-10-with SBCBTL6-10 | Inventory Item | 4005.68 |  | 8000 |  | No | Inverters | Vendor De-listing | 0
310-0268 | 310-0268 |  |  | SMA, Sunny Boy 9000TL-US 1-Ph Grid Tied Inverter, 9000W, 208VAC, 60Hz, DC Discon, 6 Dual Fused Input Combiner, 1 MPPT, 10 Yr Warr, Ungrounded, SB9000TLUS-10-with SBCBTL6-10 | Inventory Item | 4378 |  | 9000 |  | No | Inverters | Vendor De-listing | 0
310-0269 | 310-0269 |  |  | SMA, Sunny Boy 10000TL-US 1-Ph Grid Tied Inverter, 10kW, 208VAC, 60Hz, DC Discon, 6 Dual Fused Input Combiner, 1 MPPT, 10 Yr Warr, Ungrounded, SB10000TLUS-10-with SBCBTL6-10 | Inventory Item | 4551.98 |  | 10000 |  | No | Inverters | Soligent De-listing | 0
310-0270 | 310-0270 |  |  | SMA, Sunny Boy 8000TL-US 1-Ph Grid Tied Inverter, 8000W, 208VAC, 60Hz, DC Discon, 1 Unfused Input, 1 MPPT, 10 Yr Warr, Ungrounded, SB8000TLUS-NO-CB, SPECIAL PRICING - LIMITED QUANTITY - ONLY WHILE SUPPLIES LAST | Inventory Item | 3628.8 |  | 8000 |  | No | Inverters | Vendor De-listing | 0
310-0271 | 310-0271 |  |  | SMA, Sunny Boy 9000TL-US 1-Ph Grid Tied Inverter, 9000W, 208VAC, 60Hz, DC Discon, 1 Unfused Input, 1 MPPT, 10 Yr Warr, Ungrounded, SB9000TLUS-10-NO-CB, SPECIAL PRICING - LIMITED QUANTITY - ONLY WHILE SUPPLIES LAST | Inventory Item | 1740 |  | 9000 |  | No | Inverters | Vendor De-listing | 0
310-0272 | 310-0272 |  |  | SMA, Sunny Boy 10000TL-US 1-Ph Grid Tied Inverter, 10kW, 208VAC, 60Hz, DC Discon, 1 Unfused Input, 1 MPPT, 10 Yr Warr, Ungrounded, SB10000TLUS-NO-CB | Inventory Item | 4227.27 |  | 10000 |  | No | Inverters | Vendor De-listing | 0
310-0275 | 310-0275 |  |  | Fronius, IG Plus V 11.4-1 UNI 1-Ph Grid Tied Inverter, 11.4kW, 208/240/277VAC, 60Hz, DC Discon, 6 Fused Input (fuses not included), 1 MPPT, 10 Yr Warr, Neg Gnd Config, 4,210,117,800 | Inventory Item | 5501.98 |  | 11400 |  | No | Inverters | Vendor De-listing | 0
310-0276 | 310-0276 |  |  | Fronius, Primo GEN24 3.8 Grid Tied Inverter, 1-Ph, 3.8kW, 208/240VAC, SunSpec RSD compliant, 4,210,140,800 | Inventory Item | 1261.71 |  | 3800 |  | No | Inverters | Soligent De-listing | 981.33
310-0277 | 310-0277 |  |  | Fronius, Primo GEN24 3.8 Plus Grid Tied Inverter, SunSpec RSD compliant, 1-Ph, 3.8kW, 208/240VAC, 4,210,140,802 | Inventory Item | 1590.21 |  | 3800 |  | No | Inverters | Soligent De-listing | 1236.83
310-0278 | 310-0278 |  |  | Fronius, Primo GEN24 5.0 Grid Tied Inverter, 1-Ph, 5.0kW, 208/240VAC, SunSpec RSD compliant, 4,210,141,800 | Inventory Item | 1448.84 |  | 5000 |  | No | Inverters | Soligent De-listing | 1126.88
310-0279 | 310-0279 |  |  | Fronius, Primo GEN24 5.0 Plus Grid Tied Inverter, 1-Ph, 5.0kW, 208/240VAC, SunSpec RSD compliant, 4,210,141,802 | Inventory Item | 1907.16 |  | 5000 |  | No | Inverters | Soligent De-listing | 1483.34
310-0280 | 310-0280 |  |  | Fronius, Primo GEN24 6.0 Grid Tied Inverter, 1-Ph, 6.0kW, 208/240VAC, SunSpec RSD compliant, 4,210,142,800 | Inventory Item | 1766.79 |  | 6000 |  | No | Inverters | Soligent De-listing | 1374.17
310-0281 | 310-0281 |  |  | Fronius, Primo GEN24 6.0 Plus Grid Tied Inverter, 1-Ph, 6.0kW, 208/240VAC, SunSpec RSD compliant, 4,210,142,802 | Inventory Item | 2240.99 |  | 6000 |  | No | Inverters | Soligent De-listing | 1742.99
310-0282 | 310-0282 |  |  | SolarEdge, SE3000H-US HD-Wave, 1-Ph, Grid Tied Inverter, 3000W, 240Vac, 60 Hz, 2 Unfused Input, 12 Yr Warr,Ground-Fault/Arc-Fault Protection, RS485 and Ethernet, -40C, AC RSD, UL1741-SA, w/RGM & Consumption Meter (Add CT’s), SetApp Enabled, SE3000H-US000BNI4 | Inventory Item | 2006.94 |  | 3000 |  | No | Inverters | Vendor De-listing | 1079
310-0283 : 310-0283_S | 310-0283_S |  |  | SolarEdge, SE3800H-US HD-Wave, 1-Ph, Grid Tied Inverter, 3800W, 208/240Vac, 60 Hz, 2 Unfused Input, 12 Yr Warr,Ground-Fault/Arc-Fault Protection, RS485 and Ethernet, -40C, AC RSD, UL1741-SA, w/RGM & Consumption Meter (Add CT’s), SetApp Enabled, SE3800H-US000BNI4 | Inventory Item | 1197.11 |  | 3800 |  | No | Inverters | Soligent De-listing | 1132.75
310-0284 : 310-0284_S | 310-0284_S |  |  | SolarEdge, SE5000H-US HD-Wave, 1-Ph, Grid Tied Inverter, 5000W, 240Vac, 60 Hz, 2 Unfused Input, 12 Yr Warr, Ground-Fault/Arc-Fault Protection, RS485 and Ethernet, -40C, AC RSD, UL1741-SA, w/RGM & Consumption Meter (Add CT’s), SetApp Enabled, SE5000H-US000BNI4 | Inventory Item | 1497.01 |  | 5000 |  | No | Inverters | Soligent De-listing | 1416.53
310-0285 | 310-0285 |  |  | SolarEdge, SE6000H-US HD-Wave, 1-Ph, Grid Tied Inverter, 6000W, 208/240Vac, 60 Hz, 2 Unfused Input, 12 Yr Warr, Ground-Fault/Arc-Fault Protection, RS485 and Ethernet, -40C, AC RSD, UL1741-SA, w/RGM & Consumption Meter (Add CT’s), SetApp Enabled, SE6000H-US000BNI4 | Inventory Item | 1767.95 |  | 6000 |  | No | Inverters | Vendor De-listing | 1663.4
310-0285 : 310-0285_S | 310-0285_S |  |  | SolarEdge, SE6000H-US HD-Wave, 1-Ph, Grid Tied Inverter, 6000W, 208/240Vac, 60 Hz, 2 Unfused Input, 12 Yr Warr, Ground-Fault/Arc-Fault Protection, RS485 and Ethernet, -40C, AC RSD, UL1741-SA, w/RGM & Consumption Meter (Add CT’s), SetApp Enabled, SE6000H-US000BNI4 | Inventory Item | 1550.18 |  | 6000 |  | No | Inverters | Soligent De-listing | 1466.84
310-0285-B |  |  |  | "B" Grade SolarEdge, SE6000H-US HD-Wave, 1-Ph, Grid Tied Inverter, 6000W, 208/240Vac, 60 Hz, 2 Unfused Input, 12 Yr Warr, Ground-Fault/Arc-Fault Protection, RS485 and Ethernet, -40C, AC RSD, UL1741-SA, w/RGM & Consumption Meter (Add CT’s), SetApp Enabled, SE6000H-US000BNI4 | Inventory Item | 1447.61 |  | 6000 |  | No | Inverters | Vendor De-listing | 1388.52
310-0286 : 310-0286_S | 310-0286_S |  |  | SolarEdge, SE7600H-US HD-Wave, 1-Ph, Grid Tied Inverter, 7600W, 240Vac, 60 Hz, 2 Unfused Input, 12 Yr Warr, Ground-Fault/Arc-Fault Protection, RS485 and Ethernet, -40C, AC RSD, UL1741-SA, w/RGM & Consumption Meter (Add CT’s), SetApp Enabled, SE7600H-US000BNI4 | Inventory Item | 1762.91 |  | 7600 |  | No | Inverters | Soligent De-listing | 1668.13
310-0287 : 310-0287_S | 310-0287_S |  |  | SolarEdge, SE10000H-US, HD-Wave, 1-Ph, Grid Tied Inverter, 10kW, 240Vac, 60 Hz, 3 Unfused Input, 12 Yr Warr, Ground-Fault/Arc-Fault Protection, RS485 and Ethernet, -40C, AC-RSD, UL-1741-SA, w/RGM & Consumption Meter (Add CT’s), SetApp Enabled, SE10000H-US000BNI4 | Inventory Item | 2090.09 |  | 10000 |  | No | Inverters | Soligent De-listing | 2004.78
310-0288 : 310-0288_S | 310-0288_S |  |  | SolarEdge, SE11400H-US, HD-Wave, 1-Ph, Grid Tied Inverter, 11.4kW, 240Vac, 60 Hz, 3 Unfused Input, 12 Yr Warr, Ground-Fault/Arc-Fault Protection, RS485 and Ethernet, -40C, AC-RSD, UL1741-SA, w/RGM & Consumption Meter (Add CT’s), SetApp Enabled, SE11400H-US000BNI4 | Inventory Item | 2370.99 |  | 11400 |  | No | Inverters | Soligent De-listing | 2243.52
310-0289 | 310-0289 |  |  | SolarEdge, SE11400H-US, HD-Wave, 1-Ph, Grid Tied Inverter with Level 2 EV Charger, 11.4kW, 240Vac, 60 Hz, 2 Unfused Input, 12 Yr Warr, Ground-Fault/AFCI, Ungrounded, RS485 and Ethernet, AC-RSD, UL-1741-SA, SetApp Enabled, SE11400H-US000BNV4 | Inventory Item | 4307.48 |  | 11400 |  | No | Inverters | Soligent De-listing | 0
310-0290 | 310-0290 |  |  | SolarEdge, SE11400H-US, HD-Wave, 1-Ph, Grid Tied Inverter with Level 2 EV Charger, 11.4kW, 240Vac, 60 Hz, 2 Unfused Input, 12 Yr Warr, Ground-Fault/AFCI, Ungrounded, RS485 and Ethernet, AC-RSD, UL-1741-SA, SetApp Enabled, with RGM, SE11400H-US000BNW4 | Inventory Item | 4615.74 |  | 11400 |  | No | Inverters | Soligent De-listing | 0
310-0293 |  |  |  | SolarEdge, SE5000H-US HD-Wave, 1-Ph, Grid Tied Inverter, 5000W, 240Vac, 60 Hz, 2 Unfused Input, 12 Yr Warr, Ground-Fault/Arc-Fault Protection, RS485 and Ethernet, -40C, AC RSD, w/RGM & Consumption Meter (Add CT’s), UL1741-SA, SetApp Enabled, Compatible with Energy Net Communicator, SE5000H-US000BEI4 | Inventory Item | 1717.11 |  | 5000 |  | No | Inverters | Shippable | 1606.33
310-0295 | 310-0295 |  |  | SolarEdge, SE3000H-US HD-Wave, 1-Ph, Grid Tied Inverter, 3000W, 240Vac, 60 Hz, 2 Unfused Input, 12 Yr. Warranty, Ground-Fault/Arc-Fault Protection, RS485 and Ethernet, -40C, AC RSD, UL1741-SA, w/RGM & Consumption Meter (Add CT’s), SetApp Enabled, Compatible with Energy Net Communicator, SE3000H-US000BEI4 | Inventory Item | 2006.94 |  | 3000 |  | No | Inverters | Soligent De-listing | 1079
310-0296 |  |  |  | SolarEdge, SE3800H-US HD-Wave, 1-Ph, Grid Tied Inverter, 3800W, 208/240Vac, 60 Hz, 2 Unfused Input, 12 Yr. Warranty, Ground-Fault/Arc-Fault Protection, RS485 and Ethernet, -40C, AC RSD, UL1741-SA, w/RGM & Consumption Meter (Add CT’s), SetApp Enabled, Compatible with Energy Net Communicator, SE3800H-US000BEI4 | Inventory Item | 1360.06 |  | 3800 |  | No | Inverters | Shippable | 1272.31
310-0297 |  |  |  | SolarEdge, SE7600H-US HD-Wave, 1-Ph, Grid Tied Inverter, 7600W, 240Vac, 60 Hz, 2 Unfused Input, 12 Yr. Warranty, Ground-Fault/Arc-Fault Protection, RS485 and Ethernet, -40C, AC RSD, UL1741-SA, w/RGM & Consumption Meter (Add CT’s), SetApp Enabled, Compatible with Energy Net Communicator, SE7600H-US000BEI4 | Inventory Item | 2022.11 |  | 7600 |  | No | Inverters | Shippable | 1891.66
310-0305 | 310-0305 |  |  | Fronius, IG Plus V 3.0-1 UNI 1-Ph Grid Tied Inverter, 3000W, 208/240/277VAC, 60Hz, DC Discon, 6 Fused Input (fuses not included) , 1 MPPT, 10 Yr Warr, Neg Gnd Config, 4,210,111,800 | Inventory Item | 2227.98 |  | 3000 |  | No | Inverters | Vendor De-listing | 0
310-0306 | 310-0306 |  |  | Fronius, IG Plus V 3.8-1 UNI 1-Ph Grid Tied Inverter, 3800W, 208/240/277VAC, 60Hz, DC Discon, 6 Fused Input (fuses not included), 1 MPPT, 10 Yr Warr, Neg Gnd Config, 4,210,112,800 | Inventory Item | 2979.98 |  | 3800 |  | No | Inverters | Vendor De-listing | 0
310-0307 | 310-0307 |  |  | Fronius, IG Plus V 5.0-1 UNI 1-Ph Grid Tied Inverter, 5000W, 208/240/277VAC, 60Hz, DC Discon, 6 Fused Input (fuses not included), 1 MPPT, 10 Yr Warr, Neg Gnd Config, 4,210,113,800 | Inventory Item | 3447.98 |  | 5000 |  | No | Inverters | Vendor De-listing | 0
310-0308 | 310-0308 |  |  | Fronius, IG Plus V 6.0-1 UNI 1-Ph Grid Tied Inverter, 6000W, 208/240/277VAC, 60Hz, DC Discon, 6 Fused Input (fuses not included), 1 MPPT, 10 Yr Warr, Neg Gnd Config, 4,210,114,800 | Inventory Item | 3697.98 |  | 6000 |  | No | Inverters | Vendor De-listing | 0
310-0309 | 310-0309 |  |  | Fronius, IG Plus V 7.5-1 UNI 1-Ph Grid Tied Inverter, 7500W, 208/240/277VAC, 60Hz, DC Discon, 6 Fused Input (fuses not included), 1 MPPT, 10 Yr Warr, Neg Gnd Config, 4,210,115,800 | Inventory Item | 4421.98 |  | 7500 |  | No | Inverters | Vendor De-listing | 0
310-0310 | 310-0310 |  |  | Fronius, IG Plus V 12.0-3 WYE 277 3-Ph Grid Tied Inverter, 12kW, 277VAC, 60Hz, DC Discon, 6 Fused Input (fuses not included), 1 MPPT, 10 Yr Warr, Neg Gnd Config, 4,210,116,800 | Inventory Item | 6737.98 |  | 12000 |  | No | Inverters | Vendor De-listing | 0
310-0311 | 310-0311 |  |  | Fronius, IG Plus V 10.0-1 UNI 1-Ph Grid Tied Inverter, 9995W, 208/240/277VAC, 60Hz, DC Discon, 6 Fused Input (fuses not included), 1 MPPT, 10 Yr Warr, Neg Gnd Config, 4,210,118,800 | Inventory Item | 5437.98 |  | 9995 |  | No | Inverters | Vendor De-listing | 0
310-0312 | 310-0312 |  |  | Fronius, IG Plus V 11.4-3 Delta 3-Ph Grid Tied Inverter, 11.4kW, 208/240VAC, 60Hz, DC Discon, 6 Fused Input (fuses not included), 1 MPPT, 10 Yr Warr, Neg Gnd Config, 4,210,119,800 | Inventory Item | 6719.98 |  | 11400 |  | No | Inverters | Vendor De-listing | 0
310-0313 | 310-0313 |  |  | Outback, GTFX3048LA Sealed Inverter, 3000W, Grid-Tied, 48VDC, 127VAC, 60Hz, GTFX3048LA , NOT INTENDED FOR USE IN THE U.S. OR CANADA | Inventory Item | 2469 |  | 3000 |  | No | Inverters | Vendor De-listing | 0
310-0322 | 310-0322 |  |  | SMA, Sunny Boy 3800US 1-Ph Grid Tied Inverter, 3800W, 240VAC, 60Hz, DC Discon, 4 Fused Input, 1 MPPT, 10 Yr Warr, Neg Gnd Config, SB3800-US-10 | Inventory Item | 869 |  | 3800 |  | No | Inverters | Vendor De-listing | 0
310-0324 | 310-0324 |  |  | ABB, PVI-12.0 3-Ph Grid Tied Inverter, 12kW, 480VAC, 60Hz, DC/AC Discon, 6 Fused Input, 2 MPPT, 10 Yr Warr, Neg Gnd Config, RS485, PVI-12.0-I-OUTD-S2-US-480-NG | Inventory Item | 7085 |  | 12000 |  | No | Inverters | Vendor De-listing | 0
310-0329 | 310-0329 |  |  | SolarEdge, SE3800US 1-Ph Grid Tied Inverter, 3800W, 208/240VAC, 60Hz, DC Discon, 2 Unfused Input, No MPPT, 12 Yr Warr, Ungrounded, RS485/Ethernet, SE3800US-ER-US | Inventory Item | 1234.43 |  | 3800 |  | No | Inverters | Vendor De-listing | 0
310-0330 | 310-0330 |  |  | SMA, Sunny Boy 5000US 1-Ph Grid Tied Inverter, 5000W, 208/240/277VAC, 60Hz, DC Discon, 4x15A Fused Input, 1 MPPT, 10 Yr Warr, Neg Gnd Config, Lo Temp (-40C), SB 5000US-11 | Inventory Item | 1349.99 |  | 5000 |  | No | Inverters | Vendor De-listing | 0
310-0331 | 310-0331 |  |  | SMA, Ont FIT, Sunny Boy 6000US 1-Ph Grid Tied Inverter, 6000W, 208/240/277VAC, 60Hz, DC Discon, 4x15A Fused Input, 1 MPPT, 10 Yr Warr, Neg Gnd Config, Lo Temp (-40C), SB6000US-11 | Inventory Item | 3055.5 |  | 6000 |  | No | Inverters | Soligent De-listing | 0
310-0333 | 310-0333 |  |  | SMA, Sunny Boy 8000US 1-Ph Grid Tied Inverter, 8000W, 240/277VAC, 60Hz, DC Discon, 4x15A Fused Input, 1 MPPT, 10 Yr Warr, Neg Gnd Config, Lo Temp (-40C), SB 8000US-11 | Inventory Item | 2999.98 |  | 8000 |  | No | Inverters | Vendor De-listing | 0
310-0335 | 310-0335 |  |  | Fronius, IG Plus V 10.0-3 Delta 3-Ph Grid Tied Inverter, 9995W, 208/240VAC, 60Hz, DC Discon, 6 Fused Input (fuses not included), 1 MPPT, 10 Yr Warr, Neg Gnd Config, 4,210,120,800 | Inventory Item | 6255.98 |  | 9995 |  | No | Inverters | Vendor De-listing | 0
310-0338 | 310-0338 |  |  | Fronius, Ont FIT, IG Plus V 5.0-1 UNI 1-Ph Grid Tied Inverter, 5000W, 208/240/277VAC, 60Hz, DC Discon, 6 Fused Input, 1 MPPT, 10 Yr Warr, Neg Gnd Config, 4210113880 | Inventory Item | 5841.98 |  | 5000 |  | No | Inverters | Soligent De-listing | 0
310-0343 | 310-0343 |  |  | Fronius, Ont FIT, IG Plus V 10.0-1 UNI 1-Ph Grid Tied Inverter, 9995W, 208/240/277VAC, 60Hz, DC Discon, 6 Fused Input, 1 MPPT, 10 Yr Warr, Neg Gnd Config, 4210118880 | Inventory Item | 9059.98 |  | 10000 |  | No | Inverters | Soligent De-listing | 0
310-0345 | 310-0345 |  |  | Fronius, Ont FIT, IG Plus V 10.0-3 Delta 3-Ph Grid Tied Inverter, 9995W, 208/240VAC, 60Hz, DC Discon, 6 Fused Input, 1 MPPT, 10 Yr Warr, Neg Gnd Config, 4210120880 | Inventory Item | 9059.98 |  | 10000 |  | No | Inverters | Soligent De-listing | 0
310-0346 | 310-0346 |  |  | Solectria, PVI 13KW Grid Tied Inverter, 3-Ph, 13.2KW, 240VAC, 60Hz, 475VDC, DC/AC Discon, 7 Fused Input, 1 MPPT, 5 Yr Warr, Neg Gnd, Ethernet, PVI-13-240 | Inventory Item | 13545 |  | 13000 |  | No | Inverters | Vendor De-listing | 0
310-0347 | 310-0347 |  |  | SolarEdge, SE3000H-US HD-Wave, 1-Ph, Grid Tied Inverter, 3000W, 240Vac, 60 Hz, 2 Unfused Input, 12 Yr Warr,Ground-Fault/Arc-Fault Protection, Ungrounded, RS485 and Ethernet, with AC-RSD Revenue Grade Meter(RGM), SE3000H-US000NNC2 | Inventory Item | 2099.99 |  | 3000 |  | No | Inverters | Soligent De-listing | 0
310-0348 | 310-0348 |  |  | SolarEdge, SE3800H-US HD-Wave, 1-Ph, Grid Tied Inverter, 3800W, 208/240Vac, 60 Hz, 2 Unfused Input, 12 Yr Warr,Ground-Fault/Arc-Fault Protection, Ungrounded, RS485 and Ethernet, with AC-RSD and Revenue Grade Meter (RGM) SE3800H-US000NNC2 | Inventory Item | 933.96 |  | 3800 |  | No | Inverters | Vendor De-listing | 895.84
310-0349 | 310-0349 |  |  | SolarEdge, SE5000H-US HD-Wave, 1-Ph, Grid Tied Inverter, 5000W, 240Vac, 60 Hz, 2 Unfused Input, 12 Yr Warr, Ground-Fault/Arc-Fault Protection, Ungrounded, RS485 and Ethernet, with AC-RSD and Revenue Grade Meter(RGM), SE5000H-US000NNC2 | Inventory Item | 2393.32 |  | 5000 |  | No | Inverters | Vendor De-listing | 0
310-0350 | 310-0350 |  |  | SolarEdge, SE6000H-US HD-Wave, 1-Ph, Grid Tied Inverter, 6000W, 208/240Vac, 60 Hz, 2 Unfused Input, 12 Yr Warr, Ground-Fault/Arc-Fault Protection, Ungrounded, RS485 and Ethernet, with AC-RSD, Revenue Grade Meter(RGM), SE6000H-US000NNC2 | Inventory Item | 2478.34 |  | 6000 |  | No | Inverters | Vendor De-listing | 0
310-0362 | 310-0362 |  |  | ABB, PVI-10.0 3-Ph Grid Tied Inverter, 10kW, 208VAC, 60Hz, DC/AC Discon, 6x15A Fused Input, 2 MPPT, 10 Yr Warr, Neg Gnd Config, RS485, PVI-10.0-I-OUTD-S2-US-208-NG | Inventory Item | 6917.98 |  | 10000 |  | No | Inverters | Vendor De-listing | 0
310-0365 | 310-0365 |  |  | Solectria, PVI6500 Grid Tied Inverter, 1-Ph, 6500W, 208/240/277VAC, 60Hz, DC/AC Discon, 5 Fused Input, 1 MPPT, 10 Yr Warr, Neg Gnd Config, RS485, PVI 6500 | Inventory Item | 3839.99 |  | 6500 |  | No | Inverters | Vendor De-listing | 0
310-0366 | 310-0366 |  |  | Solectria, PVI7500 Grid Tied Inverter, 1-Ph, 7500W, 208/240/277VAC, 60Hz, DC/AC Discon, 5 Fused Input, 1 MPPT, 10 Yr Warr, Neg Gnd Config, RS485, PVI 7500 | Inventory Item | 4079.99 |  | 7500 |  | No | Inverters | Vendor De-listing | 0
310-0367 | 310-0367 |  |  | SolarEdge, SE3000A 1-Ph Grid Tied Inverter, 3000W, 208/240VAC, 60Hz, DC/AC Discon, 2 Unfused Input, No MPPT, 12 Yr Warr, Ungrounded, RS485 and Ethernet, SE3000A-US ORA SOLARED | Inventory Item | 2095.98 |  | 3000 |  | No | Inverters | Vendor De-listing | 0
310-0368 | 310-0368 |  |  | SolarEdge, SE3800A 1-Ph Grid Tied Inverter, 3800W, 208/240VAC, 60Hz, DC/AC Discon, 2 Unfused Input, No MPPT, 12 Yr Warr, Ungrounded, RS485 and Ethernet, SE3800A-US | Inventory Item | 2141 |  | 3800 |  | No | Inverters | Vendor De-listing | 0
310-0369 | 310-0369 |  |  | SolarEdge, SE5000A 1-Ph Grid Tied Inverter, 5000W, 208/240/277VAC, 60Hz, DC/AC Discon, 2 Unfused Input, No MPPT, 12 Yr Warr, Ungrounded, RS485 and Ethernet, SE5000A-US | Inventory Item | 2560 |  | 5000 |  | No | Inverters | Vendor De-listing | 0
310-0370 | 310-0370 |  |  | SolarEdge, SE6000A 1-Ph Grid Tied Inverter, 6000W, 240/277VAC, 60Hz, DC/AC Discon, 2 Unfused Input, No MPPT, 12 Yr Warr, Ungrounded, RS485 and Ethernet, SE6000A-US | Inventory Item | 2386 |  | 6000 |  | No | Inverters | Vendor De-listing | 0
310-0371 | 310-0371 |  |  | SolarEdge, SE7000A 1-Ph Grid Tied Inverter, 7000W, 277VAC, 60Hz, DC/AC Discon, 2 Unfused Input, No MPPT, 12 Yr Warr, Ungrounded, RS485 and Ethernet, SE7000A-US | Inventory Item | 2748 |  | 7000 |  | No | Inverters | Vendor De-listing | 0
310-0378 | 310-0378 |  |  | Power One, Ont FIT, PVI-5000 1-Ph Grid Tied Inverter, 5000W, 208/240/277VAC, 60Hz, DC Discon, 2 Unfused Input, 2 MPPT, 10 Yr Warr, Ungrounded, RS485, PVI-5000-OUTD-US-Ont FIT | Inventory Item | 3818.2224 |  | 5000 |  | No | Inverters | Soligent De-listing | 0
310-0382 | 310-0382 |  |  | SolarEdge, Ont FIT, SE3800US 1-Ph Grid Tied Inverter, 3800W, 208/240VAC, 60Hz, DC Discon, 2 Unfused Input, No MPPT, 12 Yr Warr, Ungrounded, RS485/Ethernet, SE3800US-ER-US-CAN | Inventory Item | 1246.24 |  | 3800 |  | No | Inverters | Soligent De-listing | 0
310-0384 | 310-0384 |  |  | SolarEdge, Ont FIT, SE6000US 1-Ph Grid Tied Inverter, 6000W, 208/240VAC, 60Hz, DC Discon, 2 Unfused Input, No MPPT, 12 Yr Warr, Ungrounded, RS485/Ethernet, SE6000US-ER-US-CAN | Inventory Item | 3146 |  | 6000 |  | No | Inverters | Soligent De-listing | 0
310-0385 | 310-0385 |  |  | Power One, PVI-10.0 3-Ph Grid Tied Inverter, 10kW, 208VAC, 60Hz, No Discon, 4 Unfused Input, 2 MPPT, 10 Yr Warr, Neg Gnd Config, RS485, PVI-10.0-I-OUTD-S-US-208-NG | Inventory Item | 6840 |  | 10000 |  | No | Inverters | Vendor De-listing | 0
310-0393 | 310-0393 |  |  | SMA, Sunny Boy 6000TLUS 1-Ph Grid Tied Inverter, 6000W, 208/240VAC, 60Hz, DC Discon, 6 Dual Fused Input Combiner, 1 MPPT, 10 Yr Warr, Ungrounded, Arc-Fault Protection, SB6000TLUS-12-with SBCBTL6-10 | Inventory Item | 4523 |  | 6000 |  | No | Inverters | Vendor De-listing | 0
310-0394 | 310-0394 |  |  | SMA, Sunny Boy 3000US 1-Ph Grid Tied Inverter, 3000W, (Add Disconnect #580-0120 to order at no additional cost.) 208/240VAC, 60Hz, DC Discon, 4 Fused Input, 1 MPPT, 10 Yr Warr, Neg Gnd Config, Arc-Fault Protection, SB3000US-12 | Inventory Item | 2255 |  | 3000 |  | No | Inverters | Vendor De-listing | 0
310-0395 | 310-0395 |  |  | SMA, Sunny Boy 6000TLUS 1-Ph Grid Tied Inverter, 6000W, (Add Disconnect #580-0105 to order at no additional cost.) 208/240VAC, 60Hz, DC Discon, 1 Unfused Input, 1 MPPT, 10 Yr Warr, Ungrounded, Arc-Fault Protection, SB6000TLUS-12-NO-CB | Inventory Item | 4192 |  | 6000 |  | No | Inverters | Vendor De-listing | 0
310-0396 | 310-0396 |  |  | SMA, Sunny Boy 3800US 1-Ph Grid Tied Inverter, 3800W, (Add Disconnect #580-0120 to order at no additional cost.) 208/240VAC, 60Hz, DC Discon, 4 Fused Input, 1 MPPT, 10 Yr Warr, Neg Gnd Config, Arc-Fault Protection, SB3800-US-12 | Inventory Item | 2754 |  | 3800 |  | No | Inverters | Vendor De-listing | 0
310-0397 | 310-0397 |  |  | SMA, Sunny Boy 7000TLUS 1-Ph Grid Tied Inverter, 7000W, (Add Disconnect #580-0105 to order at no additional cost.) 208/240VAC, 60Hz, DC Discon, 6 Dual Fused Input Combiner, 1 MPPT, 10 Yr Warr, Ungrounded, Arc-Fault Protection, SB7000TLUS-12-with SBCBTL6-10 | Inventory Item | 4899 |  | 7000 |  | No | Inverters | Vendor De-listing | 0
310-0398 | 310-0398 |  |  | SMA, Sunny Boy 4000US 1-Ph Grid Tied Inverter, 4000W, (Add Disconnect #580-0120 to order at no additional cost.) 208/240VAC, 60Hz, DC Discon, 4 Fused Input, 1 MPPT, 10 Yr Warr, Neg Gnd Config, Arc-Fault Protection, SB4000US-12 | Inventory Item | 2754 |  | 4000 |  | No | Inverters | Vendor De-listing | 0
310-0399 | 310-0399 |  |  | SMA, Sunny Boy 7000TLUS 1-Ph Grid Tied Inverter, 7000W, (Add Disconnect #580-0105 to order at no additional cost.) 208/240VAC, 60Hz, DC Discon, 1 Unfused Input, 1 MPPT, 10 Yr Warr, Ungrounded, Arc-Fault Protection, SB7000TLUS-12-NO-CB | Inventory Item | 4463.5 |  | 7000 |  | No | Inverters | Vendor De-listing | 0
310-0400 | 310-0400 |  |  | SMA, Sunny Boy 5000US 1-Ph Grid Tied Inverter, 5000W, (Add Disconnect #580-0120 to order at no additional cost.) 208/240/277VAC, 60Hz, DC Discon, 4 Fused Input, 1 MPPT, 10 Yr Warr, Neg Gnd Config, Arc-Fault Protection, SB5000US-12 | Inventory Item | 3639 |  | 5000 |  | No | Inverters | Vendor De-listing | 0
310-0401 | 310-0401 |  |  | SMA, Sunny Boy 11000TL-US 1-Ph Grid Tied Inverter, 11kW, 240VAC, 60Hz, DC Discon, 6 Dual Fused Input Combiner, 1 MPPT, 10 Yr Warr, Ungrounded, Arc-Fault Protection, SB11000TLUS-12-with SBCBTL6-10 | Inventory Item | 6594 |  | 11000 |  | No | Inverters | Vendor De-listing | 0
310-0402 | 310-0402 |  |  | SMA, Sunny Boy 11000TL-US 1-Ph Grid Tied Inverter, 11kW, (Add Disconnect #580-0105 to order at no additional cost.) 240VAC, 60Hz, DC Discon, 1 MPPT, 1 Unfused Input, 10 Yr Warr, Ungrounded, Arc-Fault Protection, SB11000TLUS-12-NO-CB | Inventory Item | 5170.88 |  | 11000 |  | No | Inverters | Vendor De-listing | 2611.56
310-0407 | 310-0407 |  |  | Power One, Aurora UNO-2.0 1-Ph Grid Tied Inverter, 2000W, 208/240/277 VAC, 60Hz, No Discon, 2 Unfused i/p, 1 MPPT, 10 Yr Warr, Ungrounded, RS485, UNO-2.0-I-OUTD-US | Inventory Item | 1960 |  | 2000 |  | No | Inverters | Vendor De-listing | 0
310-0408 | 310-0408 |  |  | ABB, Aurora UNO-2.0 1-Ph Grid Tied Inverter, 2000W, 208/240/277 VAC, 60Hz, DC Discon with combiner, 2 Unfused i/p, 1 MPPT, 10 Yr Warr, Ungrounded, RS485, UNO-2.0-I-OUTD-S-US | Inventory Item | 2255.98 |  | 2000 |  | No | Inverters | Vendor De-listing | 0
310-0409 | 310-0409 |  |  | Power One, Aurora UNO-2.5 1-Ph Grid Tied Inverter, 2500W, 208/240/277 VAC, 60Hz, No Discon, 2 Unfused i/p, 1 MPPT, 10 Yr Warr, Ungrounded, RS485, UNO-2.5-I-OUTD-US | Inventory Item | 2130 |  | 2500 |  | No | Inverters | Vendor De-listing | 0
310-0410 | 310-0410 |  |  | ABB, Aurora UNO-2.5 1-Ph Grid Tied Inverter, 2500W, 208/240/277 VAC, 60Hz, DC Discon with combiner, 2 Unfused i/p, 1 MPPT, 10 Yr Warr, Ungrounded, RS485, UNO-2.5-I-OUTD-S-US | Inventory Item | 2473 |  | 2500 |  | No | Inverters | Vendor De-listing | 0
310-0411 | 310-0411 |  |  | SMA, Sunny Boy 8000TLUS 1-Ph Grid Tied Inverter, 8000W, (Add Disconnect #580-0105 to order at no additional cost.) 208/240VAC, 60Hz, DC Discon, 1 Unfused Input, 1 MPPT, 10 Yr Warr, Ungrounded, Arc-Fault Protection, SB8000TLUS-12-NO-CB | Inventory Item | 4746 |  | 8000 |  | No | Inverters | Soligent De-listing | 0
310-0412 | 310-0412 |  |  | SMA, Sunny Boy 6000US, 1-Ph Grid Tied Inverter, 6000W, (Add Disconnect #580-0120 to order at no additional cost.) 208/240/277VAC, 60Hz, DC Discon, 4 Fused Input, 1 MPPT, 10 Yr Warr, Neg Gnd Config, Arc-Fault Protection, SB6000US-12 | Inventory Item | 4247 |  | 6000 |  | No | Inverters | Vendor De-listing | 0
310-0413 | 310-0413 |  |  | SMA, Sunny Boy 8000TLUS 1-Ph Grid Tied Inverter, 8000W, 208/240VAC, 60Hz, DC Discon, 6 Dual Fused Input Combiner, 1 MPPT, 10 Yr Warr, Ungrounded, Arc-Fault Protection, SB8000TLUS-12-with SBCBTL6-10 | Inventory Item | 5069.86 |  | 8000 |  | No | Inverters | Vendor De-listing | 0
310-0414 | 310-0414 |  |  | SMA, Sunny Boy 7000US, 1-Ph Grid Tied Inverter, 7000W, (Add Disconnect #580-0120 to order at no additional cost.) 208/240/277VAC, 60Hz, DC Discon, 4 Fused Input, 1 MPPT, 10 Yr Warr, Neg Gnd Config, Arc-Fault Protection, SB7000US-12 | Inventory Item | 4889 |  | 7000 |  | No | Inverters | Vendor De-listing | 0
310-0415 | 310-0415 |  |  | SMA, Sunny Boy 9000TL-US 1-Ph Grid Tied Inverter, 9000W, (Add Disconnect #580-0105 to order at no additional cost.) 208/240VAC, 60Hz, DC Discon, 1 Unfused Input, 1 MPPT, 10 Yr Warr, Ungrounded, Arc-Fault Protection, SB9000TLUS-12-NO-CB | Inventory Item | 5085 |  | 9000 |  | No | Inverters | Vendor De-listing | 0
310-0416 | 310-0416 |  |  | SMA, Sunny Boy 8000US, 1-Ph Grid Tied Inverter, 8000W, (Add Disconnect #580-0120 to order at no additional cost.) 240/277VAC, 60Hz, DC Discon, 4 Fused Input, 1 MPPT, 10 Yr Warr, Neg Gnd Config, Arc-Fault Protection, SB8000US-12 | Inventory Item | 5229 |  | 8000 |  | No | Inverters | Vendor De-listing | 0
310-0417 | 310-0417 |  |  | SMA, Sunny Boy 9000TL-US 1-Ph Grid Tied Inverter, 9000W, 208/240VAC, 60Hz, DC Discon, 6 Dual Fused Input Combiner, 1 MPPT, 10 Yr Warr, Ungrounded, Arc-Fault Protection, SB9000TLUS-12-with SBCBTL6-10 | Inventory Item | 5653.18 |  | 9000 |  | No | Inverters | Vendor De-listing | 0
310-0419 | 310-0419 |  |  | SMA, Sunny Boy 10000TL-US 1-Ph Grid Tied Inverter, 10kW, 208/240VAC, 60Hz, DC Discon, 6 Dual Fused Input Combiner, 1 MPPT, 10 Yr Warr, Ungrounded, Arc-Fault Protection, SB10000TLUS-12-with SBCBTL6-10 | Inventory Item | 6132 |  | 10000 |  | No | Inverters | Vendor De-listing | 0
310-0421 | 310-0421 |  |  | SMA, Sunny Boy 10000TL-US 1-Ph Grid Tied Inverter, 10kW, (Add Disconnect #580-0105 to order at no additional cost.) 208/240VAC, 60Hz, DC Discon, 1 Unfused Input, 1 MPPT, 10 Yr Warr, Ungrounded, Arc-Fault Protection, SB10000TLUS-12-NO-CB | Inventory Item | 4773.12 |  | 10000 |  | No | Inverters | Vendor De-listing | 0
310-0424 | 310-0424 |  |  | SolarEdge, SE3000A 1-Ph Grid Tied Inverter, 3000W, 208/240VAC, PLEASE CONFIGURE TO HAWAII OPERATING REQUIREMENTS (57.0 hz TO 60.5hz GETS NORMAL OPERATION), SE3000A-US | Inventory Item | 2281.05 |  | 3000 |  | No | Inverters | Soligent De-listing | 0
310-0425 | 310-0425 |  |  | SolarEdge, SE6000A 1-Ph Grid Tied Inverter, 6000W, 208/240VAC, PLEASE CONFIGURE TO HAWAII OPERATING REQUIREMENTS (57.0 hz TO 60.5hz GETS NORMAL OPERATION), SE6000A-US | Inventory Item | 1380.52 |  | 6000 |  | No | Inverters | Soligent De-listing | 0
310-0426 | 310-0426 |  |  | ABB, TRIO-27.6 3-Ph Grid Tied Inverter, 27.6kW, 480VAC, 60Hz, 1000VDC, DC Discon, Two Dual 4x15A Fused Inputs, 2 MPPT, 10 Yr Warr, Ungrounded, RS485, NEMA 4X, (Purchase with handling kit#570-1045). TRIO-27.6-TL-OUTD-S1-US-480 | Inventory Item | 9810 |  | 27600 |  | No | Inverters | Vendor De-listing | 0
310-0427 | 310-0427 |  |  | Fronius, IG Plus A 3.0-1 UNI 1-Ph Grid Tied Inverter, 3000W, 208/240/277VAC, 60Hz, DC Discon, 6 Fused Input (fuses not included) , 1 MPPT, with Arc Fault Protection, 10 Yr Warr, Neg Gnd Config, 4,210,121,800 | Inventory Item | 1462.07 |  | 3000 |  | No | Inverters | Vendor De-listing | 0
310-0428 | 310-0428 |  |  | Fronius, IG Plus A 3.8-1 UNI 1-Ph Grid Tied Inverter, 3800W, 208/240/277VAC, 60Hz, DC Discon, 6 Fused Input (fuses not included), 1 MPPT, with Arc Fault Protection, 10 Yr Warr, Neg Gnd Config, 4,210,122,800 | Inventory Item | 3148 |  | 3800 |  | No | Inverters | Vendor De-listing | 0
310-0429 | 310-0429 |  |  | Fronius, IG Plus A 5.0-1 UNI 1-Ph Grid Tied Inverter, 5000W, 208/240/277VAC, 60Hz, DC Discon, 6 Fused Input (fuses not included), 1 MPPT, with Arc Fault Protection, 10 Yr Warr, Neg Gnd Config, 4,210,123,800 | Inventory Item | 3685.98 |  | 5000 |  | No | Inverters | Vendor De-listing | 0
310-0430 | 310-0430 |  |  | Fronius, IG Plus A 6.0-1 UNI 1-Ph Grid Tied Inverter, 6000W, 208/240/277VAC, 60Hz, DC Discon, 6 Fused Input (fuses not included), 1 MPPT, with Arc Fault Protection, 10 Yr Warr, Neg Gnd Config, 4,210,124,800 | Inventory Item | 4527 |  | 6000 |  | No | Inverters | Vendor De-listing | 0
310-0431 | 310-0431 |  |  | Fronius, IG Plus A 7.5-1 UNI 1-Ph Grid Tied Inverter, 7500W, 208/240/277VAC, 60Hz, DC Discon, 6 Fused Input (fuses not included), 1 MPPT, with Arc Fault Protection, 10 Yr Warr, Neg Gnd Config, 4,210,125,800 | Inventory Item | 4712.23 |  | 7500 |  | No | Inverters | Soligent De-listing | 0
310-0432 | 310-0432 |  |  | Fronius, IG Plus A 10.0-1 UNI 1-Ph Grid Tied Inverter, 9995W, 208/240/277VAC, 60Hz, DC Discon, 6 Fused Input (fuses not included), 1 MPPT, 2 busbars, with Arc Fault Protection, 10 Yr Warr, Neg Gnd Config, 4,210,126,800 | Inventory Item | 5461.52 |  | 9995 |  | No | Inverters | Vendor De-listing | 0
310-0433 | 310-0433 |  |  | Fronius, IG Plus A 10.0-3 Delta 3-Ph Grid Tied Inverter, 9995W, 208/240VAC, 60Hz, DC Discon, 6 Fused Input (fuses not included), 1 MPPT, 2 busbars, with Arc Fault Protection, 10 Yr Warr, Neg Gnd Config, 4,210,128,800 | Inventory Item | 6479.98 |  | 9995 |  | No | Inverters | Soligent De-listing | 0
310-0434 | 310-0434 |  |  | Fronius, IG Plus A 11.4-1 UNI 1-Ph Grid Tied Inverter, 11.4kW, 208/240/277VAC, 60Hz, DC Discon, 6 Fused Input (fuses not included), 1 MPPT, 2 busbars, with Arc Fault Protection, 10 Yr Warr, Neg Gnd Config, 4,210,127,800 | Inventory Item | 5982.12 |  | 11400 |  | No | Inverters | Vendor De-listing | 0
310-0435 | 310-0435 |  |  | Fronius, IG Plus A 11.4-3 Delta 3-Ph Grid Tied Inverter, 11.4kW, 208/240VAC, 60Hz, DC Discon, 6 Fused Input (fuses not included), 1 MPPT, 2 busbars, with Arc Fault Protection, 10 Yr Warr, Neg Gnd Config, 4,210,129,800 | Inventory Item | 6939.98 |  | 11400 |  | No | Inverters | Vendor De-listing | 0
310-0436 | 310-0436 |  |  | Fronius, IG Plus A 12.0-3 WYE 277 3-Ph Grid Tied Inverter, 12kW, 277VAC, 60Hz, DC Discon, 6 Fused Input (fuses not included), 1 MPPT, 2 busbars, with Arc Fault Protection, 10 Yr Warr, Neg Gnd Config, 4,210,130,800 | Inventory Item | 6955.98 |  | 12000 |  | No | Inverters | Vendor De-listing | 0
310-0437 | 310-0437 |  |  | ABB, TRIO-20.0 3-Ph Grid Tied Inverter, 20kW, 480VAC, 60Hz, 1000VDC, DC Discon, Two Dual 4x15A Fused Inputs, 2 MPPT, 10 Yr Warr, Ungrounded, RS485, NEMA 4X, (Purchase with handling kit#570-1045), TRIO-20.0-TL-OUTD-S1-US-480 | Inventory Item | 8645 |  | 20000 |  | No | Inverters | Vendor De-listing | 0
310-0438 | 310-0438 |  |  | ABB, PVI-12.0 3-Ph Grid Tied Inverter, 12kW, 480VAC, 60Hz, DC Discon, 6 Fused Input, 2 MPPT, 10 Yr Warr, Neg Gnd Config, RS485, PVI-12.0-I-OUTD-S1-US-480-NG | Inventory Item | 6865.98 |  | 12000 |  | No | Inverters | Vendor De-listing | 0
310-0439 | 310-0439 |  |  | Solectria, PVI3000S Grid Tied Inverter, 1-Ph, 3000W, 240VAC, 60Hz, DC/AC Discon, 3 Fused Input, 1 MPPT, 10 Yr Warr, Neg Gnd Config, RS485, PVI-3000S | Inventory Item | 2239.99 |  | 3000 |  | No | Inverters | Vendor De-listing | 0
310-0440 | 310-0440 |  |  | Solectria, PVI5000S Grid Tied Inverter, 1-Ph, 5000W, 240VAC, 60Hz, DC/AC Discon, 4 Fused Input, 1 MPPT, 10 Yr Warr, Neg Gnd Config, RS485, PVI-5000S | Inventory Item | 3279.99 |  | 5000 |  | No | Inverters | Vendor De-listing | 0
310-0441 | 310-0441 |  |  | SMA, Sunny Boy 3000TL-US 1-Ph Grid Tied Inverter, 3000W, (Add Disconnect #580-0104 to order at no additional cost.) 208/240VAC, 60Hz, DC Discon, 2 Unfused Input, 2 MPPT, 10 Yr Warr, Ungrounded, Arc-Fault Protection, SB3000TLUS-22-NO-CB | Inventory Item | 2374.56 |  | 3000 |  | No | Inverters | Vendor De-listing | 0
310-0442 | 310-0442 |  |  | SMA, Sunny Boy 4000TL-US 1-Ph Grid Tied Inverter, 4000W, (Add Disconnect #580-0104 to order at no additional cost.) 208/240VAC, 60Hz, DC Discon, 2 Unfused Input, 2 MPPT, 10 Yr Warr, Ungrounded, Arc-Fault Protection, SB4000TLUS-22-NO-CB | Inventory Item | 2385.74 |  | 4000 |  | No | Inverters | Vendor De-listing | 0
310-0443 | 310-0443 |  |  | SMA, Sunny Boy 5000TL-US 1-Ph Grid Tied Inverter, 5000W, (Add Disconnect #580-0104 to order at no additional cost.) 208/240VAC, 60Hz, DC Discon, 2 Unfused Input, 2 MPPT, 10 Yr Warr, Ungrounded, Arc-Fault Protection, SB5000TLUS-22-NO-CB | Inventory Item | 2808.02 |  | 5000 |  | No | Inverters | Vendor De-listing | 0
310-0444 | 310-0444 |  |  | SMA, Sunny Boy SB 5000TL 1-Ph Grid Tied ROW Inverter, 5000W, Transformerless, 230VAC, 50Hz, DC Discon, 5 Yr Warr, use in Jamaica may require a third party transformer, SB 5000TL-21 | Inventory Item | 3767 |  | 5000 |  | No | Inverters | Vendor De-listing | 0
310-0445 | 310-0445 |  |  | SMA, Sunny Boy SB 4000TL 1-Ph Grid Tied ROW Inverter, 4000W, Transformerless, 230VAC, 50Hz, DC Discon, 5 Yr Warr, use in Jamaica may require a third party transformer, SB 4000TL-21 | Inventory Item | 4328 |  | 4000 |  | No | Inverters | Vendor De-listing | 0
310-0446 | 310-0446 |  |  | SMA, Sunny Boy SB 3600TL 1-Ph Grid Tied ROW Inverter, 3600W, Transformerless, 230VAC, 50Hz, DC Discon, 5 Yr Warr, use in Jamaica may require a third party transformer, SB 3600TL-21 | Inventory Item | 4122 |  | 3600 |  | No | Inverters | Vendor De-listing | 0
310-0447 | 310-0447 |  |  | SMA, Sunny Boy SB 3000TL 1-Ph Grid Tied ROW Inverter, 3000W, Transformerless, 230VAC, 50Hz, DC Discon, 5 Yr Warr, use in Jamaica may require a third party transformer, SB 3000TL-21 | Inventory Item | 4060 |  | 3000 |  | No | Inverters | Vendor De-listing | 0
310-0448 | 310-0448 |  |  | SMA, Sunny Boy SB 2000HF 1-Ph Grid Tied ROW Inverter, 2000W, 230VAC, 50Hz, DC Discon, 5 Yr Warr, SB 2000HF-30 | Inventory Item | 2886 |  | 2000 |  | No | Inverters | Vendor De-listing | 0
310-0450 | 310-0450 |  |  | Yaskawa Solectria, PVI 3800TL Grid tied inverter, 1-Ph, 3800W, 208/240VAC, 60Hz, 600VDC, DC/AC Discon, 1x15A Dual Fused Input, 1 MPPT, 10 Yr Warr, Ungrounded, RS485, Arc-Fault Protection, PVI-3800TL | Inventory Item | 1204.82 |  | 3800 |  | No | Inverters | Vendor De-listing | 0
310-0451 | 310-0451 |  |  | Yaskawa Solectria, PVI 5200TL Grid tied inverter, 1-Ph, 5000W, 208/240VAC, 60Hz, 600VDC, DC/AC Discon, 2x15A Dual Fused Input, 2 MPPT, 10 Yr Warr, Ungrounded, RS485, Arc-Fault Protection, PVI-5200TL | Inventory Item | 842.86 |  | 5200 |  | No | Inverters | Vendor De-listing | 0
310-0452 | 310-0452 |  |  | Yaskawa Solectria, PVI 6600TL Grid tied inverter, 1-Ph, 6600W, 208/240VAC, 60Hz, 600VDC, DC/AC Discon, 2x15A Dual Fused Input, 2 MPPT, 10 Yr Warr, Ungrounded, RS485, Arc-Fault Protection, PVI-6600TL | Inventory Item | 2746.98 |  | 6600 |  | No | Inverters | Vendor De-listing | 0
310-0453 | 310-0453 |  |  | ABB, TRIO-27.6 3-Ph Grid Tied Inverter, 27.6kW, 480VAC, 60Hz, 1000VDC, DC Discon, 2 MPPT, 10 Yr Warr, Floating ground, RS485, UL1741,NEMA 4X, (Purchase with handling kit#570-1045), TRIO-27.6-TL-OUTD-S-US-480 | Inventory Item | 9697.98 |  | 27600 |  | No | Inverters | Vendor De-listing | 0
310-0454 | 310-0454 |  |  | ABB, PVI-6000 1-Ph Grid Tied Inverter, 6000W, 208/240/277VAC, 60Hz, DC Discon, 4 Unfused Input, 2 MPPT, 10 Yr Warr, Ungrounded, RS485, Arc-Fault Protection, PVI-6000-OUTD-US-A | Inventory Item | 3756 |  | 6000 |  | No | Inverters | Vendor De-listing | 0
310-0455 | 310-0455 |  |  | ABB, PVI-5000 1-Ph Grid Tied Inverter, 5000W, 208/240/277VAC, 60Hz, DC Discon, 4 Unfused Input, 2 MPPT, 10 Yr Warr, Ungrounded, RS485, Arc-Fault Protection, PVI-5000-OUTD-US-A | Inventory Item | 2826.58 |  | 5000 |  | No | Inverters | Soligent De-listing | 0
310-0456 | 310-0456 |  |  | ABB, PVI- 4.2 1-Ph Grid Tied Inverter, 4200W, 208/240/277VAC, 60Hz, DC Discon, 2 Unfused Input, 2 MPPT, 10 Yr Warr, Ungrounded, RS485, Arc-Fault Protection, PVI-4.2-OUTD-S-US-A | Inventory Item | 2969.98 |  | 4200 |  | No | Inverters | Vendor De-listing | 0
310-0457 | 310-0457 |  |  | ABB, PVI- 3.8 1-Ph Grid Tied Inverter, 3800W, 208/240/277VAC, 60Hz, DC Discon, 2 Unfused Input, 2 MPPT, 10 Yr Warr, Ungrounded, RS485, Arc-Fault Protection, PVI-3.8-OUTD-S-US-A | Inventory Item | 2929 |  | 3800 |  | No | Inverters | Vendor De-listing | 0
310-0458 | 310-0458 |  |  | ABB, PVI- 3.6 1-Ph Grid Tied Inverter, 3600W, 208/240/277VAC, 60Hz, DC Discon, 2 Unfused Input, 2 MPPT, 10 Yr Warr, Ungrounded, RS485, Arc-Fault Protection, PVI-3.6-OUTD-S-US-A | Inventory Item | 2746 |  | 3600 |  | No | Inverters | Soligent De-listing | 0
310-0459 | 310-0459 |  |  | ABB, PVI- 3.0 1-Ph Grid Tied Inverter, 3000W, 208/240/277VAC, 60Hz, DC Discon, 2 Unfused Input, 2 MPPT, 10 Yr Warr, Ungrounded, RS485, Arc-Fault Protection, PVI-3.0-OUTD-S-US-A | Inventory Item | 2073.7 |  | 3000 |  | No | Inverters | Soligent De-listing | 0
310-0460 | 310-0460 |  |  | SMA, Sunny Boy 3800TL-US 1-Ph Grid Tied Inverter, 3800W, (Add Disconnect #580-0104 to order at no additional cost.) 208/240VAC, 60Hz, DC Discon, 2 Unfused Input, 2 MPPT, 10 Yr Warr, Ungrounded, Arc-Fault Protection, SB3800TLUS-22-NO-CB | Inventory Item | 2385.74 |  | 3800 |  | No | Inverters | Vendor De-listing | 0
310-0461 | 310-0461 |  |  | Re-Use these item numbers. These items were eliminated- no transactions | Inventory Item | 8348 |  | 15000 |  | No | Inverters | Soligent De-listing | 0
310-0462 | 310-0462 |  |  | Re-Use these item numbers. These items were eliminated- no transactions | Inventory Item | 9459 |  | 20000 |  | No | Inverters | Soligent De-listing | 0
310-0463 | 310-0463 |  |  | Re-Use these item numbers. These items were eliminated- no transactions | Inventory Item | 11299 |  | 24000 |  | No | Inverters | Soligent De-listing | 0
310-0464 | 310-0464 |  |  | ABB, TRIO-27.6 3-Ph Grid Tied Inverter, 27.6kW, 480VAC, 60Hz, 1000VDC, DC Discon, Two Dual 4x15A Fused Inputs, DC and AC OV suppressor class II, 2 MPPT, 10 Yr Warr, Ungrounded, RS485, NEMA 4X, (Purchase with handling kit#570-1045), TRIO-27.6-TL-OUTD-S1A-US-480 | Inventory Item | 11373.98 |  | 27600 |  | No | Inverters | Vendor De-listing | 0
310-0465 | 310-0465 |  |  | Solectria, PVI4000S Grid Tied Inverter, 1-Ph, 4000W, 208/240VAC, 60Hz, DC/AC Discon, 4 Fused Input, 1 MPPT, 10 Yr Warr, Neg Gnd Config, RS485, PVI-400S | Inventory Item | 2759.99 |  | 4000 |  | No | Inverters | Vendor De-listing | 0
310-0466 | 310-0466 |  |  | Power One, PVI- 3.8 1-Ph Grid Tied Inverter, 3800W, 208/240/277VAC, 60Hz, DC Discon, 2 Unfused Input, 2 MPPT, 10 Yr Warr, Ungrounded, RS485, PVI-3.8-OUTD-S-S | Inventory Item | 2947 |  | 3800 |  | No | Inverters | Vendor De-listing | 0
310-0467 | 310-0467 |  |  | SolarEdge, SE3000A-U 1-Ph Grid Tied Inverter, 3300W, 240VAC, 60Hz, DC Discon, 2 Unfused Input, No MPPT, 12 Yr Warr, Ungrounded, RS485 and Ethernet, Arc-Fault Protection, RSD, SE3000A-US-U | Inventory Item | 1979 |  | 3000 |  | No | Inverters | Vendor De-listing | 0
310-0468 | 310-0468 |  |  | SolarEdge, SE3800A-U 1-Ph Grid Tied Inverter, 3800W, 240VAC, 60Hz, DC Discon, 2 Unfused Input, No MPPT, 12 Yr Warr, Ungrounded, RS485 and Ethernet, Arc-Fault Protection, RSD, SE3800A-US-U | Inventory Item | 2166.66 |  | 3800 |  | No | Inverters | Vendor De-listing | 0
310-0469 | 310-0469 |  |  | SolarEdge, SE5000A-U 1-Ph Grid Tied Inverter, 5000W, 208/240VAC, 60Hz, DC Discon, 2 Unfused Input, No MPPT, 12 Yr Warr, Ungrounded, RS485 and Ethernet, Arc-Fault Protection, RSD, SE5000A-US-U | Inventory Item | 2321.42 |  | 5000 |  | No | Inverters | Vendor De-listing | 0
310-0470 | 310-0470 |  |  | SolarEdge, SE6000A-U 1-Ph Grid Tied Inverter, 6000W, 240VAC, 60Hz, DC Discon, 2 Unfused Input, No MPPT, 12 Yr Warr, Ungrounded, RS485 and Ethernet, Arc-Fault Protection, RSD, SE6000A-US-U | Inventory Item | 2414.28 |  | 6000 |  | No | Inverters | Vendor De-listing | 0
310-0471 | 310-0471 |  |  | ABB, TRIO-20.0 3-Ph Grid Tied Inverter, 20kW, 480VAC, 60Hz, 1000VDC, AC and DC Discon, Two Dual 4x15A Fused Inputs, 2 MPPT, 10 Yr Warr, Ungrounded, RS485, NEMA 4X, (Purchase with handling kit#570-1045), TRIO-20.0-TL-OUTD-S1A-US-480 | Inventory Item | 10377 |  | 20000 |  | No | Inverters | Vendor De-listing | 0
310-0472 | 310-0472 |  |  | DONOTUSE, SMA, Sunny Boy 3000TL-US Inverter ONLY, Arc-Fault Protection, (Use with DC Discon DC-DISCON2TLUS-10, #580-0104), SB3000TLUS-22-NO-CB | Inventory Item | 2740 |  | 3000 |  | No | Inverters | Soligent De-listing | 0
310-0473 | 310-0473 |  |  | DONOTUSE, SMA, Sunny Boy 4000TL-US Inverter ONLY, Arc-Fault Protection, (Use with DC Discon DC-DISCON2TLUS-10, #580-0104), SB4000TLUS-22-NO-CB | Inventory Item | 3368 |  | 4000 |  | No | Inverters | Soligent De-listing | 0
310-0474 | 310-0474 |  |  | DONOTUSE, SMA, Sunny Boy 5000TL-US Inverter ONLY, Arc-Fault Protection, (Use with DC Discon DC-DISCON2TLUS-10, #580-0104), SB5000TLUS-22-NO-CB | Inventory Item | 4090 |  | 5000 |  | No | Inverters | Soligent De-listing | 0
310-0475 | 310-0475 |  |  | DONOTUSE, SMA, Sunny Boy 6000TL-US Inverter ONLY, Arc-Fault Protection, (Use with DC Discon DC-DISCONTLUS-12, #580-0105), SB6000TLUS-12-NO-CB | Inventory Item | 4344 |  | 6000 |  | No | Inverters | Soligent De-listing | 0
310-0476 | 310-0476 |  |  | DONOTUSE, SMA, Sunny Boy 7000TL-US Inverter ONLY, Arc-Fault Protection, (Use with DC Discon DC-DISCONTLUS-12, #580-0105), SB7000TLUS-12-NO-CB | Inventory Item | 4734 |  | 7000 |  | No | Inverters | Soligent De-listing | 0
310-0477 | 310-0477 |  |  | DONOTUSE, SMA, Sunny Boy 8000TL-US Inverter ONLY, Arc-Fault Protection, (Use with DC Discon DC-DISCONTLUS-12, #580-0105), SB8000TLUS-12-NO-CB | Inventory Item | 5032 |  | 8000 |  | No | Inverters | Soligent De-listing | 0
310-0478 | 310-0478 |  |  | DONOTUSE, SMA, Sunny Boy 9000TL-US Inverter ONLY, Arc-Fault Protection, (Use with DC Discon DC-DISCONTLUS-12, #580-0105), SB9000TLUS-12-NO-CB | Inventory Item | 5392 |  | 9000 |  | No | Inverters | Soligent De-listing | 0
310-0479 | 310-0479 |  |  | DONOTUSE, SMA, Sunny Boy 10000TL-US Inverter ONLY, Arc-Fault Protection, (Use with DC Discon DC-DISCONTLUS-12, #580-0105), SB10000TLUS-12-NO-CB | Inventory Item | 5423.98 |  | 10000 |  | No | Inverters | Soligent De-listing | 0
310-0480 | 310-0480 |  |  | DONOTUSE, SMA, Sunny Boy 11000TL-US Inverter ONLY, Arc-Fault Protection, (Use with DC Discon DC-DISCONTLUS-12, #580-0105), SB11000TLUS-12-NO-CB | Inventory Item | 5875.98 |  | 11000 |  | No | Inverters | Soligent De-listing | 0
310-0481 | 310-0481 |  |  | ABB, TRIO-20.0 3-Ph Grid Tied Inverter, 20kW, 480VAC, 60Hz, 1000VDC, DC Discon, Two Dual 4x15A Fused Inputs, AC J-class fused disconnect, 2 MPPT, 10 Yr Warr, Ungrounded, RS485, NEMA 4X, (Purchase with handling kit#570-1045), TRIO-20.0-TL-OUTD-S1B-US-480 | Inventory Item | 10430 |  | 20000 |  | No | Inverters | Vendor De-listing | 0
310-0482 | 310-0482 |  |  | ABB, TRIO-27.6 3-Ph Grid Tied Inverter, 27.6kW, 480VAC, 60Hz, 1000VDC, DC Discon, Two Dual 4x15A Fused Inputs, AC J-class fused disconnect, 2 MPPT, 10 Yr Warr, Ungrounded, RS485, NEMA 4X, (Purchase with handling kit#570-1045), TRIO-27.6-TL-OUTD-S1B-US-480 | Inventory Item | 12850 |  | 27000 |  | No | Inverters | Vendor De-listing | 0
310-0483 | 310-0483 |  |  | ABB, TRIO-27.6 Grid Tied Inverter, 3-Ph, 27.6kW, 480VAC, 60Hz, 1000VDC, DC Discon, 2 Unfused inputs, 2 MPPT, 10 Yr Warr, Ungrounded, RS485, Arc-Fault Protection, (add handle kit #570-1045), TRIO-27.6-TL-OUTD-S-US-480-A | Inventory Item | 8937 |  | 27600 |  | No | Inverters | Vendor De-listing | 0
310-0484 | 310-0484 |  |  | ABB, TRIO-27.6 Grid Tied Inverter, 3-Ph, 27.6kW, 480VAC, 60Hz, 1000VDC, DC Discon, 2 Dual 4x15A Fused Inputs, 2 MPPT, 10 Yr Warr, Ungrounded, RS485, Arc-Fault Protection, DC Surge Arrestor, (add handle kit #570-1045), TRIO-27.6-TL-OUTD-S1-US-480-A | Inventory Item | 10194 |  | 27600 |  | No | Inverters | Vendor De-listing | 0
310-0485 | 310-0485 |  |  | ABB, TRIO-27.6 Grid Tied Inverter, 3-Ph, 27.6kW, 480VAC, 60Hz, 1000VDC, DC Discon, 2 Dual 4x15A Fused Inputs, 2 MPPT, 10 Yr Warr, Ungrounded, RS485, Arc-Fault Protection, DC & AC Surge Arrestor, (add handle kit #570-1045), TRIO-27.6-TL-OUTD-S1A-US-480-A | Inventory Item | 10457 |  | 27600 |  | No | Inverters | Vendor De-listing | 0
310-0486 | 310-0486 |  |  | ABB, TRIO-27.6 Grid Tied Inverter, 3-Ph, 27.6kW, 480VAC, 60Hz, 1000VDC, DC/AC fused Discon, 2 Dual 4x15A Fused Inputs, 2 MPPT, 10 Yr Warr, Ungrounded, RS485, Arc-Fault Protection, DC Surge Arrestor, (add handle kit #570-1045), TRIO-27.6-TL-OUTD-S1B-US-480-A | Inventory Item | 11135 |  | 27600 |  | No | Inverters | Vendor De-listing | 0
310-0487 | 310-0487 |  |  | ABB, TRIO-20.0 Grid Tied Inverter, 3-Ph, 20kW, 480VAC, 60Hz, 1000VDC, DC Discon, 2 Unfused inputs, 2 MPPT, 10 Yr Warr, Ungrounded, RS485, Arc-Fault Protection, (add handle kit #570-1045), TRIO-20.0-TL-OUTD-S-US-480-A | Inventory Item | 7710 |  | 20000 |  | No | Inverters | Vendor De-listing | 0
310-0488 | 310-0488 |  |  | ABB, TRIO-20.0 Grid Tied Inverter, 3-Ph, 20kW, 480VAC, 60Hz, 1000VDC, DC Discon, 2 Dual 4x15A Fused Inputs, 2 MPPT, 10 Yr Warr, Ungrounded, RS485, Arc-Fault Protection, DC Surge Arrestor, (add handle kit #570-1045), TRIO-20.0-TL-OUTD-S1-US-480-A | Inventory Item | 8019 |  | 20000 |  | No | Inverters | Vendor De-listing | 0
310-0489 | 310-0489 |  |  | ABB, TRIO-20.0 Grid Tied Inverter, 3-Ph, 20kW, 480VAC, 60Hz, 1000VDC, DC Discon, 2 Dual 4x15A Fused Inputs, 2 MPPT, 10 Yr Warr, Ungrounded, RS485, Arc-Fault Protection, DC & AC Surge Arrestor, (add handle kit #570-1045), TRIO-20.0-TL-OUTD-S1A-US-480-A | Inventory Item | 8992 |  | 20000 |  | No | Inverters | Vendor De-listing | 0
310-0490 | 310-0490 |  |  | ABB, TRIO-20.0 Grid Tied Inverter, 3-Ph, 20kW, 480VAC, 60Hz, 1000VDC, DC/AC fused Discon, 2 Dual 4x15A Fused Inputs, 2 MPPT, 10 Yr Warr, Ungrounded, RS485, Arc-Fault Protection, DC Surge Arrestor, (add handle kit #570-1045), TRIO-20.0-TL-OUTD-S1B-US-480-A | Inventory Item | 9601 |  | 20000 |  | No | Inverters | Vendor De-listing | 0
310-0491 | 310-0491 |  |  | ABB, Aurora UNO-7.6 1-Ph Grid Tied Inverter, 7600W, 208/240/277VAC, 60Hz, DC Discon, 2 Dual Unfused i/p, 2 MPPT, 10 Yr Warr, Ungrounded, RS485, Arc-Fault Protection, UNO-7.6-TL-OUTD-S-US-A | Inventory Item | 4450 |  | 7600 |  | No | Inverters | Vendor De-listing | 0
310-0492 | 310-0492 |  |  | ABB, Aurora UNO-8.6 1-Ph Grid Tied Inverter, 8600W, 208/240/277VAC, 60Hz, DC Discon, 2 Dual Unfused i/p, 2 MPPT, 10 Yr Warr, Ungrounded, RS485, Arc-Fault Protection, UNO-8.6-TL-OUTD-S-US-A | Inventory Item | 4942 |  | 8600 |  | No | Inverters | Vendor De-listing | 0
310-0493 | 310-0493 |  |  | SolarEdge, SE7600A-U 1-Ph Grid Tied Inverter, 7600W, 240VAC, 60Hz, DC Discon, 2 Unfused Input, No MPPT, 12 Yr Warr, Ungrounded, RS485 and Ethernet, Arc-Fault Protection, RSD, SE7600A-US002NNU2 | Inventory Item | 2340 |  | 7600 |  | No | Inverters | Vendor De-listing | 0
310-0494 | 310-0494 |  |  | SolarEdge, SE10000A 1-Ph Grid Tied Inverter, 10000W, 208/240VAC, 60Hz, DC Discon, 3 Un-Fused Input, No MPPT, 12 Yr Warr, Ungrounded, RS485 and Ethernet, AFCI, AC-RSD, SE10000A-US-U | Inventory Item | 1334.22 |  | 10000 |  | No | Inverters | Vendor De-listing | 1279.77
310-0494 : 310-0494 : 310-0494_S | 310-0494 : 310-0494_S |  |  | SolarEdge, SE10000A 1-Ph Grid Tied Inverter, 10000W, 208/240VAC, 60Hz, DC Discon, 3 Un-Fused Input, No MPPT, 12 Yr Warr, Ungrounded, RS485 and Ethernet, AFCI, AC-RSD, SE10000A-US-U | Inventory Item | 1334.22 |  | 10000 |  | No | Inverters | Soligent De-listing | 1279.77
310-0494-B | 310-0494-B |  |  | "B-Grade" SolarEdge, SE10000A 1-Ph Grid Tied Inverter, 10000W, 208/240VAC, 60Hz, DC Discon, 3 Un-Fused Input, No MPPT, 12 Yr Warr, Ungrounded, RS485 and Ethernet, AFCI, AC-RSD, SE10000A-US-U | Inventory Item | 2382.92 |  | 10000 |  | No | Inverters | Soligent De-listing | 1203.49
310-0495 | 310-0495 |  |  | SolarEdge, SE11400A 1-Ph Grid Tied Inverter, 11400W, 240VAC, 60Hz, DC Discon, 3 Un-Fused Input, No MPPT, 12 Yr Warr, Ungrounded, RS485 and Ethernet, AFCI, AC-RSD, SE11400A-US-U | Inventory Item | 3825 |  | 11400 |  | No | Inverters | Vendor De-listing | 0
310-0496 | 310-0496 |  |  | Fronius, Galvo 1.5-1 Grid Tied Inverter, 1-Ph, 1500W, 208/240VAC, 60Hz, DC Discon, 3 Unfused i/p, 1 MPPT, 10 Yr Warr, Neg Gnd Config, Wi-Fi/Ethernet Datamanager, Arc-Fault Protection, 4,200,011,800 | Inventory Item | 2355.6 |  | 1500 |  | No | Inverters | Vendor De-listing | 0
310-0497 | 310-0497 |  |  | Fronius, Galvo 2.0-1 Grid Tied Inverter, 1-Ph, 2000W, 208/240VAC, 60Hz, DC Discon, 3 Unfused i/p, 1 MPPT, 10 Yr Warr, Neg Gnd Config, Wi-Fi/Ethernet Datamanager, Arc-Fault Protection, 4,200,012,800 | Inventory Item | 2546.26 |  | 2000 |  | No | Inverters | Vendor De-listing | 0
310-0498 | 310-0498 |  |  | Fronius, Galvo 2.5-1 Grid Tied Inverter, 1-Ph, 2500W, 208/240VAC, 60Hz, DC Discon, 3 Unfused i/p, 1 MPPT, 10 Yr Warr, Neg Gnd Config, Wi-Fi/Ethernet Datamanager, Arc-Fault Protection, 4,200,013,800 | Inventory Item | 1558.96 |  | 2500 |  | No | Inverters | Vendor De-listing | 0
310-0499 | 310-0499 |  |  | Fronius, Galvo 3.1-1 Grid Tied Inverter, 1-Ph, 3100W, 208/240VAC, 60Hz, DC Discon, 3 Unfused i/p, 1 MPPT, 10 Yr Warr, Neg Gnd Config, Wi-Fi/Ethernet Datamanager, Arc-Fault Protection, 4,200,015,800 | Inventory Item | 2771.6 |  | 3100 |  | No | Inverters | Vendor De-listing | 0
310-0500 | 310-0500 |  |  | Yaskawa Solectria, PVI 7600TL Grid tied inverter, 1-Ph, 7600W, 208/240VAC, 60Hz, 600VDC, DC/AC Discon, 2x15A Dual Fused Input, 2 MPPT, 10 Yr Warr, Ungrounded, RS485, Arc-Fault Protection, PVI-7600TL | Inventory Item | 2939.99 |  | 7600 |  | No | Inverters | Vendor De-listing | 0
310-0501 | 310-0501 |  |  | Fronius, Galvo Lite 1.5-1 Grid Tied Inverter, 1-Ph, 1500W, 208/240VAC, 60Hz, DC Discon, 3 Unfused i/p, 1 MPPT, 10 Yr Warr, Neg Gnd Config, Arc-Fault Protection, 4,200,011,801 | Inventory Item | 1263.6 |  | 1500 |  | No | Inverters | Soligent De-listing | 0
310-0502 | 310-0502 |  |  | SMA, Sunny Boy 6000TL-US 1-Ph Grid Tied Inverter, 6000W, (Add Disconnect #580-0104 to order at no additional cost.) 208/240VAC, 60Hz, DC Discon, 2 Unfused Input, 2 MPPT, 10 Yr Warr, Ungrounded, Arc-Fault Protection, SB6000TLUS-22-NO-CB | Inventory Item | 4200.86 |  | 6000 |  | No | Inverters | Vendor De-listing | 0
310-0503 | 310-0503 |  |  | SMA, Sunny Boy SB 2500TL 1-Ph Grid Tied ROW Inverter, 2500W, Transformerless, 230VAC, 50Hz, DC Discon, Single MPPT, 5 Yr Warr, use in Jamaica may require a third party transformer, SB2500TLST-21 | Inventory Item | 3092 |  | 2500 |  | No | Inverters | Vendor De-listing | 0
310-0504 | 310-0504 |  |  | SMA, Sunny Boy 7000TL-US-22 1-Ph Grid Tied Inverter, 7000W, (Add Disconnect #580-0104 to order at no additional cost.) 208/240VAC, 60Hz,DC Discon , LCD, Grey Lid, 2 Unfused Input, 2 MPPT,10 Yr Warr, Ungrounded, Arc-Fault Protection, SB7000TLUS-22 | Inventory Item | 3162.69 |  | 7000 |  | No | Inverters | Vendor De-listing | 0
310-0505 | 310-0505 |  |  | SMA, Sunny Boy 7700TL-US-22 1-Ph Grid Tied Inverter, 7700W, (Add Disconnect #580-0104 to order at no additional cost.) 208/240VAC, 60Hz, DC Discon , LCD, Grey Lid, 2 Unfused Input, 2 MPPT,10 Yr Warr, Ungrounded, Arc-Fault Protection, SB7700TL-US-22 | Inventory Item | 3201.01 |  | 7700 |  | No | Inverters | Vendor De-listing | 0
310-0506 | 310-0506 |  |  | SolarEdge, ARRA Venus SE3000A-U 1-Ph Grid Tied ARRA Inverter, 3000W, 240VAC, 60Hz, DC Discon, 2 Unfused Input, No MPPT, 12 Yr Warr, Ungrounded, RS485 and Ethernet, Arc-Fault Protection, SE3000A-US-U ARRA | Inventory Item | 2095.98 |  | 3000 |  | No | Inverters | Soligent De-listing | 0
310-0507 | 310-0507 |  |  | SolarEdge, ARRA Venus SE3800A-U 1-Ph Grid Tied ARRA Inverter 3800W, 240VAC, 60Hz, DC Discon, 2 Unfused Input, No MPPT, 12 Yr Warr, Ungrounded, RS485 and Ethernet, Arc-Fault Protection, SE3800A-US001NNU2 | Inventory Item | 2141.98 |  | 3800 |  | No | Inverters | Soligent De-listing | 0
310-0508 | 310-0508 |  |  | SolarEdge, ARRA Venus SE5000A-U 1-Ph Grid Tied ARRA Inverter 5000W, 208/240VAC, 60Hz, DC Discon, 2 Unfused Input, No MPPT, 12 Yr Warr, Ungrounded, RS485 and Ethernet, Arc-Fault Protection, SE5000A-US001NNU2 | Inventory Item | 2295.98 |  | 5000 |  | No | Inverters | Soligent De-listing | 0
310-0509 | 310-0509 |  |  | SolarEdge, ARRA Venus SE6000A-U 1-Ph Grid Tied ARRA Inverter 6000W, 240VAC, 60Hz, DC Discon, 2 Unfused Input, No MPPT, 12 Yr Warr, Ungrounded, RS485 and Ethernet, Arc-Fault Protection, SE6000A-US001NNU2 | Inventory Item | 2385.98 |  | 6000 |  | No | Inverters | Soligent De-listing | 0
310-0510 | 310-0510 |  |  | SolarEdge, ARRA Super Venus SE7600A-U 1-Ph Grid Tied ARRA Inverter 7600W Type2, 240VAC, 60Hz, DC Discon, 2 Unfused Input, No MPPT, 12 Yr Warr, Ungrounded, RS485 and Ethernet, Arc-Fault Protection, RSD, SE7600A-US102NNU2 | Inventory Item | 2600 |  | 7600 |  | No | Inverters | Soligent De-listing | 0
310-0511 | 310-0511 |  |  | SolarEdge, ARRA Super Venus SE10000A-U 1-Ph Grid Tied ARRA Inverter, 10000W, 208/240VAC, 60Hz, DC Discon, 2 Unfused Input, No MPPT, 12 Yr Warr, Ungrounded, RS485 and Ethernet, Arc-Fault Protection, SE10000A-US-U ARRA | Inventory Item | 3541 |  | 10000 |  | No | Inverters | Soligent De-listing | 0
310-0512 | 310-0512 |  |  | Delta, Solivia 3000TL Grid tied inverter, 1-Ph, 3000W, 208/240VAC, 60Hz, 600VDC, DC Discon, 2x15A Dual Fused Inputs, 1 MPPT, 10 Yr Warr, Ungrounded, RS485, NEMA4, Arc-Fault Protection, SOLIVIA-3000TL | Inventory Item | 2317 |  | 3000 |  | No | Inverters | Soligent De-listing | 0
310-0513 | 310-0513 |  |  | Delta, Solivia 3800TL Grid tied inverter, 1-Ph, 3800W, 208/240VAC, 60Hz, 600VDC, DC Discon, 2x15A Dual Fused Inputs, 1 MPPT, 10 Yr Warr, Ungrounded, RS485, NEMA4, Arc-Fault Protection, SOLIVIA-3800TL | Inventory Item | 2247 |  | 3800 |  | No | Inverters | Soligent De-listing | 0
310-0514 | 310-0514 |  |  | Delta, Solivia 5200TL Grid tied inverter, 1-Ph, 5200W, 208/240VAC, 60Hz, 600VDC, DC Discon, 4x15A Dual Fused Inputs, 2 MPPT, 10 Yr Warr, Ungrounded, RS485, NEMA4, Arc-Fault Protection, SOLIVIA-5200TL | Inventory Item | 2892 |  | 5200 |  | No | Inverters | Soligent De-listing | 0
310-0515 | 310-0515 |  |  | Delta, Solivia 6600TL Grid tied inverter, 1-Ph, 6600W, 208/240VAC, 60Hz, 600VDC, DC Discon, 4x15A Dual Fused Inputs, 2 MPPT, 10 Yr Warr, Ungrounded, RS485, NEMA4, Arc-Fault Protection, SOLIVIA-6600TL | Inventory Item | 2600 |  | 6600 |  | No | Inverters | Soligent De-listing | 0
310-0516 | 310-0516 |  |  | Delta, Solivia 7600TL Grid tied inverter, 1-Ph, 7600W, 208/240VAC, 60Hz, 600VDC, DC Discon, 4x15A Dual Fused Inputs, 2 MPPT, 10 Yr Warr, Ungrounded, RS485, NEMA4, Arc-Fault Protection, SOLIVIA-7600TL | Inventory Item | 3373 |  | 7600 |  | No | Inverters | Soligent De-listing | 0
310-0517 | 310-0517 |  |  | Fronius, Primo 3.8-1 208/240 TL Grid Tied Inverter, 1-Ph, 3.8kW, 208/240VAC, 60Hz, 600VDC, DC Discon, 2 Unfused i/p, 2 MPPT, 10 Yr Warr, Wi-Fi/Ethernet Datamanager, Arc-Fault Protection, 4,210,064,800 | Inventory Item | 2338.9 |  | 3800 |  | No | Inverters | Vendor De-listing | 0
310-0518 | 310-0518 |  |  | Fronius, Primo 5.0-1 208/240 TL Grid Tied Inverter, 1-Ph, 5.0kW, 208/240VAC, 60Hz, 600VDC, DC Discon, 2 Unfused i/p, 2 MPPT, 10 Yr Warr, Wi-Fi/Ethernet Datamanager, Arc-Fault Protection, 4,210,063,800 | Inventory Item | 1247.88 |  | 5000 |  | No | Inverters | Vendor De-listing | 1208.89
310-0519 | 310-0519 |  |  | Fronius, Primo 6.0-1 208/240 TL Grid Tied Inverter, 1-Ph, 6.0kW, 208/240VAC, 60Hz, 600VDC, DC Discon, 2 Unfused i/p, 2 MPPT, 10 Yr Warr, Wi-Fi/Ethernet Datamanager, Arc-Fault Protection, 4,210,062,800 | Inventory Item | 1387.32 |  | 6000 |  | No | Inverters | Vendor De-listing | 1343.97
310-0520 | 310-0520 |  |  | Fronius, Primo 7.6-1 208/240 TL Grid Tied Inverter, 1-Ph, 7.6kW, 208/240VAC, 60Hz, 600VDC, DC Discon, 2 Unfused i/p, 2 MPPT, 10 Yr Warr, Wi-Fi/Ethernet Datamanager, Arc-Fault Protection, 4,210,061,800 | Inventory Item | 1638.68 |  | 7600 |  | No | Inverters | Vendor De-listing | 1587.47
310-0521 | 310-0521 |  |  | Fronius, Primo 8.2-1 208/240 TL Grid Tied Inverter, 1-Ph, 8.2kW, 208/240VAC, 60Hz, 600VDC, DC Discon, 2 Unfused i/p, 2 MPPT, 10 Yr Warr, Wi-Fi/Ethernet Datamanager, Arc-Fault Protection, 4,210,060,800 | Inventory Item | 3716.4 |  | 8200 |  | No | Inverters | Vendor De-listing | 0
310-0522 | 310-0522 |  |  | SMA, Sunny Boy SB 6000TL 1-Ph Grid Tied ROW Inverter, 6000W, Transformerless, 230VAC, 50Hz, DC Discon, 5 Yr Warr, use in Jamaica may require a third party transformer, SB 6000TL-21 | Inventory Item | 3924 |  | 6000 |  | No | Inverters | Soligent De-listing | 0
310-0523 : 310-0523_S | 310-0523_S |  |  | SolarEdge, SE3000A-U 1-Ph Grid Tied Inverter with (RGM) Revenue Grade Meter, 3300W, 240VAC, 60Hz, DC Discon, 2 Unfused Input, No MPPT, 12 Yr Warr, Ungrounded, RS485 and Ethernet, Arc-Fault Protection, SE3000A-US000NNR2 | Inventory Item | 1078.03 |  | 3000 |  | No | Inverters | Soligent De-listing | 1034.03
310-0524 | 310-0524 |  |  | SolarEdge, SE3800A-U 1-Ph Grid Tied Inverter with Revenue Grade Meter, 3800W, 240VAC, 60Hz, DC Discon, 2 Unfused Input, No MPPT, 12 Yr Warr, Ungrounded, RS485 and Ethernet, Arc-Fault Protection, SE3800A-US000NNR2 | Inventory Item | 2459.16 |  | 3800 |  | No | Inverters | Vendor De-listing | 0
310-0525 | 310-0525 |  |  | SolarEdge, SE5000A-U 1-Ph Grid Tied Inverter with (RGM) Revenue Grade Meter, 5000W, 208/240VAC, 60Hz, DC Discon, 2 Unfused Input, No MPPT, 12 Yr Warr, Ungrounded, RS485 and Ethernet, Arc-Fault Protection, SE5000A-US000NNR2 | Inventory Item | 2613.92 |  | 5000 |  | No | Inverters | Vendor De-listing | 0
310-0526 | 310-0526 |  |  | SolarEdge, SE6000A-U 1-Ph Grid Tied Inverter with Revenue Grade Meter, 6000W, 240VAC, 60Hz, DC Discon, 2 Unfused Input, No MPPT, 12 Yr Warr, Ungrounded, RS485 and Ethernet, Arc-Fault Protection, RSD,SE6000A-US000NNR2 | Inventory Item | 3119.29 |  | 6000 |  | No | Inverters | Vendor De-listing | 0
310-0527 | 310-0527 |  |  | SolarEdge, SE7600A-U 1-Ph Grid Tied Inverter with Revenue Grade Meter, 7600W, 240VAC, 60Hz, DC Discon, 2 Unfused Input, No MPPT, 12 Yr Warr, Ungrounded, RS485 and Ethernet, Arc-Fault Protection, RSD, SE7600A-US002NNR2 | Inventory Item | 3078.22 |  | 7600 |  | No | Inverters | Vendor De-listing | 0
310-0528 | 310-0528 |  |  | SolarEdge, SE10000A-U 1-Ph Grid Tied Inverter with Revenue Grade Meter, 10000W, 208/240VAC, 60Hz, DC Discon,Â 3Â Un-Fused Input, No MPPT, 12 Yr Warr, Ungrounded, RS485 and Ethernet, Arc-Fault Protection, SE10000A-US000NNR2 | Inventory Item | 4324 |  | 10000 |  | No | Inverters | Vendor De-listing | 0
310-0529 | 310-0529 |  |  | SolarEdge, SE11400A-U 1-Ph Grid Tied Inverter with Revenue Grade Meter, 11400W, 240VAC, 60Hz, DC Discon,Â 3Â Un-Fused Input, No MPPT, 12 Yr Warr, Ungrounded, RS485 and Ethernet, Arc-Fault Protection, SE11400A-US000NNR2 | Inventory Item | 4140 |  | 11400 |  | No | Inverters | Vendor De-listing | 0
310-0530 | 310-0530 |  |  | Fronius, Galvo Lite 2.0-1 Grid Tied Inverter, 1-Ph, 2000W, 208/240VAC, 60Hz, DC Discon, 3 Unfused i/p, 1 MPPT, 10 Yr Warr, Neg Gnd Config, Arc-Fault Protection, 4,200,012,801 | Inventory Item | 1367.6 |  | 2000 |  | No | Inverters | Soligent De-listing | 0
310-0531 | 310-0531 |  |  | Fronius, Galvo Lite 2.5-1 Grid Tied Inverter, 1-Ph, 2500W, 208/240VAC, 60Hz, DC Discon, 3 Unfused i/p, 1 MPPT, 10 Yr Warr, Neg Gnd Config, Arc-Fault Protection, 4,200,013,801 | Inventory Item | 2382.38 |  | 2500 |  | No | Inverters | Soligent De-listing | 0
310-0532 | 310-0532 |  |  | Fronius, Galvo Lite 3.1-1 Grid Tied Inverter, 1-Ph, 3100W, 208/240VAC, 60Hz, DC Discon, 3 Unfused i/p, 1 MPPT, 10 Yr Warr, Neg Gnd Config, Arc-Fault Protection, 4,200,015,801 | Inventory Item | 2111.2 |  | 3100 |  | No | Inverters | Vendor De-listing | 0
310-0532-B | 310-0532-B |  |  | "B Grade" Fronius, Galvo Lite 3.1-1 Grid Tied Inverter, 1-Ph, 3100W, 208/240VAC, 60Hz, DC Discon, 3 Unfused i/p, 1 MPPT, 10 Yr Warr, Neg Gnd Config, Arc-Fault Protection, 4,200,015,801 | Inventory Item | 1090.02 |  | 3100 |  | No | Inverters | Vendor De-listing | 0
310-0533 | 310-0533 |  |  | ABB, PVI-3.0 Grid Tied Inverter, 1-Ph, 3000W, 208/240/277VAC, 60Hz, DC Discon, 2 Unfused Input, 2 MPPT, 5 Yr Warr, Ungrounded, RS485, Arc-Fault Protection, PVI-3.0-OUTD-S-US-A-BWP | Inventory Item | 2192 |  | 3000 |  | No | Inverters | Soligent De-listing | 0
310-0534 | 310-0534 |  |  | ABB, PVI-3.6 Grid Tied Inverter, 1-Ph, 3600W, 208/240/277VAC, 60Hz, DC Discon, 2 Unfused Input, 2 MPPT, 5 Yr Warr, Ungrounded, RS485, Arc-Fault Protection, PVI-3.6-OUTD-S-US-A-BWP | Inventory Item | 2418 |  | 3600 |  | No | Inverters | Soligent De-listing | 0
310-0535 | 310-0535 |  |  | ABB, PVI-3.8 Grid Tied Inverter, 1-Ph, 3800W, 208/240/277VAC, 60Hz, DC Discon, 2 Unfused Input, 2 MPPT, 5 Yr Warr, Ungrounded, RS485, Arc-Fault Protection, PVI-3.8-OUTD-S-US-A-BWP | Inventory Item | 2487 |  | 3800 |  | No | Inverters | Soligent De-listing | 0
310-0536 | 310-0536 |  |  | ABB, PVI-4.2 Grid Tied Inverter, 1-Ph, 4200W, 208/240/277VAC, 60Hz, DC Discon, 2 Unfused Input, 2 MPPT, 5 Yr Warr, Ungrounded, RS485, Arc-Fault Protection, PVI-4.2-OUTD-S-US-A-BWP | Inventory Item | 2623 |  | 4200 |  | No | Inverters | Soligent De-listing | 0
310-0537 | 310-0537 |  |  | ABB, PVI-5000 Grid Tied Inverter, 1-Ph, 5000W, 208/240/277VAC, 60Hz, DC Discon, 4 Unfused Input, 2 MPPT, 5 Yr Warr, Ungrounded, RS485, Arc-Fault Protection, PVI-5000-OUTD-US-A-BWP | Inventory Item | 3024 |  | 5000 |  | No | Inverters | Soligent De-listing | 0
310-0538 | 310-0538 |  |  | ABB, PVI-6000 Grid Tied Inverter, 1-Ph, 6000W, 208/240/277VAC, 60Hz, DC Discon, 4 Unfused Input, 2 MPPT, 5 Yr Warr, Ungrounded, RS485, Arc-Fault Protection, PVI-6000-OUTD-US-A-BWP | Inventory Item | 3343 |  | 6000 |  | No | Inverters | Soligent De-listing | 0
310-0539 | 310-0539 |  |  | ABB, UNO-7.6 Grid Tied Inverter, 1-Ph, 7600W, 208/240/277VAC, 60Hz, DC Discon, 2 Dual Unfused i/p, 2 MPPT, 5 Yr Warr, Ungrounded, RS485, Arc-Fault Protection, UNO-7.6-TL-OUTD-S-US-A-BWP | Inventory Item | 3977 |  | 7600 |  | No | Inverters | Vendor De-listing | 0
310-0540 | 310-0540 |  |  | ABB, UNO-8.6 Grid Tied Inverter, 1-Ph, 8600W, 208/240/277VAC, 60Hz, DC Discon, 2 Dual Unfused i/p, 2 MPPT, 5 Yr Warr, Ungrounded, RS485, Arc-Fault Protection, UNO-8.6-TL-OUTD-S-US-A-BWP | Inventory Item | 4427 |  | 8600 |  | No | Inverters | Vendor De-listing | 0
310-0541 | 310-0541 |  |  | Fronius, Primo 10.0-1 208/240 TL Grid Tied Inverter, 1-Ph, 10kW, 208/240VAC, 60Hz, 600VDC, DC Discon, 4 Fused i/p on MPPT#1, no Fused i/p on MPPT#2, 10 Yr Warr, integrated Wi-Fi/Ethernet Datamanager, Arc-Fault Protection, 4,210,075,800 | Inventory Item | 2191.01 |  | 10000 |  | No | Inverters | Vendor De-listing | 2122.54
310-0542 | 310-0542 |  |  | Fronius, Primo 11.4-1 208/240 TL Grid Tied Inverter, 1-Ph, 11.4kW, 208/240VAC, 60Hz, 600VDC, DC Discon, 4 Fused i/p on MPPT#1, no Fused i/p on MPPT#2, 10 Yr Warr, integrated Wi-Fi/Ethernet Datamanager, Arc-Fault Protection, 4,210,076,800 | Inventory Item | 5217.99 |  | 11400 |  | No | Inverters | Vendor De-listing | 0
310-0543 | 310-0543 |  |  | Fronius, Primo 12.5-1 208/240 TL Grid Tied Inverter, 1-Ph, 12.5kW, 208/240VAC, 60Hz, 600VDC, DC Discon 4 Fused i/p on MPPT#1, no Fused i/p on MPPT#2, 10 Yr Warr, integrated Wi-Fi/Ethernet Datamanager, Arc-Fault Protection, 4,210,077,800 | Inventory Item | 2653.83 |  | 12500 |  | No | Inverters | Vendor De-listing | 2570.9
310-0544 | 310-0544 |  |  | Fronius, Primo 15.0-1 208/240 TL Grid Tied Inverter, 1-Ph, 15kW, 208/240VAC, 60Hz, 600VDC, DC Discon, 4 Fused i/p on MPPT#1, no Fused i/p on MPPT#2, 10 Yr Warr, integrated Wi-Fi/Ethernet Datamanager, Arc-Fault Protection, 4,210,078,800 | Inventory Item | 5785 |  | 15000 |  | No | Inverters | Vendor De-listing | 0
310-0545 | 310-0545 |  |  | SolarEdge, StorEdge 7.6kW 1-Ph Grid Tied Inverter, 7600W, 240VAC, 60Hz, DC Discon, 2 Unfused Input, No MPPT, 12 Yr Warr, Ungrounded, RS485 and Ethernet, RSD, -25C, Arc-Fault Protection, SE7600A-USS00NNB2 | Inventory Item | 4565.48 |  | 7600 |  | No | Inverters | Vendor De-listing | 0
310-0546 | 310-0546 |  |  | SolarEdge, StorEdge 7.6kW 1-Ph Grid Tied Inverter with Revenue Grade Meter, 7600W, 240VAC, 60Hz, DC Discon, 2 Unfused Input, No MPPT, 12 Yr Warr, Ungrounded, RS485 and Ethernet, Rapid shutdown compliant, -25C, Arc-Fault Protection, RSD, SE7600A-USS00NNM2 | Inventory Item | 4801 |  | 7600 |  | No | Inverters | Soligent De-listing | 0
310-0547 | 310-0547 |  |  | SMA, Sunny Boy SB-5.0-US 1-Ph Grid Tied Inverter, 5000W, 208/240VAC, 60Hz, integrated DC Discon, 3 MPPT Input, 10 Yr Warr, Transformerless, Arc-Fault Protection, Built in Ethernet/WLAN, SB5.0-1SP-US-40 | Inventory Item | 1773.74 |  | 5000 |  | No | Inverters | Vendor De-listing | 0
310-0548 | 310-0548 |  |  | SMA, Sunny Boy SB-6.0-US 1-Ph Grid Tied Inverter, 6000W, 208/240VAC, 60Hz, integrated DC Discon, 3 MPPT Input, 10 Yr Warr, Transformerless, Arc-Fault Protection, Built in Ethernet/WLAN, SB6.0-1SP-US-40 | Inventory Item | 1908.24 |  | 6000 |  | No | Inverters | Vendor De-listing | 0
310-0549 | 310-0549 |  |  | Fronius, Primo Lite 3.8-1 208/240 TL Grid Tied Inverter, 1-Ph, 3.8kW, 208/240VAC, 60Hz, 600/1000 VDC, DC Discon, 2 Unfused i/p, 2 MPPT, 10 Yr Warr, Arc-Fault Protection, UL-1741-SA, NOT Rule 21 Compliant, No Datamanager 2.0 Card, 4,210,064,801 | Inventory Item | 2068.25 |  | 3800 |  | No | Inverters | Vendor De-listing | 0
310-0550 | 310-0550 |  |  | Fronius, Primo Lite 5.0-1 208/240 TL Grid Tied Inverter, 1-Ph, 5.0kW, 208/240VAC, 60Hz, 600/1000 VDC, DC Discon, 2 Unfused i/p, 2 MPPT, 10 Yr Warr, Arc-Fault Protection, UL-1741-SA, NOT Rule 21 Compliant, No Datamanager 2.0 Card, 4,210,063,801 | Inventory Item | 2393.07 |  | 5000 |  | No | Inverters | Vendor De-listing | 0
310-0551 | 310-0551 |  |  | Fronius, Primo Lite 6.0-1 208/240 TL Grid Tied Inverter, 1-Ph, 6.0kW, 208/240VAC, 60Hz, 600/1000 VDC, DC Discon, 2 Unfused i/p, 2 MPPT, 10 Yr Warr, Arc-Fault Protection, UL-1741-SA, NOT Rule 21 Compliant, No Datamanager 2.0 Card, 4,210,062,801 | Inventory Item | 2686.4 |  | 6000 |  | No | Inverters | Vendor De-listing | 0
310-0552 |  |  |  | Fronius, Primo Lite 7.6-1 208/240 TL Grid Tied Inverter, 1-Ph, 7.6kW, 208/240VAC, 60Hz, 600/1000 VDC, DC Discon, 2 Unfused i/p, 2 MPPT, 10 Yr Warr, Arc-Fault Protection, UL-1741-SA, NOT Rule 21 Compliant, No Datamanager 2.0 Card, 4,210,061,801 | Inventory Item | 1506.11 |  | 7000 |  | No | Inverters |  | 1417.04
310-0552_S | 310-0552_S |  |  | Fronius, Primo Lite 7.6-1 208/240 TL Grid Tied Inverter, 1-Ph, 7.6kW, 208/240VAC, 60Hz, 600/1000 VDC, DC Discon, 2 Unfused i/p, 2 MPPT, 10 Yr Warr, Arc-Fault Protection, UL-1741-SA, NOT Rule 21 Compliant, No Datamanager 2.0 Card, 4,210,061,801 | Inventory Item | 3214.4 |  | 7000 |  | No | Inverters | Vendor De-listing | 0
310-0553 | 310-0553 |  |  | Fronius, Primo Lite 8.2-1 208/240 TL Grid Tied Inverter, 1-Ph, 8.2kW, 208/240VAC, 60Hz, 600/1000 VDC, DC Discon, 2 Unfused i/p, 2 MPPT, 10 Yr Warr, Arc-Fault Protection, UL-1741-SA, NOT Rule 21 Compliant, No Datamanager 2.0 Card, 4,210,060,801 | Inventory Item | 3421.59 |  | 8200 |  | No | Inverters | Vendor De-listing | 0
310-0554 | 310-0554 |  |  | Fronius, Primo Lite 10.0-1 208/240 TL Grid Tied Inverter, 1-Ph, 10kW, 208/240VAC, 60Hz, 600/1000 VDC, DC Discon, 4 Fused i/p on MPPT#1, no Fused i/p on MPPT#2, 10 Yr Warr, Arc-Fault Protection, UL-1741-SA, NOT Rule 21 Compliant, No Datamanager 2.0 Card, 4,210,075,801 | Inventory Item | 4224.25 |  | 10000 |  | No | Inverters | Vendor De-listing | 0
310-0555 | 310-0555 |  |  | Fronius, Primo Lite 11.4-1 208/240 TL Grid Tied Inverter, 1-Ph, 11.4kW, 208/240VAC, 60Hz, 600/1000 VDC, DC Discon, 4 Fused i/p on MPPT#1, no Fused i/p on MPPT#2, 10 Yr Warr, Arc-Fault Protection, UL-1741-SA, NOT Rule 21 Compliant, No Datamanager 2.0 Card, 4,210,076,801 | Inventory Item | 4760 |  | 11400 |  | No | Inverters | Vendor De-listing | 0
310-0556 | 310-0556 |  |  | Fronius, Primo Lite 12.5-1 208/240 TL Grid Tied Inverter, 1-Ph, 12.5kW, 208/240VAC, 60Hz, 600/1000 VDC, DC Discon, 4 Fused i/p on MPPT#1, no Fused i/p on MPPT#2,10 Yr Warr, Arc-Fault Protection, UL-1741-SA, NOT Rule 21 Compliant, No Datamanager 2.0 Card, 4,210,077,801 | Inventory Item | 5165.07 |  | 12500 |  | No | Inverters | Vendor De-listing | 0
310-0557 | 310-0557 |  |  | Fronius, Primo Lite 15.0-1 208/240 TL Grid Tied Inverter, 1-Ph, 15kW, 208/240VAC, 60Hz, 600/1000 VDC, DC Discon, 4 Fused i/p on MPPT#1, no Fused i/p on MPPT#2, 10 Yr Warr, Arc-Fault Protection, UL-1741-SA, NOT Rule 21 Compliant, No Datamanager 2.0 Card, 4,210,078,801 | Inventory Item | 2933.41 |  | 15000 |  | No | Inverters | Vendor De-listing | 2759.92
310-0558 | 310-0558 |  |  | Fronius, Primo 3.8-1 208/240 TL Grid Tied Inverter, 1-Ph, 3.8kW, 208/240VAC, 60Hz, 600VDC, DC Discon, 2 Unfused i/p, 2 MPPT, 10 Yr Warr, Wi-Fi/Ethernet Datamanager, Arc-Fault Protection, 4,210,064,890 | Inventory Item | 2338.9 |  | 3800 |  | No | Inverters | Vendor De-listing | 0
310-0559 | 310-0559 |  |  | Fronius, Primo 5.0-1 208/240 TL Grid Tied Inverter, 1-Ph, 5.0kW, 208/240VAC, 60Hz, 600VDC, DC Discon, 2 Unfused i/p, 2 MPPT, 10 Yr Warr, Wi-Fi/Ethernet Datamanager, Arc-Fault Protection, 4,210,063,890 | Inventory Item | 2669.5 |  | 5000 |  | No | Inverters | Vendor De-listing | 0
310-0560 | 310-0560 |  |  | Fronius, Primo 6.0-1 208/240 TL Grid Tied Inverter, 1-Ph, 6.0kW, 208/240VAC, 60Hz, 600VDC, DC Discon, 2 Unfused i/p, 2 MPPT, 10 Yr Warr, Wi-Fi/Ethernet Datamanager, Arc-Fault Protection, 4,210,062,890 | Inventory Item | 2967.8 |  | 6000 |  | No | Inverters | Vendor De-listing | 0
310-0561 | 310-0561 |  |  | Fronius, Primo 7.6-1 208/240 TL Grid Tied Inverter, 1-Ph, 7.6kW, 208/240VAC, 60Hz, 600VDC, DC Discon, 2 Unfused i/p, 2 MPPT, 10 Yr Warr, Wi-Fi/Ethernet Datamanager, Arc-Fault Protection, 4,210,061,890 | Inventory Item | 3505.5 |  | 7600 |  | No | Inverters | Vendor De-listing | 0
310-0562 | 310-0562 |  |  | Fronius, Primo 8.2-1 208/240 TL Grid Tied Inverter, 1-Ph, 8.2kW, 208/240VAC, 60Hz, 600VDC, DC Discon, 2 Unfused i/p, 2 MPPT, 10 Yr Warr, Wi-Fi/Ethernet Datamanager, Arc-Fault Protection, 4,210,060,890 | Inventory Item | 3716 |  | 8200 |  | No | Inverters | Vendor De-listing | 0
310-0563 | 310-0563 |  |  | SMA, Sunny Boy SB-3.0-US 1-Ph Grid Tied Inverter, 3000W, 208/240VAC, 60Hz, integrated DC Discon, 2 MPPT Input, 10 Yr Warr, Transformerless, Arc-Fault Protection, Built in Ethernet/WLAN, SB3.0-1SP-US-40 | Inventory Item | 1623.78 |  | 3000 |  | No | Inverters | Vendor De-listing | 0
310-0564 | 310-0564 |  |  | SMA, Sunny Boy SB-3.8-US 1-Ph Grid Tied Inverter, 3800W, 208/240VAC, 60Hz, integrated DC Discon, 2 MPPT Input, 10 Yr Warr, Transformerless, Arc-Fault Protection, Built in Ethernet/WLAN, SB3.8-1SP-US-40 | Inventory Item | 1668.74 |  | 3800 |  | No | Inverters | Vendor De-listing | 851.4
310-0565 | 310-0565 |  |  | SMA, Sunny Boy SB-7.0-US 1-Ph Grid Tied Inverter, 7000W, 208/240VAC, 60Hz, integrated DC Discon, 3 MPPT Input, 10 Yr Warr, Transformerless, Arc-Fault Protection, Built in Ethernet/WLAN, SB7.0-1SP-US-40 | Inventory Item | 2136.74 |  | 7000 |  | No | Inverters | Vendor De-listing | 0
310-0566 | 310-0566 |  |  | SMA, Sunny Boy SB-7.7-US 1-Ph Grid Tied Inverter, 7700W, 208/240VAC, 60Hz, integrated DC Discon, 3 MPPT Input, 10 Yr Warr, Transformerless, Arc-Fault Protection, Built in Ethernet/WLAN, SB7.7-1SP-US-40 | Inventory Item | 2285 |  | 7700 |  | No | Inverters | Vendor De-listing | 0
310-0567 | 310-0567 |  |  | Suncrest MRB, 3.8kW GRID TIED INVERTER, SLE-0002 | Inventory Item | 0 |  | 3800 |  | No | Inverters | Vendor De-listing | 0
310-0568 | 310-0568 |  |  | Suncrest MRB, 5kW GRID TIED INVERTER, SLE-0003 | Inventory Item | 0 |  | 5000 |  | No | Inverters | Soligent De-listing | 0
310-0569 | 310-0569 |  |  | Suncrest MRB, 6kW GRID TIED INVERTER, SLE-0004 | Inventory Item | 0 |  | 6000 |  | No | Inverters | Soligent De-listing | 0
310-0570 | 310-0570 |  |  | Suncrest MRB, 7.6kW GRID TIED INVERTER, SLE-0014 | Inventory Item | 0 |  | 7600 |  | No | Inverters | Soligent De-listing | 0
310-0571 | 310-0571 |  |  | SolarEdge, SE10000A 1-Ph Grid Tied Inverter, 10000W, 208/240VAC, 60Hz, DC Discon, 3 Un-Fused Input, No MPPT, 12 Yr Warr, Ungrounded, RS485 and Ethernet, AFCI, AC-RSD, SE10000A-US-U | Inventory Item | 0 |  | 10000 |  | No | Inverters | Vendor De-listing | 0
310-0572 | 310-0572 |  |  | Suncrest MRB, 11.4kW GRID TIED INVERTER, SLE-0016 | Inventory Item | 0 |  | 11400 |  | No | Inverters | Vendor De-listing | 0
310-0573 | 310-0573 |  |  | SolarEdge, SE3000H-US HD-Wave, 1-Ph, Grid Tied Inverter, 3000W, 240Vac, 60 Hz, 2 Unfused Input, 12 Yr Warr,Ground-Fault/Arc-Fault Protection, Ungrounded, RS485 and Ethernet, Rapid Shut Down included, SE3000H-US000NNU2 | Inventory Item | 1802.99 |  | 3000 |  | No | Inverters | Vendor De-listing | 0
310-0574 | 310-0574 |  |  | SolarEdge, SE3800H-US HD-Wave, 1-Ph, Grid Tied Inverter, 3800W, 208/240Vac, 60 Hz, 2 Unfused Input, 12 Yr Warr,Ground-Fault/Arc-Fault Protection, Ungrounded, RS485 and Ethernet, Rapid Shut Down included, SE3800H-US000NNU2 | Inventory Item | 1686.24 |  | 3800 |  | No | Inverters | Vendor De-listing | 0
310-0575 | 310-0575 |  |  | SolarEdge, StorEdge 7.6kW, High Power, 1-Ph Grid Tied Inverter, 7600W, 240VAC, 60Hz, DC Discon, 2 Unfused PV Input, No MPPT, 12 Yr Warr, Ungrounded, RS485 and Ethernet, RSD, -25C, Arc-Fault Protection, SE7600A-USS20NNB2 | Inventory Item | 4658.34 |  | 7600 |  | No | Inverters | Vendor De-listing | 0
310-0576 | 310-0576 |  |  | SolarEdge, SE5000H-US HD-Wave, 1-Ph, Grid Tied Inverter, 5000W, 240Vac, 60 Hz, 2 Unfused Input, 12 Yr Warr, Ground-Fault/Arc-Fault Protection, Ungrounded, RS485 and Ethernet, AC-RSD, SE5000H-US000NNU2 | Inventory Item | 2125.5 |  | 5000 |  | No | Inverters | Vendor De-listing | 0
310-0577 | 310-0577 |  |  | SolarEdge, SE6000H-US HD-Wave, 1-Ph, Grid Tied Inverter, 6000W, 208/240Vac, 60 Hz, 2 Unfused Input, 12 Yr Warr, Ground-Fault/Arc-Fault Protection, Ungrounded, RS485 and Ethernet, AC-RSD, SE6000H-US000NNU2 | Inventory Item | 2028 |  | 6000 |  | No | Inverters | Vendor De-listing | 0
310-0578 | 310-0578 |  |  | SolarEdge, SE7600H-US HD-Wave, 1-Ph, Grid Tied Inverter, 7600W, 240Vac, 60 Hz, 2 Unfused Input, 12 Yr Warr, Ground-Fault/Arc-Fault Protection, Ungrounded, RS485 and Ethernet, AC Rapid Shut Down included, SE7600H-US000NNU2 | Inventory Item | 1347.76 |  | 7600 |  | No | Inverters | Vendor De-listing | 1292.74
310-0578 : 310-0578 : 310-0578_S | 310-0578 : 310-0578_S |  |  | SolarEdge, SE7600H-US HD-Wave, 1-Ph, Grid Tied Inverter, 7600W, 240Vac, 60 Hz, 2 Unfused Input, 12 Yr Warr, Ground-Fault/Arc-Fault Protection, Ungrounded, RS485 and Ethernet, AC Rapid Shut Down included, SE7600H-US000NNU2 | Inventory Item | 1347.76 |  | 7600 |  | No | Inverters | Soligent De-listing | 1292.74
310-0579 | 310-0579 |  |  | Fronius, Primo 3.8-1 208/240 TL Grid Tied Inverter, 1-Ph, 3.8kW, 208/240VAC, 60Hz, 600/1000VDC, DC Discon, Unfused DC Input, 2 MPPT, 10 Yr Warr, Wi-Fi/Ethernet Datamanager, AFCI, UL-1741-SA, NOT CA Rule 21 Compliant, 4,210,064,800 | Inventory Item | 1103.97 |  | 3800 |  | No | Inverters | Vendor De-listing | 1038.68
310-0579 : 310-0579 : 310-0579_S | 310-0579 : 310-0579_S |  |  | Fronius, Primo 3.8-1 208/240 TL Grid Tied Inverter, 1-Ph, 3.8kW, 208/240VAC, 60Hz, 600/1000VDC, DC Discon, Unfused DC Input, 2 MPPT, 10 Yr Warr, Wi-Fi/Ethernet Datamanager, AFCI, UL-1741-SA, NOT CA Rule 21 Compliant, 4,210,064,800 | Inventory Item | 1085.36 |  | 3800 |  | No | Inverters | Soligent De-listing | 1038.68
310-0579-B | 310-0579-B |  |  | "B" Grade, Fronius, Primo 3.8-1 208/240 TL Grid Tied Inverter, 1-Ph, 3.8kW, 208/240VAC, 60Hz, 600/1000VDC, DC Discon, Unfused DC Input, 2 MPPT, 10 Yr Warr, Wi-Fi/Ethernet Datamanager, AFCI, UL-1741-SA, NOT CA Rule 21 Compliant, 4,210,064,800 | Inventory Item | 976.24 |  | 3800 |  | No | Inverters | Vendor De-listing | 918.59
310-0579-B : 310-0579-B_S | 310-0579-B_S |  |  | "B" Grade, Fronius, Primo 3.8-1 208/240 TL Grid Tied Inverter, 1-Ph, 3.8kW, 208/240VAC, 60Hz, 600/1000VDC, DC Discon, Unfused DC Input, 2 MPPT, 10 Yr Warr, Wi-Fi/Ethernet Datamanager, AFCI, UL-1741-SA, NOT CA Rule 21 Compliant, 4,210,064,800 | Inventory Item | 976.24 |  | 3800 |  | No | Inverters | Soligent De-listing | 918.59
310-0580 | 310-0580 |  |  | Fronius, Primo 5.0-1 208/240 TL Grid Tied Inverter, 1-Ph, 5.0kW, 208/240VAC, 60Hz, 600/1000VDC, DC Discon, Unfused DC Input, 2 MPPT, 10 Yr Warr, Wi-Fi/Ethernet Datamanager, AFCI, UL-1741-SA, NOT CA Rule 21 Compliant, 4,210,063,800 | Inventory Item | 1260 |  | 5000 |  | No | Inverters | Vendor De-listing | 1185.48
310-0580 : 310-0580_S | 310-0580_S |  |  | Fronius, Primo 5.0-1 208/240 TL Grid Tied Inverter, 1-Ph, 5.0kW, 208/240VAC, 60Hz, 600/1000VDC, DC Discon, Unfused DC Input, 2 MPPT, 10 Yr Warr, Wi-Fi/Ethernet Datamanager, AFCI, UL-1741-SA, NOT CA Rule 21 Compliant, 4,210,063,800 | Inventory Item | 1238.76 |  | 5000 |  | No | Inverters | Soligent De-listing | 1185.48
310-0581 | 310-0581 |  |  | Fronius, Primo 6.0-1 208/240 TL Grid Tied Inverter, 1-Ph, 6.0kW, 208/240VAC, 60Hz, 600/1000VDC, DC Discon, Unfused DC Input, 2 MPPT, 10 Yr Warr, Wi-Fi/Ethernet Datamanager, AFCI, UL-1741-SA, NOT CA Rule 21 Compliant, 4,210,062,800 | Inventory Item | 1400.8 |  | 6000 |  | No | Inverters | Vendor De-listing | 1317.96
310-0581 : 310-0581 : 310-0581_S | 310-0581 : 310-0581_S |  |  | Fronius, Primo 6.0-1 208/240 TL Grid Tied Inverter, 1-Ph, 6.0kW, 208/240VAC, 60Hz, 600/1000VDC, DC Discon, Unfused DC Input, 2 MPPT, 10 Yr Warr, Wi-Fi/Ethernet Datamanager, AFCI, UL-1741-SA, NOT CA Rule 21 Compliant, 4,210,062,800 | Inventory Item | 1377.19 |  | 6000 |  | No | Inverters | Soligent De-listing | 1317.96
310-0582 | 310-0582 |  |  | Fronius, Primo 7.6-1 208/240 TL Grid Tied Inverter, 1-Ph, 7.6kW, 208/240VAC, 60Hz, 600/1000VDC, DC Discon, Unfused DC Input, 2 MPPT, 10 Yr Warr, Wi-Fi/Ethernet Datamanager, AFCI, UL-1741-SA, NOT CA Rule 21 Compliant, 4,210,061,800 | Inventory Item | 1654.59 |  | 7600 |  | No | Inverters | Vendor De-listing | 1556.74
310-0582 : 310-0582_S | 310-0582_S |  |  | Fronius, Primo 7.6-1 208/240 TL Grid Tied Inverter, 1-Ph, 7.6kW, 208/240VAC, 60Hz, 600/1000VDC, DC Discon, Unfused DC Input, 2 MPPT, 10 Yr Warr, Wi-Fi/Ethernet Datamanager, AFCI, UL-1741-SA, NOT CA Rule 21 Compliant, 4,210,061,800 | Inventory Item | 1626.71 |  | 7600 |  | No | Inverters | Soligent De-listing | 1556.74
310-0583 | 310-0583 |  |  | Fronius, Primo 8.2-1 208/240 TL Grid Tied Inverter, 1-Ph, 8.2kW, 208/240VAC, 60Hz, 600/1000VDC, DC Discon, Unfused DC Input, 2 MPPT, 10 Yr Warr, Wi-Fi/Ethernet Datamanager, AFCI, UL-1741-SA, NOT CA Rule 21 Compliant, 4,210,060,800 | Inventory Item | 1754.14 |  | 8200 |  | No | Inverters | Vendor De-listing | 1650.4
310-0583 : 310-0583_S | 310-0583_S |  |  | Fronius, Primo 8.2-1 208/240 TL Grid Tied Inverter, 1-Ph, 8.2kW, 208/240VAC, 60Hz, 600/1000VDC, DC Discon, Unfused DC Input, 2 MPPT, 10 Yr Warr, Wi-Fi/Ethernet Datamanager, AFCI, UL-1741-SA, NOT CA Rule 21 Compliant, 4,210,060,800 | Inventory Item | 1724.57 |  | 8200 |  | No | Inverters | Soligent De-listing | 1650.4
310-0584 | 310-0584 |  |  | Fronius, Primo 10.0-1 208/240 TL Grid Tied Inverter, 1-Ph, 10kW, 208/240VAC, 60Hz, 600/1000VDC, DC Discon, 4 Fused i/p on MPPT#1, no Fused i/p on MPPT#2, 10 Yr Warr, integrated WiFi/Ethernet Datamanager, Arc-Fault Protection, UL-1741-SA, NOT CA Rule 21 Compliant, 4,210,075,800 | Inventory Item | 2328.73 |  | 10000 |  | No | Inverters | Vendor De-listing | 2191.01
310-0584 : 310-0584 : 310-0584_S | 310-0584 : 310-0584_S |  |  | Fronius, Primo 10.0-1 208/240 TL Grid Tied Inverter, 1-Ph, 10kW, 208/240VAC, 60Hz, 600/1000VDC, DC Discon, 4 Fused i/p on MPPT#1, no Fused i/p on MPPT#2, 10 Yr Warr, integrated WiFi/Ethernet Datamanager, Arc-Fault Protection, UL-1741-SA, NOT CA Rule 21 Compliant, 4,210,075,800 | Inventory Item | 2289.48 |  | 10000 |  | No | Inverters | Soligent De-listing | 2191.01
310-0585 | 310-0585 |  |  | Fronius, Primo 11.4-1 208/240 TL Grid Tied Inverter, 1-Ph, 11.4kW, 208/240VAC, 60Hz, 600VDC, DC Discon, 4 Fused i/p on MPPT#1, no Fused i/p on MPPT#2, 10 Yr Warr, integrated WiFi/Ethernet Datamanager, Arc-Fault Protection, UL-1741-SA, NOT CA Rule 21 Compliant, 4,210,076,800 | Inventory Item | 2608.85 |  | 11400 |  | No | Inverters | Vendor De-listing | 2454.56
310-0585 : 310-0585_S | 310-0585_S |  |  | Fronius, Primo 11.4-1 208/240 TL Grid Tied Inverter, 1-Ph, 11.4kW, 208/240VAC, 60Hz, 600VDC, DC Discon, 4 Fused i/p on MPPT#1, no Fused i/p on MPPT#2, 10 Yr Warr, integrated WiFi/Ethernet Datamanager, Arc-Fault Protection, UL-1741-SA, NOT CA Rule 21 Compliant, 4,210,076,800 | Inventory Item | 2564.88 |  | 11400 |  | No | Inverters | Soligent De-listing | 2454.56
310-0586 | 310-0586 |  |  | Fronius, Primo 12.5-1 208/240 TL Grid Tied Inverter, 1-Ph, 12.5kW, 208/240VAC, 60Hz, 600/1000VDC, DC Discon 4 Fused i/p on MPPT#1, no Fused i/p on MPPT#2, 10 Yr Warr, integrated WiFi/Ethernet Datamanager, Arc-Fault Protection, UL-1741-SA, NOT CA Rule 21 Compliant, 4,210,077,800 | Inventory Item | 2820.64 |  | 12500 |  | No | Inverters | Vendor De-listing | 2653.83
310-0586 : 310-0586 : 310-0586_S | 310-0586 : 310-0586_S |  |  | Fronius, Primo 12.5-1 208/240 TL Grid Tied Inverter, 1-Ph, 12.5kW, 208/240VAC, 60Hz, 600/1000VDC, DC Discon 4 Fused i/p on MPPT#1, no Fused i/p on MPPT#2, 10 Yr Warr, integrated WiFi/Ethernet Datamanager, Arc-Fault Protection, UL-1741-SA, NOT CA Rule 21 Compliant, 4,210,077,800 | Inventory Item | 2773.1 |  | 12500 |  | No | Inverters | Soligent De-listing | 2653.83
310-0587 | 310-0587 |  |  | Fronius, Primo 15.0-1 208/240 TL Grid Tied Inverter, 1-Ph, 15kW, 208/240VAC, 60Hz, 600/1000VDC, DC Discon, 4 Fused i/p on MPPT#1, no Fused i/p on MPPT#2, 10 Yr Warr, integrated WiFi/Ethernet Datamanager, Arc-Fault Protection, UL-1741-SA, NOT CA Rule 21 Compliant, 4,210,078,800 | Inventory Item | 3305.71 |  | 15000 |  | No | Inverters | Vendor De-listing | 3110.22
310-0587 : 310-0587_S | 310-0587_S |  |  | Fronius, Primo 15.0-1 208/240 TL Grid Tied Inverter, 1-Ph, 15kW, 208/240VAC, 60Hz, 600/1000VDC, DC Discon, 4 Fused i/p on MPPT#1, no Fused i/p on MPPT#2, 10 Yr Warr, integrated WiFi/Ethernet Datamanager, Arc-Fault Protection, UL-1741-SA, NOT CA Rule 21 Compliant, 4,210,078,800 | Inventory Item | 3250 |  | 15000 |  | No | Inverters | Soligent De-listing | 3110.22
310-0588 | 310-0588 |  |  | Fronius, Primo 3.8-1 208/240 TL Grid Tied Inverter, 1-Ph, 3.8kW, 208/240VAC, 60Hz, 600VDC, DC Discon, 2 Unfused i/p, 2 MPPT, 10 Yr Warr, Wi-Fi/Ethernet Datamanager, Arc-Fault Protection, UL-1741-SA (Rule-21), USA, 4,210,064,890 | Inventory Item | 1394.47 |  | 3800 |  | No | Inverters | Soligent De-listing | 0
310-0589 | 310-0589 |  |  | Fronius, Primo 5.0-1 208/240 TL Grid Tied Inverter, 1-Ph, 5.0kW, 208/240VAC, 60Hz, 600VDC, DC Discon, 2 Unfused i/p, 2 MPPT, 10 Yr Warr, Wi-Fi/Ethernet Datamanager, Arc-Fault Protection, 4 UL-1741-SA (Rule-21), USA, 4,210,063,890 | Inventory Item | 1591.59 |  | 5000 |  | No | Inverters | Soligent De-listing | 0
310-0590 | 310-0590 |  |  | Fronius, Primo 6.0-1 208/240 TL Grid Tied Inverter, 1-Ph, 6.0kW, 208/240VAC, 60Hz, 600VDC, DC Discon, 2 Unfused i/p, 2 MPPT, 10 Yr Warr, Wi-Fi/Ethernet Datamanager, Arc-Fault Protection, UL-1741-SA (Rule-21), USA, 4,210,062,890 | Inventory Item | 1769.43 |  | 6000 |  | No | Inverters | Soligent De-listing | 0
310-0591 | 310-0591 |  |  | Fronius, Primo 7.6-1 208/240 TL Grid Tied Inverter, 1-Ph, 7.6kW, 208/240VAC, 60Hz, 600VDC, DC Discon, 2 Unfused i/p, 2 MPPT, 10 Yr Warr, Wi-Fi/Ethernet Datamanager, Arc-Fault Protection, UL-1741-SA (Rule-21), USA, 4,210,061,890 | Inventory Item | 2090.01 |  | 7600 |  | No | Inverters | Soligent De-listing | 0
310-0592 | 310-0592 |  |  | Fronius, Primo 8.2-1 208/240 TL Grid Tied Inverter, 1-Ph, 8.2kW, 208/240VAC, 60Hz, 600VDC, DC Discon, 2 Unfused i/p, 2 MPPT, 10 Yr Warr, Wi-Fi/Ethernet Datamanager, Arc-Fault Protection, UL-1741-SA (Rule-21), USA, 4,210,060,890 | Inventory Item | 2215.76 |  | 8200 |  | No | Inverters | Soligent De-listing | 0
310-0593 | 310-0593 |  |  | SolarEdge, SE11400H-US, HD-Wave, 1-Ph, Grid Tied Inverter, 11.4kW, 240Vac, 60 Hz, 3 Unfused Input, 12 Yr Warr, Ground-Fault/Arc-Fault Protection, Ungrounded, RS485 and Ethernet, AC-RSD, UL-1741-SA, SE11400H-US000NNU2 | Inventory Item | 3502.18 |  | 11400 |  | No | Inverters | Vendor De-listing | 0
310-0594 | 310-0594 |  |  | SolarEdge, SE3000H-US HD-Wave, 1-Ph, Grid Tied Inverter, 3000W, 240Vac, 60 Hz, 2 Unfused Input, 12 Yr Warr,Ground-Fault/Arc-Fault Protection, Ungrounded, RS485 and Ethernet, -40C, AC RSD, UL1741-SA, SetApp Enabled, SE3000H-US000BNU4 | Inventory Item | 1763.64 |  | 3000 |  | No | Inverters | Vendor De-listing | 948.19
310-0595 | 310-0595 |  |  | SolarEdge, SE3800H-US HD-Wave, 1-Ph, Grid Tied Inverter, 3800W, 208/240Vac, 60 Hz, 2 Unfused Input, 12 Yr Warr,Ground-Fault/Arc-Fault Protection, Ungrounded, RS485 and Ethernet, -40C, AC RSD, UL1741-SA, SetApp Enabled, SE3800H-US000BNU4 | Inventory Item | 1191.44 |  | 3800 |  | No | Inverters | Vendor De-listing | 1120.98
310-0595 : 310-0595 : 310-0595_S | 310-0595 : 310-0595_S |  |  | SolarEdge, SE3800H-US HD-Wave, 1-Ph, Grid Tied Inverter, 3800W, 208/240Vac, 60 Hz, 2 Unfused Input, 12 Yr Warr,Ground-Fault/Arc-Fault Protection, Ungrounded, RS485 and Ethernet, -40C, AC RSD, UL1741-SA, SetApp Enabled, SE3800H-US000BNU4 | Inventory Item | 1054.73 |  | 3800 |  | No | Inverters | Soligent De-listing | 998.02
310-0596 | 310-0596 |  |  | SolarEdge, SE5000H-US HD-Wave, 1-Ph, Grid Tied Inverter, 5000W, 240Vac, 60 Hz, 2 Unfused Input, 12 Yr Warr, Ground-Fault/Arc-Fault Protection, Ungrounded, RS485 and Ethernet, -40C, AC RSD, UL1741-SA, SetApp Enabled, SE5000H-US000BNU4 | Inventory Item | 1516.25 |  | 5000 |  | No | Inverters | Vendor De-listing | 1426.58
310-0596 : 310-0596 : 310-0596_S | 310-0596 : 310-0596_S |  |  | SolarEdge, SE5000H-US HD-Wave, 1-Ph, Grid Tied Inverter, 5000W, 240Vac, 60 Hz, 2 Unfused Input, 12 Yr Warr, Ground-Fault/Arc-Fault Protection, Ungrounded, RS485 and Ethernet, -40C, AC RSD, UL1741-SA, SetApp Enabled, SE5000H-US000BNU4 | Inventory Item | 1329.49 |  | 5000 |  | No | Inverters | Soligent De-listing | 1258.01
310-0597 : 310-0597 : 310-0597_S | 310-0597 : 310-0597_S |  |  | SolarEdge, SE6000H-US HD-Wave, 1-Ph, Grid Tied Inverter, 6000W, 208/240Vac, 60 Hz, 2 Unfused Input, 12 Yr Warr, Ground-Fault/Arc-Fault Protection, Ungrounded, RS485 and Ethernet, -40C, AC RSD, UL1741-SA, SetApp Enabled, SE6000H-US000BNU4 | Inventory Item | 1382.67 |  | 6000 |  | No | Inverters | Soligent De-listing | 1308.33
310-0598 : 310-0598 : 310-0598_S | 310-0598 : 310-0598_S |  |  | SolarEdge, SE7600H-US HD-Wave, 1-Ph, Grid Tied Inverter, 7600W, 240Vac, 60 Hz, 2 Unfused Input, 12 Yr Warr, Ground-Fault/Arc-Fault Protection, Ungrounded, RS485 and Ethernet, -40C, AC RSD, UL1741-SA, SetApp Enabled, SE7600H-US000BNU4 | Inventory Item | 1595.39 |  | 7600 |  | No | Inverters | Soligent De-listing | 1509.61
310-0599 | 310-0599 |  |  | SolarEdge, SE10000H-US, HD-Wave, 1-Ph, Grid Tied Inverter, 10kW, 240Vac, 60 Hz, 3 Unfused Input, 12 Yr Warr, Ground-Fault/Arc-Fault Protection, Ungrounded, RS485 and Ethernet, -40C, AC-RSD, UL-1741-SA, SetApp Enabled, SE10000H-US000BNU4 | Inventory Item | 2286.68 |  | 10000 |  | No | Inverters | Vendor De-listing | 2139.15
310-0599 : 310-0599 : 310-0599_S | 310-0599 : 310-0599_S |  |  | SolarEdge, SE10000H-US, HD-Wave, 1-Ph, Grid Tied Inverter, 10kW, 240Vac, 60 Hz, 3 Unfused Input, 12 Yr Warr, Ground-Fault/Arc-Fault Protection, Ungrounded, RS485 and Ethernet, -40C, AC-RSD, UL-1741-SA, SetApp Enabled, SE10000H-US000BNU4 | Inventory Item | 2052.18 |  | 10000 |  | No | Inverters | Soligent De-listing | 1941.85
310-0600 : 310-0600 : 310-0600_S | 310-0600 : 310-0600_S |  |  | SolarEdge, SE11400H-US, HD-Wave, 1-Ph, Grid Tied Inverter, 11.4kW, 208/240Vac, 60 Hz, 3 Unfused Input, 12 Yr Warr, Ground-Fault/Arc-Fault Protection, Ungrounded, RS485 and Ethernet, -40C, AC-RSD, UL1741-SA, SetApp Enabled, SE11400H-US000BNU4 | Inventory Item | 2190.59 |  | 11400 |  | No | Inverters | Soligent De-listing | 2072.82
310-0601 | 310-0601 |  |  | SolarEdge, SE3000H-US HD-Wave, 1-Ph, Grid Tied Inverter, 3000W, 240Vac, 60 Hz, 2 Unfused Input, 12 Yr Warr,Ground-Fault/Arc-Fault Protection, Ungrounded, RS485 and Ethernet, -40C, AC RSD, UL1741-SA, RGM, SetApp Enabled, SE3000H-US000BNC4 | Inventory Item | 2006.94 |  | 3000 |  | No | Inverters | Vendor De-listing | 1079
310-0602 | 310-0602 |  |  | SolarEdge, SE3800H-US HD-Wave, 1-Ph, Grid Tied Inverter, 3800W, 208/240Vac, 60 Hz, 2 Unfused Input, 12 Yr Warr,Ground-Fault/Arc-Fault Protection, Ungrounded, RS485 and Ethernet, -40C, AC RSD, UL1741-SA, RGM, SetApp Enabled, SE3800H-US000BNC4 | Inventory Item | 2045.56 |  | 3800 |  | No | Inverters | Vendor De-listing | 1022.88
310-0603 | 310-0603 |  |  | SolarEdge, SE5000H-US HD-Wave, 1-Ph, Grid Tied Inverter, 5000W, 240Vac, 60 Hz, 2 Unfused Input, 12 Yr Warr, Ground-Fault/Arc-Fault Protection, Ungrounded, RS485 and Ethernet, -40C, AC RSD, UL1741-SA, RGM, SetApp Enabled, SE5000H-US000BNC4 | Inventory Item | 2555.08 |  | 5000 |  | No | Inverters | Vendor De-listing | 0
310-0603 : 310-0603 : 310-0603_S | 310-0603 : 310-0603_S |  |  | SolarEdge, SE5000H-US HD-Wave, 1-Ph, Grid Tied Inverter, 5000W, 240Vac, 60 Hz, 2 Unfused Input, 12 Yr Warr, Ground-Fault/Arc-Fault Protection, Ungrounded, RS485 and Ethernet, -40C, AC RSD, UL1741-SA, RGM, SetApp Enabled, SE5000H-US000BNC4 | Inventory Item | 2555.08 |  | 5000 |  | No | Inverters | Soligent De-listing | 1277.67
310-0604 | 310-0604 |  |  | SolarEdge, SE6000H-US HD-Wave, 1-Ph, Grid Tied Inverter, 6000W, 208/240Vac, 60 Hz, 2 Unfused Input, 12 Yr Warr, Ground-Fault/Arc-Fault Protection, Ungrounded, RS485 and Ethernet, -40C, AC RSD, UL1741-SA, RGM, SetApp Enabled, SE6000H-US000BNC4 | Inventory Item | 2576.96 |  | 6000 |  | No | Inverters | Vendor De-listing | 1288.61
310-0605 | 310-0605 |  |  | SolarEdge, SE7600H-US HD-Wave, 1-Ph, Grid Tied Inverter, 7600W, 240Vac, 60 Hz, 2 Unfused Input, 12 Yr Warr, Ground-Fault/Arc-Fault Protection, Ungrounded, RS485 and Ethernet, -40C, AC RSD, UL1741-SA, RGM, SetApp Enabled, SE7600H-US000BNC4 | Inventory Item | 3012.34 |  | 7600 |  | No | Inverters | Vendor De-listing | 1536.91
310-0606 | 310-0606 |  |  | SolarEdge, SE10000H-US, HD-Wave, 1-Ph, Grid Tied Inverter, 10kW, 240Vac, 60 Hz, 3 Unfused Input, 12 Yr Warr, Ground-Fault/Arc-Fault Protection, Ungrounded, RS485 and Ethernet, -40C, AC-RSD, UL-1741-SA, RGM, SetApp Enabled, SE10000H-US000BNC4 | Inventory Item | 3814.9 |  | 10000 |  | No | Inverters | Vendor De-listing | 1907.64
310-0607 | 310-0607 |  |  | SolarEdge, SE11400H-US, HD-Wave, 1-Ph, Grid Tied Inverter, 11.4kW, 208/240Vac, 60 Hz, 3 Unfused Input, 12 Yr Warr, Ground-Fault/Arc-Fault Protection, Ungrounded, RS485 and Ethernet, -40C, AC-RSD, UL1741-SA, RGM, SetApp Enabled, SE11400H-US000BNC4 | Inventory Item | 4051.4 |  | 11400 |  | No | Inverters | Vendor De-listing | 2025.9
310-0608 | 310-0608 |  |  | SMA, Sunny Boy SB-3.0-US 1-Ph Grid Tied Inverter, 3000W, 208/240VAC, 60Hz, integrated DC Discon, 2 MPPT Input, 10 Yr Warr, Transformerless, Arc-Fault Protection, Built in Ethernet/WLAN, SunSpec RSD compliant, SB3.0-1SP-US-41 | Inventory Item | 1073.69 |  | 3000 |  | No | Inverters | Soligent De-listing | 966.32
310-0608 : 310-0608_S | 310-0608_S |  |  | SMA, Sunny Boy SB-3.0-US 1-Ph Grid Tied Inverter, 3000W, 208/240VAC, 60Hz, integrated DC Discon, 2 MPPT Input, 10 Yr Warr, Transformerless, Arc-Fault Protection, Built in Ethernet/WLAN, SunSpec RSD compliant, SB3.0-1SP-US-41 | Inventory Item | 1032.4 |  | 3000 |  | No | Inverters | Soligent De-listing | 929.16
310-0609 | 310-0609 |  |  | SMA, Sunny Boy SB-3.8-US 1-Ph Grid Tied Inverter, 3800W, 208/240VAC, 60Hz, integrated DC Discon, 2 MPPT Input, 10 Yr Warr, Transformerless, Arc-Fault Protection, Built in Ethernet/WLAN, SunSpec RSD compliant, SB3.8-1SP-US-41 | Inventory Item | 4923.4 |  | 3800 |  | No | Inverters | Vendor De-listing | 4431.06
310-0609 : 310-0609 : 310-0609_S | 310-0609 : 310-0609_S |  |  | SMA, Sunny Boy SB-3.8-US 1-Ph Grid Tied Inverter, 3800W, 208/240VAC, 60Hz, integrated DC Discon, 2 MPPT Input, 10 Yr Warr, Transformerless, Arc-Fault Protection, Built in Ethernet/WLAN, SunSpec RSD compliant, SB3.8-1SP-US-41 | Inventory Item | 1060.99 |  | 3800 |  | No | Inverters | Soligent De-listing | 954.89
310-0609-B |  |  |  | "B" Grade SMA, Sunny Boy SB-3.8-US 1-Ph Grid Tied Inverter, 3800W, 208/240VAC, 60Hz, integrated DC Discon, 2 MPPT Input, 10 Yr Warr, Transformerless, Arc-Fault Protection, Built in Ethernet/WLAN, SunSpec RSD compliant, SB3.8-1SP-US-41 | Inventory Item | 843.24 |  | 3800 |  | No | Inverters | Soligent De-listing | 800.66
310-0610 | 310-0610 |  |  | SMA, Sunny Boy SB-5.0-US 1-Ph Grid Tied Inverter, 5000W, 208/240VAC, 60Hz, integrated DC Discon, 3 MPPT Input, 10 Yr Warr, Transformerless, Arc-Fault Protection, Built in Ethernet/WLAN, SunSpec RSD compliant, SB5.0-1SP-US-41 | Inventory Item | 1290.15 |  | 5000 |  | No | Inverters | Vendor De-listing | 1161.13
310-0610 : 310-0610_S | 310-0610_S |  |  | SMA, Sunny Boy SB-5.0-US 1-Ph Grid Tied Inverter, 5000W, 208/240VAC, 60Hz, integrated DC Discon, 3 MPPT Input, 10 Yr Warr, Transformerless, Arc-Fault Protection, Built in Ethernet/WLAN, SunSpec RSD compliant, SB5.0-1SP-US-41 | Inventory Item | 1127.75 |  | 5000 |  | No | Inverters | Soligent De-listing | 1014.97
310-0611 | 310-0611 |  |  | SMA, Sunny Boy SB-6.0-US 1-Ph Grid Tied Inverter, 6000W, 208/240VAC, 60Hz, integrated DC Discon, 3 MPPT Input, 10 Yr Warr, Transformerless, Arc-Fault Protection, Built in Ethernet/WLAN, SunSpec RSD compliant, SB6.0-1SP-US-41 | Inventory Item | 1387.98 |  | 6000 |  | No | Inverters | Vendor De-listing | 1249.18
310-0611 : 310-0611 : 310-0611_S | 310-0611 : 310-0611_S |  |  | SMA, Sunny Boy SB-6.0-US 1-Ph Grid Tied Inverter, 6000W, 208/240VAC, 60Hz, integrated DC Discon, 3 MPPT Input, 10 Yr Warr, Transformerless, Arc-Fault Protection, Built in Ethernet/WLAN, SunSpec RSD compliant, SB6.0-1SP-US-41 | Inventory Item | 1213.26 |  | 6000 |  | No | Inverters | Soligent De-listing | 1091.94
310-0611-B |  |  |  | "B-Grade" SMA, Sunny Boy SB-6.0-US 1-Ph Grid Tied Inverter, 6000W, 208/240VAC, 60Hz, integrated DC Discon, 3 MPPT Input, 10 Yr Warr, Transformerless, Arc-Fault Protection, Built in Ethernet/WLAN, SunSpec RSD compliant, SB6.0-1SP-US-41 | Inventory Item | 1020.01 |  | 6000 |  | No | Inverters | Soligent De-listing | 968.49
310-0612 | 310-0612 |  |  | SMA, Sunny Boy SB-7.0-US 1-Ph Grid Tied Inverter, 7000W, 208/240VAC, 60Hz, integrated DC Discon, 3 MPPT Input, 10 Yr Warr, Transformerless, Arc-Fault Protection, Built in Ethernet/WLAN, SunSpec RSD compliant, SB7.0-1SP-US-41 | Inventory Item | 1554.17 |  | 7000 |  | No | Inverters | Vendor De-listing | 1398.76
310-0612 : 310-0612_S | 310-0612_S |  |  | SMA, Sunny Boy SB-7.0-US 1-Ph Grid Tied Inverter, 7000W, 208/240VAC, 60Hz, integrated DC Discon, 3 MPPT Input, 10 Yr Warr, Transformerless, Arc-Fault Protection, Built in Ethernet/WLAN, SunSpec RSD compliant, SB7.0-1SP-US-41 | Inventory Item | 1358.54 |  | 7000 |  | No | Inverters | Soligent De-listing | 1222.69
310-0613 | 310-0613 |  |  | SMA, Sunny Boy SB-7.7-US 1-Ph Grid Tied Inverter, 7700W, 208/240VAC, 60Hz, integrated DC Discon, 3 MPPT Input, 10 Yr Warr, Transformerless, Arc-Fault Protection, Built in Ethernet/WLAN, SunSpec RSD compliant, SB7.7-1SP-US-41 | Inventory Item | 1662.14 |  | 7700 |  | No | Inverters | Vendor De-listing | 1495.92
310-0613 : 310-0613_S | 310-0613_S |  |  | SMA, Sunny Boy SB-7.7-US 1-Ph Grid Tied Inverter, 7700W, 208/240VAC, 60Hz, integrated DC Discon, 3 MPPT Input, 10 Yr Warr, Transformerless, Arc-Fault Protection, Built in Ethernet/WLAN, SunSpec RSD compliant, SB7.7-1SP-US-41 | Inventory Item | 1452.81 |  | 7700 |  | No | Inverters | Soligent De-listing | 1307.53
310-0614 | 310-0614 |  |  | SolarEdge, SE3800H-US, HD-Wave, 1-Ph, Grid Tied Inverter with Level 2 EV Charger, 3800W, 240Vac, 60 Hz, 2 Unfused Input, 12 Yr Warr, Ground-Fault/AFCI, Ungrounded, RS485 and Ethernet, AC-RSD, UL-1741-SA, SetApp Enabled, SE3800H-US000BNV4 | Inventory Item | 2326.28 |  | 3800 |  | No | Inverters | Soligent De-listing | 1250.69
310-0615 | 310-0615 |  |  | SolarEdge, SE5000H-US, HD-Wave, 1-Ph, Grid Tied Inverter with Level 2 EV Charger, 5000W, 240Vac, 60 Hz, 2 Unfused Input, 12 Yr Warr, Ground-Fault/AFCI, Ungrounded, RS485 and Ethernet, AC-RSD, UL-1741-SA, SetApp Enabled, SE5000H-US000BNV4 | Inventory Item | 2795.76 |  | 5000 |  | No | Inverters | Soligent De-listing | 0
310-0616 | 310-0616 |  |  | SolarEdge, SE6000H-US, HD-Wave, 1-Ph, Grid Tied Inverter with Level 2 EV Charger, 6000W, 240Vac, 60 Hz, 2 Unfused Input, 12 Yr Warr, Ground-Fault/AFCI, Ungrounded, RS485 and Ethernet, AC-RSD, UL-1741-SA, SetApp Enabled, SE6000H-US000BNV4 | Inventory Item | 2886.64 |  | 6000 |  | No | Inverters | Soligent De-listing | 0
310-0617 | 310-0617 |  |  | SolarEdge, SE7600H-US, HD-Wave, 1-Ph, Grid Tied Inverter with Level 2 EV Charger, 7600W, 240Vac, 60 Hz, 2 Unfused Input, 12 Yr Warr, Ground-Fault/AFCI, Ungrounded, RS485 and Ethernet, AC-RSD, UL-1741-SA, SetApp Enabled, SE7600H-US000BNV4 | Inventory Item | 1766.37 |  | 7600 |  | No | Inverters | Vendor De-listing | 1692.77
310-0618 | 310-0618 |  |  | SolarEdge, SE3800H-US, HD-Wave, 1-Ph, Grid Tied Inverter with Level 2 EV Charger, 3800W, 240Vac, 60 Hz, 2 Unfused Input, 12 Yr Warr, Ground-Fault/AFCI, Ungrounded, RS485 and Ethernet, AC-RSD, UL-1741-SA, SetApp Enabled, with RGM, SE3800H-US000BNW4 | Inventory Item | 2569.58 |  | 3800 |  | No | Inverters | Soligent De-listing | 0
310-0619 | 310-0619 |  |  | SolarEdge, SE5000H-US, HD-Wave, 1-Ph, Grid Tied Inverter with Level 2 EV Charger, 5000W, 240Vac, 60 Hz, 2 Unfused Input, 12 Yr Warr, Ground-Fault/AFCI, Ungrounded, RS485 and Ethernet, AC-RSD, UL-1741-SA, SetApp Enabled, with RGM, SE5000H-US000BNW4 | Inventory Item | 3082 |  | 5000 |  | No | Inverters | Soligent De-listing | 0
310-0620 | 310-0620 |  |  | SolarEdge, SE6000H-US, HD-Wave, 1-Ph, Grid Tied Inverter with Level 2 EV Charger, 6000W, 240Vac, 60 Hz, 2 Unfused Input, 12 Yr Warr, Ground-Fault/AFCI, Ungrounded, RS485 and Ethernet, AC-RSD, UL-1741-SA, SetApp Enabled, with RGM, SE6000H-US000BNW4 | Inventory Item | 3172.88 |  | 6000 |  | No | Inverters | Soligent De-listing | 0
310-0621 | 310-0621 |  |  | SolarEdge, SE7600H-US, HD-Wave, 1-Ph, Grid Tied Inverter with Level 2 EV Charger, 7600W, 240Vac, 60 Hz, 2 Unfused Input, 12 Yr Warr, Ground-Fault/AFCI, Ungrounded, RS485 and Ethernet, AC-RSD, UL-1741-SA, SetApp Enabled, with RGM, SE7600H-US000BNW4 | Inventory Item | 3536.36 |  | 7600 |  | No | Inverters | Soligent De-listing | 0
310-0622 | 310-0622 |  |  | SolarEdge, StorEdge, 3.8 kW, 1-Ph Grid Tied Inverter, 3800W, 240VAC, 60Hz, DC Discon, 2 Unfused PV Input, 12 Yr Warr, Ungrounded, RS485, Ethernet, and 5 Year Cell plan, RSD, -25C, AFCI, UL-1741-SA, SE3800A-USS2RNCB2 | Inventory Item | 1099 |  | 3800 |  | No | Inverters | Soligent De-listing | 0
310-0622 : 310-0622_S | 310-0622_S |  |  | SolarEdge, StorEdge, 3.8 kW, 1-Ph Grid Tied Inverter, 3800W, 240VAC, 60Hz, DC Discon, 2 Unfused PV Input, 12 Yr Warr, Ungrounded, RS485, Ethernet, and 5 Year Cell plan, RSD, -25C, AFCI, UL-1741-SA, SE3800A-USS2RNCB2 | Inventory Item | 1099 |  | 3800 |  | No | Inverters | Soligent De-listing | 1065.38
310-0623 | 310-0623 |  |  | SolarEdge, StorEdge, 3.8kW, 1-Ph Grid Tied Inverter, 3800W, 240VAC, 60Hz, DC Discon, 2 Unfused PV Input, 12 Yr Warr, Ungrounded, RS485, Ethernet, and 5 Year Cell plan, with RGM, RSD, -25C, AFCI, UL-1741-SA, SE3800A-USS2RNCY2 | Inventory Item | 4549.02 |  | 3800 |  | No | Inverters | Soligent De-listing | 2445.71
310-0624 | 310-0624 |  |  | SolarEdge, StorEdge, 7.6kW, 1-Ph Grid Tied Inverter, 7600W, 240VAC, 60Hz, DC Discon, 2 Unfused PV Input, 12 Yr Warr, Ungrounded, RS485, Ethernet, and 5 Year Cell plan, RSD, -25C, AFCI, UL-1741-SA, SE7600A-USS2RNCB2 | Inventory Item | 1649 |  | 7600 |  | No | Inverters | Soligent De-listing | 0
310-0624 : 310-0624_S | 310-0624_S |  |  | SolarEdge, StorEdge, 7.6kW, 1-Ph Grid Tied Inverter, 7600W, 240VAC, 60Hz, DC Discon, 2 Unfused PV Input, 12 Yr Warr, Ungrounded, RS485, Ethernet, and 5 Year Cell plan, RSD, -25C, AFCI, UL-1741-SA, SE7600A-USS2RNCB2 | Inventory Item | 1649 |  | 7600 |  | No | Inverters | Soligent De-listing | 1611.51
310-0624-B : 310-0624-B_S | 310-0624-B_S |  |  | "B" Grade SolarEdge, StorEdge, 7.6kW, 1-Ph Grid Tied Inverter, 7600W, 240VAC, 60Hz, DC Discon, 2 Unfused PV Input, 12 Yr Warr, Ungrounded, RS485, Ethernet, and 5 Year Cell plan, RSD, -25C, AFCI, UL-1741-SA, SE7600A-USS2RNCB2 | Inventory Item | 2210.04 |  | 7600 |  | No | Inverters | Soligent De-listing | 2119.84
310-0625 | 310-0625 |  |  | SolarEdge, StorEdge, 7.6kW, 1-Ph Grid Tied Inverter, 7600W, 240VAC, 60Hz, DC Discon, 2 Unfused PV Input, 12 Yr Warr, Ungrounded, RS485, Ethernet, and 5 Year Cell plan, with RGM, RSD, -25C, AFCI, UL-1741-SA, SE7600A-USS2RNCY2 | Inventory Item | 5515.8 |  | 7600 |  | No | Inverters | Soligent De-listing | 0
310-0626 | 310-0626 |  |  | SolarEdge, StorEdge, 3.8 kW, 1-Ph Grid Tied Inverter, 3800W, 240VAC, 60Hz, DC Discon, 2 Unfused PV Input, 12 Yr Warr, Ungrounded, RS485, Ethernet, and 12 Year Cell plan, RSD, -25C, AFCI, UL-1741-SA, SE3800A-USS2RNSB2 | Inventory Item | 4797.46 |  | 3800 |  | No | Inverters | Soligent De-listing | 0
310-0627 | 310-0627 |  |  | SolarEdge, StorEdge, 3.8kW, 1-Ph Grid Tied Inverter, 3800W, 240VAC, 60Hz, DC Discon, 2 Unfused PV Input, 12 Yr Warr, Ungrounded, RS485, Ethernet, and 12 Year Cell plan, with RGM, RSD, -25C, AFCI, UL-1741-SA, SE3800A-USS2RNSY2 | Inventory Item | 5040.78 |  | 3800 |  | No | Inverters | Soligent De-listing | 0
310-0628 | 310-0628 |  |  | SolarEdge, StorEdge, 7.6kW, 1-Ph Grid Tied Inverter, 7600W, 240VAC, 60Hz, DC Discon, 2 Unfused PV Input, 12 Yr Warr, Ungrounded, RS485, Ethernet, and 12 Year Cell plan, RSD, -25C, AFCI, UL-1741-SA, SE7600A-USS2RNSB2 | Inventory Item | 5721.32 |  | 7600 |  | No | Inverters | Soligent De-listing | 0
310-0629 | 310-0629 |  |  | SolarEdge, StorEdge, 7.6kW, 1-Ph Grid Tied Inverter, 7600W, 240VAC, 60Hz, DC Discon, 2 Unfused PV Input, 12 Yr Warr, Ungrounded, RS485, Ethernet, and 12 Year Cell plan, with RGM, RSD, -25C, AFCI, UL-1741-SA, SE7600A-USS2RNSY2 | Inventory Item | 6007.56 |  | 7600 |  | No | Inverters | Soligent De-listing | 0
310-0630 : 310-0630_S | 310-0630_S |  |  | SolarEdge, StorEdge, 3.8 kW, 1-Ph Grid Tied Inverter, 3800W, 240VAC, 60Hz, DC Discon, 2 Unfused PV Input, 12 Yr Warr, Ungrounded, RS485, Ethernet, and 5 Year Cell plan, RSD, -25C, AFCI, UL-1741-SA, SE3800A-USS2RLCB2 | Inventory Item | 1099 |  | 3800 |  | No | Inverters | Soligent De-listing | 1065.38
310-0631 | 310-0631 |  |  | SolarEdge, StorEdge, 3.8kW, 1-Ph Grid Tied Inverter, 3800W, 240VAC, 60Hz, DC Discon, 2 Unfused PV Input, 12 Yr Warr, Ungrounded, RS485, Ethernet, and 5 Year Cell plan, with RGM, RSD, -25C, AFCI, UL-1741-SA, SE3800A-USS2RLCY2 | Inventory Item | 4549.02 |  | 3800 |  | No | Inverters | Soligent De-listing | 0
310-0632 | 310-0632 |  |  | SolarEdge, StorEdge, 7.6kW, 1-Ph Grid Tied Inverter, 7600W, 240VAC, 60Hz, DC Discon, 2 Unfused PV Input, 12 Yr Warr, Ungrounded, RS485, Ethernet, and 5 Year Cell plan, RSD, -25C, AFCI, UL-1741-SA, SE7600A-USS2RLCB2 | Inventory Item | 1649 |  | 7600 |  | No | Inverters | Vendor De-listing | 0
310-0632 : 310-0632_S | 310-0632_S |  |  | SolarEdge, StorEdge, 7.6kW, 1-Ph Grid Tied Inverter, 7600W, 240VAC, 60Hz, DC Discon, 2 Unfused PV Input, 12 Yr Warr, Ungrounded, RS485, Ethernet, and 5 Year Cell plan, RSD, -25C, AFCI, UL-1741-SA, SE7600A-USS2RLCB2 | Inventory Item | 1649 |  | 7600 |  | No | Inverters | Soligent De-listing | 1611.51
310-0633 | 310-0633 |  |  | SolarEdge, StorEdge, 7.6kW, 1-Ph Grid Tied Inverter, 7600W, 240VAC, 60Hz, DC Discon, 2 Unfused PV Input, 12 Yr Warr, Ungrounded, RS485, Ethernet, and 5 Year Cell plan, with RGM, RSD, -25C, AFCI, UL-1741-SA, SE7600A-USS2RLCY2 | Inventory Item | 5515.8 |  | 7600 |  | No | Inverters | Soligent De-listing | 0
310-0634 | 310-0634 |  |  | SolarEdge, StorEdge, 3.8 kW, 1-Ph Grid Tied Inverter, 3800W, 240VAC, 60Hz, DC Discon, 2 Unfused PV Input, 12 Yr Warr, Ungrounded, RS485, Ethernet, and 12 Year Cell plan, RSD, -25C, AFCI, UL-1741-SA, SE3800A-USS2RLSB2 | Inventory Item | 4797.46 |  | 3800 |  | No | Inverters | Soligent De-listing | 0
310-0635 | 310-0635 |  |  | SolarEdge, StorEdge, 3.8kW, 1-Ph Grid Tied Inverter, 3800W, 240VAC, 60Hz, DC Discon, 2 Unfused PV Input, 12 Yr Warr, Ungrounded, RS485, Ethernet, and 12 Year Cell plan, with RGM, RSD, -25C, AFCI, UL-1741-SA, SE3800A-USS2RLSY2 | Inventory Item | 5040.78 |  | 3800 |  | No | Inverters | Soligent De-listing | 0
310-0636 | 310-0636 |  |  | SolarEdge, StorEdge, 7.6kW, 1-Ph Grid Tied Inverter, 7600W, 240VAC, 60Hz, DC Discon, 2 Unfused PV Input, 12 Yr Warr, Ungrounded, RS485, Ethernet, and 12 Year Cell plan, RSD, -25C, AFCI, UL-1741-SA, SE7600A-USS2RLSB2 | Inventory Item | 5721.32 |  | 7600 |  | No | Inverters | Soligent De-listing | 0
310-0637 | 310-0637 |  |  | SolarEdge, StorEdge, 7.6kW, 1-Ph Grid Tied Inverter, 7600W, 240VAC, 60Hz, DC Discon, 2 Unfused PV Input, 12 Yr Warr, Ungrounded, RS485, Ethernet, and 12 Year Cell plan, with RGM, RSD, -25C, AFCI, UL-1741-SA, SE7600A-USS2RLSY2 | Inventory Item | 6007.56 |  | 7600 |  | No | Inverters | Vendor De-listing | 0
310-0638 | 310-0638 |  |  | SolarEdge, StorEdge Energy Hub SE3000H-US HD-Wave, Single Phase, Grid Tied Inverter, 3000W, 240Vac, 60 Hz, 2 Unfused Input, 12 Yr Warr,Ground-Fault/Arc-Fault Protection, RS485 and Ethernet, with 5 Year Cell plan, -40C, AC RSD, w/RGM, and Consumption Meter (Add CT’s), SetApp Enabled, UL1741-SA, SE3000H-USS3BBC14 | Inventory Item | 3050 |  | 3000 |  | No | Inverters | Soligent De-listing | 1639.78
310-0639 | 310-0639 |  |  | SolarEdge, Energy Hub SE3800H-US HD-Wave, Single Phase, Grid Tied Inverter, 3800W, 240Vac, 60 Hz, 2 Unfused Input, 12 Yr Warr,Ground-Fault/Arc-Fault Protection, RS485 and Ethernet, with 5 Year Cell plan, -40C, AC RSD, w/RGM, and Consumption Meter (Add CT’s), SetApp Enabled, UL1741-SA, SE3800H-USS3BBC14 | Inventory Item | 1823.39 |  | 3800 |  | No | Inverters | Vendor De-listing | 1715.56
310-0639 : 310-0639_S | 310-0639_S |  |  | SolarEdge, Energy Hub SE3800H-US HD-Wave, Single Phase, Grid Tied Inverter, 3800W, 240Vac, 60 Hz, 2 Unfused Input, 12 Yr Warr,Ground-Fault/Arc-Fault Protection, RS485 and Ethernet, with 5 Year Cell plan, -40C, AC RSD, w/RGM, and Consumption Meter (Add CT’s), SetApp Enabled, UL1741-SA, SE3800H-USS3BBC14 | Inventory Item | 1813.03 |  | 3800 |  | No | Inverters | Soligent De-listing | 1715.56
310-0640 | 310-0640 |  |  | SolarEdge, StorEdge Energy Hub SE5000H-US HD-Wave, Single Phase, Grid Tied Inverter, 5000W, 240Vac, 60 Hz, 2 Unfused Input, 12 Yr Warr,Ground-Fault/Arc-Fault Protection, RS485 and Ethernet, with 5 Year Cell plan, -40C, AC RSD, w/RGM, and Consumption Meter (Add CT’s), SetApp Enabled, UL1741-SA, SE5000H-USS3BBC14 | Inventory Item | 3680 |  |  |  | No | Inverters | Soligent De-listing | 0
310-0641 | 310-0641 |  |  | SolarEdge, Energy Hub SE6000H-US HD-Wave, Single Phase, Grid Tied Inverter, 6000W, 240Vac, 60 Hz, 2 Unfused Input, 12 Yr Warr,Ground-Fault/Arc-Fault Protection, RS485 and Ethernet, with 5 Year Cell plan, -40C, AC RSD, w/RGM, and Consumption Meter (Add CT’s), SetApp Enabled, UL1741-SA, SE6000H-USS3BBC14 | Inventory Item | 2258.98 |  | 6000 |  | No | Inverters | Vendor De-listing | 2137.53
310-0641 : 310-0641_S | 310-0641_S |  |  | SolarEdge, Energy Hub SE6000H-US HD-Wave, Single Phase, Grid Tied Inverter, 6000W, 240Vac, 60 Hz, 2 Unfused Input, 12 Yr Warr,Ground-Fault/Arc-Fault Protection, RS485 and Ethernet, with 5 Year Cell plan, -40C, AC RSD, w/RGM, and Consumption Meter (Add CT’s), SetApp Enabled, UL1741-SA, SE6000H-USS3BBC14 | Inventory Item | 2258.98 |  | 6000 |  | No | Inverters | Soligent De-listing | 2137.53
310-0642 | 310-0642 |  |  | SolarEdge, Energy Hub SE7600H-US HD-Wave, Single Phase, Grid Tied Inverter, 7600W, 240Vac, 60 Hz, 2 Unfused Input, 12 Yr Warr,Ground-Fault/Arc-Fault Protection, RS485 and Ethernet, with 5 Year Cell plan, -40C, AC RSD, w/RGM, and Consumption Meter (Add CT’s), SetApp Enabled, UL1741-SA, SE7600H-USS3BBC14 | Inventory Item | 2367.05 |  | 7600 |  | No | Inverters | Vendor De-listing | 2239.78
310-0642 : 310-0642_S | 310-0642_S |  |  | SolarEdge, Energy Hub SE7600H-US HD-Wave, Single Phase, Grid Tied Inverter, 7600W, 240Vac, 60 Hz, 2 Unfused Input, 12 Yr Warr,Ground-Fault/Arc-Fault Protection, RS485 and Ethernet, with 5 Year Cell plan, -40C, AC RSD, w/RGM, and Consumption Meter (Add CT’s), SetApp Enabled, UL1741-SA, SE7600H-USS3BBC14 | Inventory Item | 2367.05 |  | 7600 |  | No | Inverters | Vendor De-listing | 2239.78
310-0643 : 310-0643_S | 310-0643_S |  |  | SolarEdge, Energy Hub SE7600H-US HD-Wave, Single Phase, Grid Tied Inverter, Dual Rated 7.6kW/7kW Battery Access, 240Vac, 60 Hz, 2 Unfused Input, 12 Yr Warr,Ground-Fault/Arc-Fault Protection, RS485 and Ethernet, with 5 Year Cell plan, -40C, AC RSD, w/RGM, and Consumption Meter (Add CT’s), SetApp Enabled, UL1741-SA, SE7600H-USSNBBL14 | Inventory Item | 2619.48 |  | 7600 |  | No | Inverters | Soligent De-listing | 2478.65
310-0644 : 310-0644_S | 310-0644_S |  |  | SolarEdge, Energy Hub SE10000H-US HD-Wave, Single Phase, Grid Tied Inverter, Dual Rated 10kW/10kW Battery Access, 240Vac, 60 Hz, 2 Unfused Input, 12 Yr Warr,Ground-Fault/Arc-Fault Protection, RS485 and Ethernet, with 5 Year Cell plan, -40C, AC RSD, w/RGM, and Consumption Meter (Add CT’s), SetApp Enabled, UL1741-SA, SE10000H-USSNBBL14 | Inventory Item | 3172.67 |  | 10000 |  | No | Inverters | Soligent De-listing | 3002.1
310-0645 : 310-0645_S | 310-0645_S |  |  | SolarEdge, Energy Hub SE11400H-US HD-Wave, Single Phase, Grid Tied Inverter, Dual Rated 11.4kW/10kW Battery Access, 240Vac, 60 Hz, 2 Unfused Input, 12 Yr Warr,Ground-Fault/Arc-Fault Protection, RS485 and Ethernet, with 5 Year Cell plan, -40C, AC RSD, w/RGM, and Consumption Meter (Add CT’s), SetApp Enabled, UL1741-SA, SE11400H-USSNBBL14 | Inventory Item | 3232.9 |  | 11400 |  | No | Inverters | Soligent De-listing | 3059.09
310-0646 : 310-0646_S | 310-0646_S |  |  | SolarEdge, Energy Hub SE7600H-US HD-Wave, Single Phase, Grid Tied Inverter, Dual Rated 7.6kW/10kW Battery Access, 240Vac, 60 Hz, 2 Unfused Input, 12 Yr Warr, Ground-Fault/Arc-Fault Protection, RS485 and Ethernet, with 5 Year Cell plan, -40C, AC RSD, w/RGM, and Consumption Meter (Add CT’s), SetApp Enabled, UL1741-SA, SE7600H-USMNBBL14 | Inventory Item | 3002.22 |  | 7600 |  | No | Inverters | Soligent De-listing | 2840.81
310-0647 : 310-0647 : 310-0647 : 310-0647 : 310-0647_S | 310-0647 : 310-0647 : 310-0647 : 310-0647_S |  |  | SolarEdge, Energy Hub SE3800H-US HD-Wave, Single Phase, Grid Tied Inverter, Dual Rated 3.8kW/7kW Battery Access, 240Vac, 60 Hz, 2 Unfused Input, 12 Yr Warr, Ground-Fault/Arc-Fault Protection, RS485 and Ethernet, with 5 Year Cell plan, -40C, AC RSD, w/RGM, and Consumption Meter (Add CT’s), SetApp Enabled, UL1741-SA, SE3800H-USMNBBL14 | Inventory Item | 2619.48 |  | 3800 |  | No | Inverters | Soligent De-listing | 2478.65
310-0648 : 310-0648 : 310-0648 : 310-0648 : 310-0648_S | 310-0648 : 310-0648 : 310-0648 : 310-0648_S |  |  | SolarEdge, Energy Hub SE6000H-US HD-Wave, Single Phase, Grid Tied Inverter, Dual Rated 6kW/6kW Battery Access, 240Vac, 60 Hz, 2 Unfused Input, 12 Yr Warr, Ground-Fault/Arc-Fault Protection, RS485 and Ethernet, with 5 Year Cell plan, -40C, AC RSD, w/RGM, and Consumption Meter (Add CT’s), SetApp Enabled, UL1741-SA, SE6000H-USSNBBL14 | Inventory Item | 2440.4 |  | 6000 |  | No | Inverters | Soligent De-listing | 2309.19
310-0649 | 310-0649 |  |  | SMA, Sunny Boy SB-3.0-US 1-Ph Grid Tied Inverter, 3000W, 208/240VAC, 60Hz, integrated DC Discon, 2 MPPT Input, 10 Yr Warr, Transformerless, Arc-Fault Protection, Ethernet, NO WLAN (Wi-FI), SunSpec RSD compliant, SB3.0-1SP-US-41X | Inventory Item |  |  | 3000 |  | No | Inverters | Vendor De-listing | 0
310-0650 | 310-0650 |  |  | SMA, Sunny Boy SB-3.8-US 1-Ph Grid Tied Inverter, 3800W, 208/240VAC, 60Hz, integrated DC Discon, 2 MPPT Input, 10 Yr Warr, Transformerless, Arc-Fault Protection, Ethernet, NO WLAN (Wi-FI), SunSpec RSD compliant, SB3.8-1SP-US-41X | Inventory Item | 1213.77 |  | 3800 |  | No | Inverters | Vendor De-listing | 1092.39
310-0651 | 310-0651 |  |  | SMA, Sunny Boy SB-5.0-US 1-Ph Grid Tied Inverter, 5000W, 208/240VAC, 60Hz, integrated DC Discon, 3 MPPT Input, 10 Yr Warr, Transformerless, Arc-Fault Protection, Ethernet, NO WLAN (Wi-FI), SunSpec RSD compliant, SB5.0-1SP-US-41X | Inventory Item |  |  | 5000 |  | No | Inverters | Vendor De-listing | 0
310-0652 | 310-0652 |  |  | SMA, Sunny Boy SB-6.0-US 1-Ph Grid Tied Inverter, 6000W, 208/240VAC, 60Hz, integrated DC Discon, 3 MPPT Input, 10 Yr Warr, Transformerless, Arc-Fault Protection, Ethernet, NO WLAN (Wi-FI), SunSpec RSD compliant, SB6.0-1SP-US-41-V2 | Inventory Item | 1387.98 |  | 6000 |  | No | Inverters | Vendor De-listing | 1249.18
310-0653 | 310-0653 |  |  | SMA, Sunny Boy SB-7.0-US 1-Ph Grid Tied Inverter, 7000W, 208/240VAC, 60Hz, integrated DC Discon, 3 MPPT Input, 10 Yr Warr, Transformerless, Arc-Fault Protection, Ethernet, NO WLAN (Wi-FI), SunSpec RSD compliant, SB7.0-1SP-US-41X | Inventory Item |  |  | 7000 |  | No | Inverters | Vendor De-listing | 0
310-0654 | 310-0654 |  |  | SMA, Sunny Boy SB-7.7-US 1-Ph Grid Tied Inverter, 7700W, 208/240VAC, 60Hz, integrated DC Discon, 3 MPPT Input, 10 Yr Warr, Transformerless, Arc-Fault Protection, Ethernet, NO WLAN (Wi-FI), SunSpec RSD compliant, SB7.7-1SP-US-41-V2 | Inventory Item | 1662.14 |  | 7700 |  | No | Inverters | Vendor De-listing | 1495.92
310-0655 | 310-0655 |  |  | Solis, 1P10k, 1-Ph, Grid Tied Inverter, 10,000W, 208/240Vac, 60 Hz, SOLIS-1P10K-4G-US-SA2-NE-RT | Inventory Item | 1523.18 |  | 10000 |  | No | Inverters | Vendor De-listing | 1469.42
310-0659 | 310-0659 |  |  | SolarEdge, SE3000H-US HD-Wave, 1-Ph, Grid Tied Inverter, 3000W, 240Vac, 60 Hz, 2 Unfused Input, 12 Yr. Warranty, Ground-Fault/Arc-Fault Protection, Ungrounded, RS485 and Ethernet, -40C, AC RSD, UL1741-SA, SetApp Enabled, Compatible with Energy Net Communicator, SE3000H-US000BEU4 | Inventory Item | 1172.61 |  | 3000 |  | No | Inverters | Shippable | 1096.96
310-6001 |  |  |  | SolarEdge, SE10000H-US, HD-Wave, 1-Ph, Grid Tied Inverter, 10kW, 240Vac, 60 Hz, 3 Unfused Input, 12 Yr Warr, Ground-Fault/Arc-Fault Protection, Ungrounded, RS485 and Ethernet, -40C, AC-RSD, UL-1741-SA, SetApp Enabled, SE10000H-US00BNEU4 | Inventory Item | 2105.19 |  | 10000 |  | No | Inverters | Soligent De-listing | 1980.69
311-0001 | 311-0001 |  |  | Sol-Ark, 12kW Battery or Battery-Less Inverter, 12,000W, 120/240-208Vac, 48VDC, Transformerless Sinewave, Grid Tie/Off-Grid, AC and/or DC Coupled, 2 MPPT PV inputs, with AFCI/GFDI, BTS & Dual AC inputs, 10 Yr Warr, UL1741-SA (Rule-21), NEMA 1, SA-12K | Inventory Item | 7500 |  | 12000 |  | No | Inverters | Soligent De-listing | 5833.33
311-0002 | 311-0002 |  |  | OutBack, FX/VFX AC Board, must specify inverter model when ordering, FX-AC | Inventory Item | 248.61 |  |  |  | No | Inverters | Shippable | 210.59
311-0003 | 311-0003 |  |  | OutBack, FX/VFX Control Board, must specify inverter model when ordering, FX-CNTRLL | Inventory Item | 373.61 |  |  |  | No | Inverters | Shippable | 316.47
311-0004 | 311-0004 |  |  | OutBack, FX/VFX FET Board, must specify battery voltage when ordering, FX-FET | Inventory Item | 538.89 |  |  |  | No | Inverters | Shippable | 456.47
311-0005 | 311-0005 |  |  | Outback, GTFX2524 battery inverter, 2500W, 120VAC, 60Hz, 50A Transfer, 24VDC, Sinewave, Grid Tied, 5 Yr Warr, 55A Charger, with BTS, GTFX2524 | Inventory Item | 2938.99 |  | 2500 |  | No | Inverters | Soligent De-listing | 0
311-0006 | 311-0006 |  |  | Outback, GTFX3048 battery inverter, 3000W, 120VAC, 60Hz, 50A Transfer, 48VDC, Sinewave, Grid Tied, 5 Yr Warr, 35A Charger, with BTS, GTFX3048 | Inventory Item | 2938.99 |  | 3000 |  | No | Inverters | Vendor De-listing | 0
311-0007 | 311-0007 |  |  | Outback, GVFX3524 battery inverter, 3500W, 120VAC, 60Hz, 50A Transfer, 24VDC, Sinewave, Grid Tied, 5 Yr Warr, 85A Charger, with BTS, GVFX3524 | Inventory Item | 1912.86 |  | 3500 |  | No | Inverters | Soligent De-listing | 1575.29
311-0008 | 311-0008 |  |  | Outback, GVFX3648 battery inverter, 3600W, 120VAC, 60Hz, 50A Transfer, 48VDC, Sinewave, Grid Tied, 5 Yr Warr, 45A Charger, with BTS, GVFX3648 | Inventory Item | 4046.99 |  | 3600 |  | No | Inverters | Vendor De-listing | 0
311-0011 | 311-0011 |  |  | SMA, Sunny Island 4248U battery inverter, 4200W, 120VAC, 60Hz, 56A Transfer, 48VDC, Sinewave, Off Grid, 100A Charger, 5 Yr Warr, with BTS, SI 4248U | Inventory Item | 5906 |  | 4200 |  | No | Inverters | Vendor De-listing | 0
311-0012 | 311-0012 |  |  | SMA, Sunny Island 5048U battery inverter, 5000W, 120VAC, 60Hz, 56A Transfer, 48VDC, Sinewave, Off Grid, 100A Charger, 5 Yr Warr, with BTS, SI 5048U | Inventory Item | 3060 |  | 5000 |  | No | Inverters | Soligent De-listing | 0
311-0014 | 311-0014 |  |  | Schneider Electric, XW4024-120/240-60 battery inverter, 4000W, 120/240VAC, 60Hz, 60A Transfer, 24VDC, Sinewave, Grid Tied, 150A Charger, 5 Yr Warr, with BTS, RNW8651010 | Inventory Item | 3801.99 |  | 4000 |  | No | Inverters | Vendor De-listing | 0
311-0015 | 311-0015 |  |  | Schneider Electric, XW4548-120/240-60 battery inverter, 4500W, 120/240VAC, 60Hz, 60A Transfer, 48VDC, Sinewave, Grid Tied, 85A Charger, 5 Yr Warr, with BTS, RNW8651005 | Inventory Item | 3801.99 |  | 4500 |  | No | Inverters | Vendor De-listing | 0
311-0016 | 311-0016 |  |  | Schneider Electric, XW6048-120/240-60 battery inverter, 6000W, 120/240VAC, 60Hz, 60A Transfer, 48VDC, Sinewave, Grid Tied, 100A Charger, 5 Yr Warr, with BTS, RNW865100001 | Inventory Item | 3520.8 |  | 6000 |  | No | Inverters | Vendor De-listing | 0
311-0018 | 311-0018 |  |  | SMA, Sunny Island 3324 battery ROW Inverter, 3300W, 230VAC, 50Hz, 56A Transfer, 24VDC, Sinewave, Off Grid, 104A Charger, 5 Yr Warr, with BTS, SI 3324 | Inventory Item | 5356 |  | 3300 |  | No | Inverters | Vendor De-listing | 0
311-0019 | 311-0019 |  |  | SMA, Sunny Island 5048 battery ROW Inverter, 5000W, 230VAC, 50Hz, 56A Transfer, 48VDC, Sinewave, Grid Tied, 100A Charger, 5 Yr Warr, with BTS, SI 5048 ROW | Inventory Item | 1495.83 |  | 5000 |  | No | Inverters | Vendor De-listing | 0
311-0020 | 311-0020 |  |  | SMA, Sunny Island 4248 battery ROW Inverter, 4200W, 230VAC, 50Hz, 56A Transfer, 48VDC, Sinewave, Off Grid, 80A Charger, 5 Yr Warr, with BTS, SI 4248 | Inventory Item | 2668.98 |  | 4200 |  | No | Inverters | Vendor De-listing | 0
311-0021 | 311-0021 |  |  | Schneider Electric, XW4548-230-50 battery ROW Inverter, 4500W, 230VAC, 50Hz, 56A Transfer, 48VDC, Sinewave, Grid Tied, 85A Charger, 5 Yr Warr, with BTS, ROW, RNW865104061 | Inventory Item | 5019 |  | 4500 |  | No | Inverters | Soligent De-listing | 0
311-0022 | 311-0022 |  |  | Schneider Electric, XW4024-230-50 battery ROW Inverter, 4000W, 230VAC, 50Hz, 56A Transfer, 24VDC, Sinewave, Grid Tied, 150A Charger, 5 Yr Warr, with BTS, ROW, RNW865104561 | Inventory Item | 4926 |  | 4000 |  | No | Inverters | Soligent De-listing | 0
311-0029 | 311-0029 |  |  | Schneider Electric, XW6048-230-50 battery ROW Inverter, 6000W, 230VAC, 50Hz, 56A Transfer, 48VDC, Sinewave, Grid Tied, 100A Charger, 5 Yr Warr, with BTS, ROW, RNW865103561 | Inventory Item | 2726.5 |  | 6000 |  | No | Inverters | Vendor De-listing | 0
311-0031 | 311-0031 |  |  | Outback, GVFX3648LA battery inverter, 3600W, 127VAC, 60Hz, 50A Transfer, 48VDC, Sinewave, Grid Tied, 5 Yr Warr, 45A Charger, with BTS, NOT INTENDED FOR USE IN THE U.S. OR CANADA, GVFX3648LA | Inventory Item | 1732.5 |  | 3600 |  | No | Inverters | Vendor De-listing | 0
311-0032 | 311-0032 |  |  | Outback, GFX1448E battery ROW inverter, 1400W, 230VAC, 50 Hz, 30A Transfer, 48VDC, Sinewave, Grid Tied, 5 Yr Warr, 20A Charger, with BTS, GFX1448E | Inventory Item | 2113.99 |  | 1400 |  | No | Inverters | Soligent De-listing | 0
311-0033 | 311-0033 |  |  | Outback, GVFX3024E battery ROW Inverter, 3000W, 230VAC, 50Hz, 25A Transfer, 24VDC, Sinewave, Grid Tied, 5 Yr Warr, 80A Charger, with BTS, GVFX3024E | Inventory Item | 2859 |  | 3000 |  | No | Inverters | Vendor De-listing | 0
311-0034 | 311-0034 |  |  | Outback, GVFX3048E battery ROW Inverter, 3000W, 230VAC, 50Hz, 25A Transfer, 48VDC, Sinewave, Grid Tied, 5 Yr Warr, 40A Charger, with BTS, GVFX3048E | Inventory Item | 2286.99 |  | 3000 |  | No | Inverters | Vendor De-listing | 0
311-0035 | 311-0035 |  |  | Outback, Radian GS8048 battery inverter, 8000W, 120/240VAC, 60Hz, 50A Transfer, 48VDC, Sinewave, Grid Tied, 5 Yr Warr, 115A Charger, with BTS & dual AC inputs, GS8048 | Inventory Item | 6265.99 |  | 8000 |  | No | Inverters | Vendor De-listing | 0
311-0036 | 311-0036 |  |  | Outback, GFX1424 battery inverter, 1400W, 120VAC, 60Hz, 40A Transfer, 24VDC, Sinewave, Grid Tied, 5 Yr Warr, 40A Charger, with BTS, GFX1424 | Inventory Item | 1257.14 |  | 1400 |  | No | Inverters | Vendor De-listing | 0
311-0037 | 311-0037 |  |  | Outback, GFX1548 battery inverter, 1500W, 120VAC, 60Hz, 40A Transfer, 48VDC, Sinewave, Grid Tied, 5 Yr Warr, 20A Charger, with BTS, GFX1548 | Inventory Item | 1257.14 |  | 1500 |  | No | Inverters | Vendor De-listing | 0
311-0038 | 311-0038 |  |  | Outback, GFX1424E battery ROW Inverter, 1400W, 230VAC, 50Hz, 40A Transfer, 24VDC, Sinewave, Grid Tied, 5 Yr Warr, 40A Charger, with BTS, GFX1424E | Inventory Item | 1257.14 |  | 1400 |  | No | Inverters | Vendor De-listing | 0
311-0039 | 311-0039 |  |  | SMA, Sunny Island 4548 Battery Inverter, 4500W, 120VAC, 60Hz, 56A Transfer, 48VDC, Sinewave, 100A Charger, 5 Yr Warr, with BTS, SI4548-US-10 | Inventory Item | 4095.71 |  | 4500 |  | No | Inverters | Vendor De-listing | 3185.56
311-0041 | 311-0041 |  |  | Outback, GFX1312 battery inverter, 1300W, 120VAC, 60Hz, 40A Transfer, 12VDC, Sinewave, Grid Tied, 5 Yr Warr, 70A Charger, with BTS, GFX1312 | Inventory Item | 1257.14 |  | 1300 |  | No | Inverters | Vendor De-listing | 0
311-0042 | 311-0042 |  |  | SMA, Sunny Island 6.0H battery ROW Inverter, 6000W, 230VAC, 50Hz, 50A Transfer, 48VDC, Sinewave, Grid Tied, 100A Charger, 5 Yr Warr, with BTS, ROW, SI 6.0H – 11 | Inventory Item | 8578 |  | 6000 |  | No | Inverters | Soligent De-listing | 0
311-0043 | 311-0043 |  |  | SMA, Sunny Island 8.0H battery ROW Inverter, 8000W, 230VAC, 50Hz, 50A Transfer, 48VDC, Sinewave, Grid Tied, 115A Charger, 5 Yr Warr, with BTS, SI 8.0H-11 | Inventory Item | 7980.72 |  | 8000 |  | No | Inverters | Vendor De-listing | 0
311-0044 | 311-0044 |  |  | Outback, Radian GS7048E battery ROW Inverter, 7000W, 230VAC, 50Hz, 50A Transfer, 48VDC, Sinewave, Grid Tied, 5 Yr Warr, 100A Charger, with BTS & dual AC inputs, GS7048E | Inventory Item | 3974.29 |  | 7000 |  | No | Inverters | Soligent De-listing | 3272.94
311-0050 | 311-0050 |  |  | OutBack, Radian GS8048A battery inverter, 8000W, 120/240VAC, 60Hz, 50A Transfer, 48VDC, Sinewave, Grid Tied, 5 Yr Warr, 115A Charger, with BTS & dual AC inputs, Polished Finish, GS8048A | Inventory Item | 7511.8 |  | 8000 |  | No | Inverters | Vendor De-listing | 0
311-0051 | 311-0051 |  |  | OutBack, Radian GS4048A battery inverter, 4000W, 120/240VAC, 60Hz, 50A Transfer, 48VDC, Sinewave, Grid Tied, 5 Yr Warr, 57A Charger, with BTS & dual AC inputs, Polished Finish, GS4048A | Inventory Item | 5005.78 |  | 4000 |  | No | Inverters | Vendor De-listing | 0
311-0052 | 311-0052 |  |  | OutBack, Radian GS3548E battery ROW inverter, 3500W, 230 VAC, 50/60Hz, 50A Transfer, 48VDC, Sinewave, Grid Tied, 5 Yr Warr, 50A Charger, with BTS & dual AC inputs, GS3548E | Inventory Item | 2224.86 |  | 4000 |  | No | Inverters | Soligent De-listing | 1832.24
311-0053 | 311-0053 |  |  | Schneider Electric, CONEXT XW+ 6848 NA battery inverter, 6800W, 120/240VAC, 60Hz, 60A Transfer, 48VDC, Sinewave, Grid Tied, 140A PFC Charger, 5 Yr Warr, with BTS, RNW865684801 | Inventory Item | 5421.69 |  | 6800 |  | No | Inverters | Soligent De-listing | 0
311-0054 | 311-0054 |  |  | Schneider Electric, CONEXT XW+5548-NA battery inverter, 5500W, 120/240VAC, 50/60Hz, 60A Transfer, 48VDC, Sinewave, Grid Tied, 110A PFC Charger, 5 Yr Warr, with BTS, 865-5548-01 | Inventory Item | 4638.56 |  | 5500 |  | No | Inverters | Vendor De-listing | 0
311-0055 | 311-0055 |  |  | Schneider Electric, CONEXT XW+8548E-230, ROW battery inverter, 6800W, 230VAC, 50/60Hz, 60A Transfer, 48VDC, Sinewave, Grid Tied, 140A PFC Charger, 5 Yr Warr, with BTS, 865-8548-61 | Inventory Item | 3630 |  | 8500 |  | No | Inverters | Vendor De-listing | 2989.41
311-0056 | 311-0056 |  |  | Schneider Electric, CONEXT XW+7048E-230, ROW battery inverter, 5500W, 230VAC, 50/60Hz, 60A Transfer, 48VDC, Sinewave, Grid Tied, 110A PFC Charger, 5 Yr Warr, with BTS, ROW, 865-7048-61 | Inventory Item | 3311.43 |  | 7000 |  | No | Inverters | Soligent De-listing | 2727.06
311-0057 | 311-0057 |  |  | Outback, GTFX2024E battery ROW Inverter, 2000W, 230VAC, 50Hz, 30A Transfer, 24VDC, Sinewave, Grid Tied, 5 Yr Warr, 55A Charger, with BTS, GTFX2024E | Inventory Item | 2469 |  | 2000 |  | No | Inverters | Vendor De-listing | 0
311-0058 | 311-0058 |  |  | Outback, GVFX3524LA battery ROW Inverter, 3500W, 127VAC, 60Hz, 5 Yr Warr, GVFX3524LA | Inventory Item | 1736.43 |  | 3500 |  | No | Inverters | Soligent De-listing | 1430
311-0059 | 311-0059 |  |  | Outback, FXR3048A Battery Inverter, 3000W, 120VAC, 60Hz(50Hz) selectable, 60A AC input, 48VDC, Sinewave, Grid Tied, 5 Yr Warr, 35A Charger, with BTS, FXR3048A | Inventory Item | 1759.83 |  | 3000 |  | No | Inverters | Vendor De-listing | 1449.27
311-0060 | 311-0060 |  |  | Outback, FXR2524A Battery Inverter, 2500W, 120VAC, 60Hz(50Hz) selectable, 60A AC input, 24VDC, Sinewave, Grid Tied, 5 Yr Warr, 55A Charger, with BTS, FXR2524A | Inventory Item | 2968.38 |  | 2500 |  | No | Inverters | Vendor De-listing | 0
311-0061 | 311-0061 |  |  | Outback, FXR2012A Battery Inverter, 2000W, 120VAC, 60Hz(50Hz) selectable, 60A AC input, 12VDC, Sinewave, Grid Tied, 5 Yr Warr, 100A Charger,with BTS, FXR2012A | Inventory Item | 1756.86 |  | 2000 |  | No | Inverters | Soligent De-listing | 1446.82
311-0062 | 311-0062 |  |  | Outback, VFXR3648A Battery Inverter, 3600W, 120VAC, 60Hz(50Hz) selectable, 60A AC input, 48VDC, Sinewave, Grid Tied, 5 Yr Warr, 45A Charger, with BTS, VFXR3648A | Inventory Item | 2667.6 |  | 3600 |  | No | Inverters | Vendor De-listing | 0
311-0063 | 311-0063 |  |  | Outback, VFXR3524A Battery Inverter, 3500W, 120VAC, 60Hz(50Hz) selectable, 60A AC input, 24VDC, Sinewave, Grid Tied, 5 Yr Warr, 85A Charger, with BTS, VFXR3524A | Inventory Item | 3218.98 |  | 3500 |  | No | Inverters | Vendor De-listing | 0
311-0064 | 311-0064 |  |  | Outback, VFXR2812A Battery Inverter, 2800W, 120VAC, 60Hz(50Hz) selectable, 60A AC input, 12VDC, Sinewave, Grid Tied, 5 Yr Warr, 125A Charger, with BTS, VFXR2812A | Inventory Item | 1910.13 |  | 2800 |  | No | Inverters | Shippable | 1818.07
311-0064 : 311-0064_S | 311-0064_S |  |  | Outback, VFXR2812A Battery Inverter, 2800W, 120VAC, 60Hz(50Hz) selectable, 60A AC input, 12VDC, Sinewave, Grid Tied, 5 Yr Warr, 125A Charger, with BTS, VFXR2812A | Inventory Item | 1707.91 |  | 2800 |  | No | Inverters | Soligent De-listing | 1647.64
311-0065 | 311-0065 |  |  | Outback, FXR2348E Battery ROW Inverter, 2300W, 230VAC, 60Hz(50Hz) selectable, 60A AC input, 48VDC, Sinewave, Grid Tied, 5 Yr Warr, 35A Charger, with BTS, FXR2348E | Inventory Item | 1708.57 |  | 2300 |  | No | Inverters | Soligent De-listing | 1407.06
311-0066 | 311-0066 |  |  | Outback, FXR2024E Battery ROW Inverter, 2000W, 230VAC, 60Hz(50Hz) selectable, 60A AC input, 24VDC, Sinewave, Grid Tied, 5 Yr Warr, 55A Charger, with BTS, FXR2024E | Inventory Item | 1708.57 |  | 2000 |  | No | Inverters | Soligent De-listing | 1407.06
311-0067 | 311-0067 |  |  | Outback, FXR2012E Battery ROW Inverter, 2000W, 230VAC, 60Hz(50Hz) selectable, 60A AC input, 12VDC, Sinewave, Grid Tied, 5 Yr Warr, 100A Charger, with BTS, FXR2012E | Inventory Item | 1708.57 |  | 2000 |  | No | Inverters | Soligent De-listing | 1407.06
311-0068 | 311-0068 |  |  | Outback, VFXR3048E Battery ROW Inverter, 3000W, 230VAC, 60Hz(50Hz) selectable, 60A AC input, 48VDC, Sinewave, Grid Tied, 5 Yr Warr, 45A Charger, with BTS, VFXR3048E | Inventory Item | 1630 |  | 3000 |  | No | Inverters | Soligent De-listing | 1342.35
311-0069 | 311-0069 |  |  | Outback, VFXR3024E Battery ROW Inverter, 3000W, 230VAC, 60Hz(50Hz) selectable, 60A AC input, 24VDC, Sinewave, Grid Tied, 5 Yr Warr, 85A Charger, with BTS, VFXR3024E | Inventory Item | 1782.86 |  | 3000 |  | No | Inverters | Soligent De-listing | 1468.24
311-0070 | 311-0070 |  |  | Outback, VFXR2612E Battery ROW Inverter, 2600W, 230VAC, 60Hz(50Hz) selectable, 60A AC input, 12VDC, Sinewave, Grid Tied, 5 Yr Warr, 125A Charger, with BTS, VFXR2612E | Inventory Item | 1782.86 |  | 2600 |  | No | Inverters | Soligent De-listing | 1468.24
311-0071 | 311-0071 |  |  | Outback, VFXR3648A Battery Inverter, 3600W, 120VAC, 60Hz(50Hz) selectable, 60A AC input, 48VDC, Sinewave, Grid Tied or off-grid, 5 Yr Warr, 45A Charger, with BTS, plus Mate3, VFXR3648A/M3 | Inventory Item | 3365 |  | 3600 |  | No | Inverters | Soligent De-listing | 0
311-0072 | 311-0072 |  |  | Outback, VFXR3048E Battery ROW Inverter, 3000W, 230VAC, 60Hz(50Hz) selectable, 60A AC input, 48VDC, Sinewave, Grid Tied or off-grid, 5 Yr Warr, 45A Charger, with BTS, plus Mate3, VFXR3048E/M3 | Inventory Item | 3494 |  | 3000 |  | No | Inverters | Soligent De-listing | 0
311-0073 | 311-0073 |  |  | Schneider Electric, CONEXT XW+ 6848 NA battery inverter, 6800W, 120/240VAC, 60Hz, 60A Transfer, 48VDC, Sinewave, Grid Tied, 140A PFC Charger, 5 Yr Warr, with BTS, 865-6848-01 | Inventory Item | 3525.71 |  | 6800 |  | No | Inverters | Vendor De-listing | 2903.53
311-0074 | 311-0074 |  |  | Schneider Electric, CONEXT XW+5548-NA battery inverter, 5500W, 120/240VAC, 50/60Hz, 60A Transfer, 48VDC, Sinewave, Grid Tied, 110A PFC Charger, 5 Yr Warr, with BTS, 865-5548-01 | Inventory Item | 2918.57 |  | 5500 |  | No | Inverters | Vendor De-listing | 0
311-0077 | 311-0077 |  |  | Outback, FXR3048A-01 Battery Inverter, 3000W, 120VAC, 60Hz(50Hz) selectable, 60A AC input, 48VDC, Sinewave, Grid Tied, 5 Yr Warr, 35A Charger, with BTS, UL1741-SA, FXR3048A-01 | Inventory Item | 1678.95 |  | 3000 |  | No | Inverters | Soligent De-listing | 1618.27
311-0077 : 311-0077_S | 311-0077_S |  |  | Outback, FXR3048A-01 Battery Inverter, 3000W, 120VAC, 60Hz(50Hz) selectable, 60A AC input, 48VDC, Sinewave, Grid Tied, 5 Yr Warr, 35A Charger, with BTS, UL1741-SA, FXR3048A-01 | Inventory Item | 1574.74 |  | 3000 |  | No | Inverters | Soligent De-listing | 1519.16
311-0078 | 311-0078 |  |  | Outback, FXR2524A-01 Battery Inverter, 2500W, 120VAC, 60Hz(50Hz) selectable, 60A AC input, 24VDC, Sinewave, Grid Tied, 5 Yr Warr, 55A Charger, with BTS, FXR2524A-01 | Inventory Item | 2459.6 |  | 2500 |  | No | Inverters | Soligent De-listing | 1242.22
311-0081 | 311-0081 |  |  | OutBack, SkyBox Battery or Battery-Less Inverter, 5000W, 120/240VAC, 48VDC, Transformerless Sinewave, Grid Tie/Off-Grid, 2, 600V PV inputs, with AFCI/GFDI, 100A Charger, with BTS & Dual AC inputs, 5 Yr Warr, UL1741-SA (Rule-21), NEMA 3R, SBX5048 | Inventory Item | 3407.3 |  | 5000 |  | No | Inverters | Vendor De-listing | 3284.14
311-0081 : 311-0081_S | 311-0081_S |  |  | OutBack, SkyBox Battery or Battery-Less Inverter, 5000W, 120/240VAC, 48VDC, Transformerless Sinewave, Grid Tie/Off-Grid, 2, 600V PV inputs, with AFCI/GFDI, 100A Charger, with BTS & Dual AC inputs, 5 Yr Warr, UL1741-SA (Rule-21), NEMA 3R, SBX5048 | Inventory Item | 3043.9 |  | 5000 |  | No | Inverters | Soligent De-listing | 2936.47
311-0082 : 311-0082 : 311-0082 : 311-0082_S | 311-0082 : 311-0082 : 311-0082_S |  |  | Schneider Electric, CONEXT XW-Pro-6848 battery inverter, 6800W, 120/240VAC, 60Hz, 60A Transfer, 48VDC, Sinewave, Grid Tied, 140A 0.98 PFC Charger, 5 Yr Warr, with BTS, UL1741-SA (Rule-21), 865-6848-21 | Inventory Item | 2988.11 |  | 6800 |  | No | Inverters | Soligent De-listing | 2882.65
311-0082-B : 311-0082-B_S | 311-0082-B_S |  |  | "B" Grade Schneider Electric, CONEXT XW-Pro-6848 battery inverter, 6800W, 120/240VAC, 60Hz, 60A Transfer, 48VDC, Sinewave, Grid Tied, 140A 0.98 PFC Charger, 5 Yr Warr, with BTS, UL1741-SA (Rule-21), 865-6848-21 | Inventory Item | 2729.74 |  | 6800 |  | No | Inverters | Soligent De-listing | 2633.4
311-0091 | 311-0091 |  |  | Storz Power, Sol-Ark, 12K EMP Hardened Battery or Battery-Less Inverter, 9,000 watt 120/240-208Vac, 50/60Hz, 48VDC, Transformerless Sinewave, Grid Tie/Off-Grid, AC and/or DC Coupled, 2 MPPT PV inputs, with AFCI/GFDI, BTS & Dual AC inputs, 10 Yr. Warr, UL1741-SA (Rule-21), NEMA 3R, 10269 | Inventory Item | 8902.44 |  | 12000 |  | No | Inverters | Shippable | 7800
311-0095 | 311-0095 |  |  | Outback, Mojave 8kW Battery Inverter, AC Coupled ONLY, 8kW 120/240Vac Grid-Tie/Off Grid, 48 Volt, with 2, 200A CT’s, 10 Yr. Warr, NEMA 1, OGHI8048A | Inventory Item | 5000 |  | 8000 |  | No | Inverters | Shippable | 4823.53
312-0000 | 312-0000 |  |  | SMA, Windy Boy, 6000US Inverter, 6000W, Wind Inverter, specify turbine, SB 6000US WB | Inventory Item | 8547 |  | 6000 |  | No | Inverters | Soligent De-listing | 0
312-0003 | 312-0003 |  |  | SMA, Windy Boy, 3000US Inverter, 3000W, Wind Inverter, specify turbine, SB 3000US WB | Inventory Item | 2575 |  | 3000 |  | No | Inverters | Soligent De-listing | 0
312-0005 | 312-0005 |  |  | SMA, Windy Boy, 7000US Inverter, 7000W, Wind Inverter for Proven 6kW turbine, SB 7000US WB 6kW | Inventory Item | 5426 |  | 7000 |  | No | Inverters | Vendor De-listing | 0
312-0008 | 312-0008 |  |  | SMA, Windy Boy, 8000US Inverter, 8000W, Wind Inverter, specify turbine, SB 8000US WB | Inventory Item | 10116 |  | 8000 |  | No | Inverters | Soligent De-listing | 0
312-0009 | 312-0009 |  |  | SMA, Windy Boy, 5000US Inverter, 5000W, Wind Inverter, specify turbine, SB 5000US WB | Inventory Item | 8026 |  | 5000 |  | No | Inverters | Soligent De-listing | 0
312-0010 | 312-0010 |  |  | SMA, Windy Boy, 7000US Inverter, 7000W, Wind Inverter, specify turbine, SB 7000US WB | Inventory Item | 9302 |  | 7000 |  | No | Inverters | Soligent De-listing | 0
313-0000 | 313-0000 |  |  | Growatt, 3.8kW-V2 Battery or Battery-Less Grid-Tie Inverter, 3800 watt, 240/208Vac, 50/60Hz, 600Vdc Max, AC or DC Coupled, 2 MPPT PV inputs, with AFCI/GFDI, Tigo RSD Transmitter , 10 Yr. Warranty, UL1741-SB (Rule-21), NEMA 4X, MIN 3800TL-XH-US, PV01.0070101 | Inventory Item | 908.64 |  | 3800 |  | No | Inverters | Shippable | 817.78
313-0001 | 313-0001 |  |  | Growatt, 7.6kW-V2 Battery or Battery-Less Grid-Tie Inverter, 7600 watt, 240/208Vac, 50/60Hz, 600Vdc Max, AC or DC Coupled, 3 MPPT PV inputs, with AFCI/GFDI, Tigo RSD Transmitter , 10 Yr. Warranty, UL1741-SB (Rule-21), NEMA 4X, MIN 7600TL-XH-US, PV01.0070400 | Inventory Item | 1092.59 |  | 7600 |  | No | Inverters | Shippable | 983.33
313-0002 | 313-0002 |  |  | Growatt, 8.2kW-V2 Battery or Battery-Less Grid-Tie Inverter, 8200 watt, 240/208Vac, 50/60Hz, 600Vdc Max, AC or DC Coupled, 4 MPPT PV inputs, with AFCI/GFDI, APS RSD Transmitter , 10 Yr. Warranty, UL1741-SB (Rule-21), NEMA 4X, MIN 8200TL-XH-US, PV01.0073000 | Inventory Item | 1232.1 |  | 8200 |  | No | Inverters | Shippable | 1108.89
313-0003 | 313-0003 |  |  | Growatt, 9kW-V2 Battery or Battery-Less Grid-Tie Inverter, 9000 watt, 240/208Vac, 50/60Hz, 600Vdc Max, AC or DC Coupled, 4 MPPT PV inputs, with AFCI/GFDI, APS RSD Transmitter , 10 Yr. Warranty, UL1741-SB (Rule-21), NEMA 4X, MIN 9000TL-XH-US, PV01.0073100 | Inventory Item | 1270.37 |  | 9000 |  | No | Inverters | Shippable | 1143.33
313-0004 | 313-0004 |  |  | SMA, Sunny Boy 3000HF Grid tied ROW Inverter, Includes High Frequency Transformer, 3kW, 230V, 50Hz, 5 Yr Warr, Bluetooth, SB3000HF-30 | Inventory Item | 3298 |  | 3000 |  | No | Inverters | Vendor De-listing | 0
313-0005 | 313-0005 |  |  | SMA, Sunny Boy 1200 Grid tied ROW Inverter, Includes Low Frequency Transformer, 1.2kW, 230V, 50Hz, 5 Yr Warr, SB1200 | Inventory Item | 1856 |  | 1200 |  | No | Inverters | Vendor De-listing | 0
313-0006 | 313-0006 |  |  | SMA, Sunny Boy 2500HF Grid tied ROW Inverter, Includes High Frequency Transformer, 2.5kW, 230V, 50Hz, 5 Yr Warr, Bluetooth, SB2500HF-30 | Inventory Item | 3092 |  | 2500 |  | No | Inverters | Vendor De-listing | 0
313-0007 | 313-0007 |  |  | Growatt, 11.4kW-V2 Battery or Battery-Less Grid-Tie Inverter, 11400 watt, 240/208Vac, 50/60Hz, 600Vdc Max, AC or DC Coupled, 4 MPPT PV inputs, with AFCI/GFDI, APS RSD Transmitter , 10 Yr. Warranty, UL1741-SB (Rule-21), NEMA 4X, MIN 11400TL-XH-US, PV01.0073300 | Inventory Item | 1537.04 |  | 11400 |  | No | Inverters | Shippable | 1383.33
313-0008 | 313-0008 |  |  | SMA, Sunny Boy 3000 Grid tied ROW Inverter, Includes Low Frequency Transformer, 3kW, 230V, 50Hz, 5 Yr Warr, SB3000 | Inventory Item | 3154 |  | 3000 |  | No | Inverters | Vendor De-listing | 0
313-0009 | 313-0009 |  |  | SMA, Sunny Boy 3300 Grid tied ROW Inverter, Includes Low Frequency Transformer, 3.3kW, 230VAC, 50Hz, 5 Yr Warr, SB3300-11 | Inventory Item | 930 |  | 3300 |  | No | Inverters | Vendor De-listing | 0
313-0010 | 313-0010 |  |  | SMA, Sunny Boy 2500 Grid tied ROW Inverter, Includes Low Frequency Transformer, 2.5kW, 230V, 50Hz, 5 Yr Warr, SB2500 | Inventory Item | 2904 |  | 2500 |  | No | Inverters | Vendor De-listing | 0
313-0011 | 313-0011 |  |  | SMA, Sunny Boy 3800 Grid tied ROW Inverter, Includes Low Frequency Transformer, 3.8kW, 230VAC, 50Hz, 5 Yr Warr, SB3800 | Inventory Item | 3668 |  | 3800 |  | No | Inverters | Vendor De-listing | 0
313-0012 | 313-0012 |  |  | SMA, Sunny Tripower 8000TL-10, Grid tied ROW Inverter, Transformerless, 3-Ph, 8kW, 230VAC, 50Hz, 1000VDC, DC Discon, 5 Yr Warr, Bluetooth, STP 8000TL-10 | Inventory Item | 7520 |  | 10000 |  | No | Inverters | Vendor De-listing | 0
313-0013 | 313-0013 |  |  | SMA, Sunny Boy 5000TL Grid-tied ROW Inverter, Transformerless, 5kW, 230V, 50Hz, 5 Yr Warr, Bluetooth, SB5000TL-20 | Inventory Item | 5048 |  | 5000 |  | No | Inverters | Vendor De-listing | 0
313-0014 | 313-0014 |  |  | SMA, Sunny Mini Central 5000A, Grid tied inverter, Includes Low Frequency Transformer, 5kW, 213V - 600V, 50/60Hz, 5 Year Warr, SMC 5000A | Inventory Item | 5190 |  | 5000 |  | No | Inverters | Vendor De-listing | 0
313-0015 | 313-0015 |  |  | SMA, Sunny Mini Central 6000A, Grid tied inverter, Includes Low Frequency Transformer, 6kW, 213V - 600V, 50/60Hz, 5 Year Warr, SMC 6000A | Inventory Item | 5289 |  | 6000 |  | No | Inverters | Vendor De-listing | 0
313-0016 | 313-0016 |  |  | SMA, Sunny Mini Central 6000TL, Grid tied ROW Inverter, Transformerless, 6kW, 230VAC, 50Hz, 5 Yr Warr, SMC6000TL /RP | Inventory Item | 5564 |  | 6000 |  | No | Inverters | Vendor De-listing | 0
313-0017 | 313-0017 |  |  | SMA, Sunny Mini Central 7000TL, Grid tied ROW Inverter, Transformerless, 7kW, 230VAC, 50Hz, 5 Yr Warr, SMC7000TL /RP | Inventory Item | 5770 |  | 7000 |  | No | Inverters | Vendor De-listing | 0
313-0018 | 313-0018 |  |  | SMA, Sunny Boy 1700 Grid tied ROW Inverter, Includes Low Frequency Transformer, 1.7kW, 230V, 50Hz, 5 Yr Warr, SB1700 | Inventory Item | 2204 |  | 1700 |  | No | Inverters | Vendor De-listing | 0
313-0019 | 313-0019 |  |  | SMA, Sunny Mini Central 8000TL, Grid tied ROW Inverter, Transformerless, 8kW, 230VAC, 50Hz, 5 Yr Warr, SMC 8000TL /RP | Inventory Item | 5976 |  | 8000 |  | No | Inverters | Vendor De-listing | 0
313-0020 | 313-0020 |  |  | SMA, Sunny Mini Central 9000TL, Grid tied ROW Inverter, Transformerless, 9kW, 230VAC, 50Hz, 5 Yr Warr, SMC 9000TL /RP | Inventory Item | 6594 |  | 9000 |  | No | Inverters | Vendor De-listing | 0
313-0021 | 313-0021 |  |  | SMA, Sunny Tripower 10000TL-10, Grid tied ROW Inverter, Transformerless, 3-Ph, 10kW, 230VAC, 50Hz, 1000VDC, DC Discon, 5 Yr Warr, Bluetooth, STP, 10000TL-10 | Inventory Item | 7676 |  | 10000 |  | No | Inverters | Vendor De-listing | 0
313-0022 | 313-0022 |  |  | SMA, Sunny Mini Central 11000TL, Grid tied ROW Inverter, Transformerless, 11kW, 230VAC, 50Hz, 5 Yr Warr, SMC11000TL /RP | Inventory Item | 6995 |  | 11000 |  | No | Inverters | Soligent De-listing | 0
313-0023 | 313-0023 |  |  | SMA, Sunny Mini Central 7000HV, Grid tied ROW Inverter, Includes Low Frequency Transformer, 1-Ph, 7kW, 230VAC, 50Hz, 800VDC, 5 Yr Warr, Ungrounded, SMC7000HV | Inventory Item | 5976 |  | 7000 |  | No | Inverters | Vendor De-listing | 0
313-0024 | 313-0024 |  |  | SMA, Sunny Tripower 20000TL, Grid tied ROW Inverter, Transformerless, 3-Ph, 20kW, 230VAC, 50Hz, 1000VDC, DC Discon, 5 Yr Warr, Bluetooth, STP20000TLEE-10 | Inventory Item | 10323 |  | 20000 |  | No | Inverters | Soligent De-listing | 0
313-0025 | 313-0025 |  |  | SMA, Sunny Tripower 17000TL-10, Grid tied ROW Inverter, Transformerless, 3-Ph, 17kW, 230VAC, 50Hz, 1000VDC, DC Discon, 5 Yr Warr, Bluetooth, STP 17000TL-10 | Inventory Item | 9981 |  | 17000 |  | No | Inverters | Soligent De-listing | 0
313-0026 | 313-0026 |  |  | SMA, Sunny Tripower 12000TL-10, Grid tied ROW Inverter, Transformerless, 3-Ph, 12kW, 230VAC, 50Hz, 1000VDC, DC Discon, 5 Yr Warr, Bluetooth, STP 12000TL-10 | Inventory Item | 8198 |  | 12000 |  | No | Inverters | Vendor De-listing | 0
313-0027 | 313-0027 |  |  | SMA, Sunny Tripower 15000TL-10, Grid tied ROW Inverter, Transformerless, 3-Ph, 15kW, 230VAC, 50Hz, 1000VDC, DC Discon, 5 Yr Warr, Bluetooth, STP 15000TL-10 | Inventory Item | 7465 |  | 15000 |  | No | Inverters | Vendor De-listing | 0
313-0028 | 313-0028 |  |  | SMA, Sunny Mini Central 10000TL, Grid tied ROW Inverter, Transformerless, 10kW, 230VAC, 50Hz, 5 Yr Warr, SMC10000TL /RP | Inventory Item | 6607.98 |  | 10000 |  | No | Inverters | Vendor De-listing | 0
313-0029 | 313-0029 |  |  | SMA, Sunny Tripower 10000TL-20, Grid tied ROW Inverter, Transformerless, 3-Ph, 10kW, 230VAC, 50Hz, 1000VDC, DC Discon, 5 Yr Warr, Speedwire, STP10000TL-20 | Inventory Item | 6978 |  | 10000 |  | No | Inverters | Soligent De-listing | 0
313-0030 | 313-0030 |  |  | SMA, Sunny Tripower 12000TL-20, Grid tied ROW Inverter, Transformerless, 3-Ph, 12kW, 230VAC, 50Hz, 1000VDC, DC Discon, 5 Yr Warr, STP 12000TL-20 | Inventory Item | 5822 |  | 12000 |  | No | Inverters | Vendor De-listing | 0
313-0031 | 313-0031 |  |  | SMA, Sunny Tripower 10000TL, Grid tied ROW Inverter, Transformerless, 3-Ph, 10kW, 230/400VAC, 50Hz, 1000VDC, DC Discon, Webconnect, 5 Yr Warr, STP 10000TL-20 | Inventory Item | 4387.5 |  | 10000 |  | No | Inverters | Vendor De-listing | 2437.5
313-0032 | 313-0032 |  |  | SMA, Sunny Tripower 20000TL, Grid tied ROW Inverter, Transformerless, 3-Ph, 20kW, 230/400VAC, 50Hz, 1000VDC, DC Discon, Webconnect, 5 Yr Warr, STP 20000TL-30 | Inventory Item | 6232.76 |  | 20000 |  | No | Inverters | Vendor De-listing | 0
320-0000 | 320-0000 |  |  | Outback, FX2012ET battery ROW Inverter, 2000W, 230VAC, 50Hz, 20A Transfer, 12VDC, Sinewave, Off Grid, 5 Yr Warr, 100A Charger, with BTS, FX2012ET DC/SD INVERTE OUTBACK 2000W.. | Inventory Item | 2469 |  | 2000 |  | No | Inverters | Vendor De-listing | 0
320-0002 | 320-0002 |  |  | Outback, FX2012T battery inverter, 2000W, 120VAC, 60Hz, 40A Transfer, 12VDC, Sinewave, Off Grid, 5 Yr Warr, 80A Charger, with BTS, FX2012T | Inventory Item | 3080 |  | 2000 |  | No | Inverters | Vendor De-listing | 0
320-0003 | 320-0003 |  |  | Outback, FX2024ET battery ROW Inverter, 2000W, 230VAC, 50Hz, 25A Transfer, 24VDC, Sinewave, Off Grid, 5 Yr Warr, 55A Charger, with BTS, FX2024ET | Inventory Item | 2469 |  | 2000 |  | No | Inverters | Vendor De-listing | 0
320-0005 | 320-0005 |  |  | Outback, FX2348ET battery ROW Inverter, 2300W, 230VAC, 50Hz, 25A Transfer, 48VDC, Sinewave, Off Grid, 5 Yr Warr, 35A Charger, with BTS, FX2348ET | Inventory Item | 2469 |  | 2300 |  | No | Inverters | Vendor De-listing | 0
320-0006 | 320-0006 |  |  | Outback, FX2524MT battery inverter, 2500W, 120VAC, 60Hz, 50A Transfer, 24VDC, Sinewave, Off Grid, 5 Yr Warr, 55A Charger, with BTS & Switched Ground, FX2524MT | Inventory Item | 1759.83 |  | 2500 |  | No | Inverters | Soligent De-listing | 1449.27
320-0007 | 320-0007 |  |  | Outback, FX2524T battery inverter, 2500W, 120VAC, 60Hz, 50A Transfer, 24VDC, Sinewave, Off Grid, 5 Yr Warr, 55A Charger, with BTS, FX2524T | Inventory Item | 2463.99 |  | 2500 |  | No | Inverters | Vendor De-listing | 0
320-0009 | 320-0009 |  |  | Outback, FX3048T battery inverter, 3000W, 120VAC, 60Hz, 50A Transfer, 48VDC, Sinewave, Off Grid, 5 Yr Warr, 35A Charger, with BTS, FX3048T | Inventory Item | 3080 |  | 3000 |  | No | Inverters | Vendor De-listing | 0
320-0010 | 320-0010 |  |  | Outback, VFX2612E battery ROW Inverter, 2600W, Off-Grid, 230VAC, 50Hz, 20A Transfer, 12VDC, Sinewave, Off Grid, 5 Yr Warr, 120A Charger, with BTS, VFX2612E | Inventory Item | 2859 |  | 2600 |  | No | Inverters | Vendor De-listing | 0
320-0011 | 320-0011 |  |  | Outback, VFX2812 battery inverter, 2800W, 120VAC, 60Hz, 40A Transfer, 12VDC, Sinewave, Off Grid, 5 Yr Warr, 125A Charger, with BTS, VFX2812 | Inventory Item | 3340 |  | 2800 |  | No | Inverters | Vendor De-listing | 0
320-0012 | 320-0012 |  |  | Outback, VFX2812M battery inverter, 2800W, 120VAC, 60Hz, 40A Transfer, 12VDC, Sinewave, Off Grid, 5 Yr Warr, 125A Charger, with BTS & Switched Ground, VFX2812M | Inventory Item | 1916.57 |  | 2800 |  | No | Inverters | Soligent De-listing | 1578.35
320-0013 | 320-0013 |  |  | Outback, VFX3024E battery ROW Inverter, 3000W, 230VAC, 50Hz, 25A Transfer, 24VDC, Sinewave, Off Grid, 5 Yr Warr, 85A Charger, with BTS, VFX3024E | Inventory Item | 2859 |  | 3000 |  | No | Inverters | Vendor De-listing | 0
320-0015 | 320-0015 |  |  | Outback, VFX3048E battery ROW Inverter, 3000W, 230VAC, 50Hz, 25A Transfer, 48VDC, Sinewave, Off Grid, 5 Yr Warr, 45A Charger, with BTS, VFX3048E | Inventory Item | 2859 |  | 3000 |  | No | Inverters | Vendor De-listing | 0
320-0016 | 320-0016 |  |  | Outback, VFX3524 battery inverter, 3500W, 120VAC, 60Hz, 50A Transfer, 24VDC, Sinewave, Off Grid, 5 Yr Warr, 85A Charger, with BTS, VFX3524 | Inventory Item | 2671.99 |  | 3500 |  | No | Inverters | Vendor De-listing | 0
320-0018 | 320-0018 |  |  | Outback, VFX3648 battery inverter, 3600W, 120VAC, 60Hz, 50A Transfer, 48VDC, Sinewave, Off Grid, 5 Yr Warr, 45A Charger, with BTS, VFX3648 | Inventory Item | 2671.99 |  | 3600 |  | No | Inverters | Vendor De-listing | 0
320-0038 | 320-0038 |  |  | Outback, FX2532MT battery inverter, 2500W, 120VAC, 60Hz, 40A Transfer, 32VDC, Sinewave, Off Grid, 5 Yr Warr, 35A Charger, with BTS & Switched Ground, FX2532MT | Inventory Item | 1759.83 |  | 2500 |  | No | Inverters | Vendor De-listing | 0
320-0040 | 320-0040 |  |  | Magnum, RD2212 battery inverter, 2200W, 120VAC, 60Hz, 30A Transfer, 12VDC, Modified Sine, Off Grid, 2 Yr Warr, 110A Charger, with BTS, RD2212 | Inventory Item | 1002.21 |  | 2200 |  | No | Inverters | Soligent De-listing | 825.35
320-0042 | 320-0042 |  |  | Magnum, RD4024E battery ROW Inverter, 4000W, 230VAC, 50Hz, 30A Transfer, 24VDC, Modified Sine, Off Grid, 2 Yr Warr, 105A Charger, with BTS, RD4024E | Inventory Item | 1398.21 |  | 4000 |  | No | Inverters | Soligent De-listing | 1151.47
320-0045 | 320-0045 |  |  | Magnum, MMS1012 battery inverter, 1000W, 120VAC, 60Hz, 20A Transfer, 12VDC, Sinewave, Off Grid, 2 Yr Warr, 50A Charger, with BTS, MMS1012-U | Inventory Item | 898.71 |  | 1000 |  | No | Inverters | Soligent De-listing | 740.12
320-0047 | 320-0047 |  |  | Xantrex, Trace TR1524-120-60, 1500W, Off Grid, 24VDC 120VAC, 60 Hz, RNW9891005 | Inventory Item | 1138.86 |  | 1500 |  | No | Inverters | Soligent De-listing | 0
320-0048 | 320-0048 |  |  | Xantrex, Trace TR2412-120-60, 2400W, Off Grid, 12VDC 120VAC, 60 Hz, RNW9891010 | Inventory Item | 636.84 |  | 2400 |  | No | Inverters | Soligent De-listing | 0
320-0051 | 320-0051 |  |  | Outback, VFX3232M battery inverter, 3200W, 120VAC, 60Hz, 40A Transfer, 32VDC, Sinewave, Off Grid, 5 Yr Warr, 45A Charger, with BTS & Switched Ground, VFX3232M | Inventory Item | 1912.86 |  | 3200 |  | No | Inverters | Vendor De-listing | 0
320-0052 | 320-0052 |  |  | Outback, VFX3024J battery ROW Inverter, 3000W, 120VAC, 50Hz, 50A Transfer, 24VDC, Sinewave, Off Grid, 5 Yr Warr, 85A Charger, with BTS, VFX3024J | Inventory Item | 1166.21 |  | 3000 |  | No | Inverters | Vendor De-listing | 0
320-0053 | 320-0053 |  |  | Outback, FX2348WT battery inverter, 2300W, 230VAC, 60Hz, 25A Transfer, 48VDC, Sinewave, Off Grid, 5 Yr Warr, 35A Charger, with BTS, FX2348WT | Inventory Item | 2469 |  | 2300 |  | No | Inverters | Vendor De-listing | 0
320-0054 | 320-0054 |  |  | Outback, FX2024JT battery ROW Inverter, 2000W, 120VAC, 50Hz, 50A Transfer, 24VDC, Sinewave, Off Grid, 5 Yr Warr, 55A Charger, with BTS, FX2024JT | Inventory Item | 1974.99 |  | 2000 |  | No | Inverters | Vendor De-listing | 0
320-0055 | 320-0055 |  |  | Outback, FX2024WT battery inverter, 2000W, 230VAC, 60Hz, 25A Transfer, 24VDC, Sinewave, Off Grid, 5 Yr Warr, 55A Charger, with BTS, FX2024WT | Inventory Item | 2469 |  | 2000 |  | No | Inverters | Vendor De-listing | 0
320-0056 | 320-0056 |  |  | Outback, VFX3024W battery inverter, 3000W, 230VAC, 60Hz, 25A Transfer, 24VDC, Sinewave, Off Grid, 5 Yr Warr, 85A Charger, with BTS, VFX3024W | Inventory Item | 2859 |  | 3000 |  | No | Inverters | Vendor De-listing | 0
320-0057 | 320-0057 |  |  | Outback, VFX3048W battery inverter, 3000W, 230VAC, 60Hz, 25A Transfer, 48VDC, Sinewave, Off Grid, 5 Yr Warr, 45A Charger, with BTS, VFX3048W | Inventory Item | 2859 |  | 3000 |  | No | Inverters | Vendor De-listing | 0
320-0058 | 320-0058 |  |  | Magnum, MM612AE battery inverter, 600W, 120VAC, 60Hz, 20A Transfer, 12VDC, Modified Sine, Off Grid, 2 Yr Warr, 30A Charger, with BTS, MM612AE | Inventory Item | 410.79 |  | 600 |  | No | Inverters | Vendor De-listing | 338.29
320-0060 | 320-0060 |  |  | Magnum, MM1524AE battery inverter, 1500W, 120VAC, 60Hz, 12A Transfer, 24VDC, Modified Sine, Off Grid, 2 Yr Warr, 35A Charger, with BTS, MM1524AE | Inventory Item | 664.07 |  | 1500 |  | No | Inverters | Soligent De-listing | 546.88
320-0061 | 320-0061 |  |  | Magnum, MS2000 battery inverter, 2000W, 120VAC, 60Hz, 30A Transfer, 12VDC, Sinewave, Off Grid, 3 Yr Warr, 100A Charger, with BTS, MS2000 | Inventory Item | 1400.79 |  | 2000 |  | No | Inverters | Vendor De-listing | 1153.59
320-0062 | 320-0062 |  |  | Magnum, MS2000 battery inverter, 2000W, 120VAC, 60Hz, 30A Transfer, 12VDC, Sinewave, Off Grid, 3 Yr Warr, 100A Charger, with BTS & 2x20A AC Breakers, MS2000-20BL-U | Inventory Item | 2297.71 |  | 2000 |  | No | Inverters | Soligent De-listing | 0
320-0063 | 320-0063 |  |  | Magnum, MS2000 battery inverter, 2000W, 120VAC, 60Hz, 30A Transfer, 12VDC, Sinewave, Off Grid, 3 Yr Warr, 100A Charger, with BTS & 2x15A AC Breakers, MS2000-15BL-U | Inventory Item | 1505.57 |  | 2000 |  | No | Inverters | Soligent De-listing | 1239.88
320-0064 | 320-0064 |  |  | Magnum, MS2012 battery inverter, 2000W, 120VAC, 60Hz, 2x30A Transfer, 12VDC, Sinewave, Off Grid, 3 Yr Warr, 100A Charger, with BTS, MS2012 | Inventory Item | 1458.64 |  | 2000 |  | No | Inverters | Vendor De-listing | 1201.24
320-0066 | 320-0066 |  |  | Magnum, MS2012 battery inverter, 2000W, 120VAC, 60Hz, 2x30A Transfer, 12VDC, Sinewave, Off Grid, 3 Yr Warr, 100A Charger, with BTS & 2x15A AC Breakers, MS2012-15BL-U | Inventory Item | 1576.93 |  | 2000 |  | No | Inverters | Soligent De-listing | 1298.65
320-0070 | 320-0070 |  |  | Magnum, RD1824 battery inverter, 1800W, 120VAC, 60Hz, 30A Transfer, 24VDC, Modified Sine, Off Grid, 2 Yr Warr, 50A Charger, with BTS, RD1824 | Inventory Item | 995.79 |  | 1800 |  | No | Inverters | Vendor De-listing | 820.06
320-0072 | 320-0072 |  |  | Magnum, RD3924 battery inverter, 3900W, 120VAC, 60Hz, 30A Transfer, 24VDC, Modified Sine, Off Grid, 2 Yr Warr, 105A Charger, with BTS, RD3924 | Inventory Item | 1330.07 |  | 3900 |  | No | Inverters | Soligent De-listing | 1095.35
320-0073 | 320-0073 |  |  | Magnum, MS3748AEJ battery ROW Inverter, 3700W, 120/240VAC, 50Hz, 30A Transfer, 48VDC, Sinewave, Off-Grid, 2 Yr Warr, 60A Charger, with BTS, MS3748AEJ | Inventory Item | 2948.31 |  | 3700 |  | No | Inverters | Vendor De-listing | 0
320-0076 | 320-0076 |  |  | Magnum, MM1012E battery ROW Inverter, 1500W, 230VAC, 50Hz, 20A Transfer, 12VDC, Modified Sine, Off Grid, 2 Yr Warr, 50A Charger, with BTS, MM1012E | Inventory Item | 996.51 |  | 1500 |  | No | Inverters | Soligent De-listing | 0
320-0077 | 320-0077 |  |  | Magnum, MM1324E battery ROW Inverter, 1300W, 230VAC, 50Hz, 20A Transfer, 24VDC, Modified Sine, Off Grid, 2 Yr Warr, 40A Charger, with BTS, MM1324E | Inventory Item | 996.51 |  | 1300 |  | No | Inverters | Soligent De-listing | 0
320-0078 | 320-0078 |  |  | Outback, VFX3236M battery inverter, 3200W, 120VAC, 60Hz, 40A Transfer, 36VDC, Sinewave, Off Grid, 5 Yr Warr, 45A Charger, with BTS & Switched Ground, VFX3236M | Inventory Item | 1912.86 |  | 3200 |  | No | Inverters | Vendor De-listing | 0
320-0080 | 320-0080 |  |  | Outback, OBX-GIC2524P battery inverter, 2500W, 120VAC, 60Hz, 50A Transfer, 24VDC, Sinewave, Off Grid, 1 Yr Warr, 55A Charger, with BTS & Switched Ground, OBXGIC2524P120/60 | Inventory Item | 2484.89 |  | 2500 |  | No | Inverters | Vendor De-listing | 2046.38
320-0081 | 320-0081 |  |  | Outback, OBX-IC2024P battery ROW Inverter, 2000W, 230VAC, 50Hz, 25A Transfer, 24VDC, Sinewave, Off Grid, 1 Yr Warr, 55A Charger, with BTS & Switched Ground, OBXIC2024P230/50 | Inventory Item | 3694.99 |  | 2000 |  | No | Inverters | Vendor De-listing | 0
320-0083-B | 320-0083-B |  |  | "B Grade" Magnum, MS4024PAE battery inverter, 4000W, 120/240VAC, 60Hz, 2x30A Transfer, 24VDC, Sinewave, Off Grid, 3 Yr Warr, 105A Charger, with BTS, MS4024PAE | Inventory Item | 991.59 |  | 4000 |  | No | Inverters | Vendor De-listing | 932.09
320-0083-B : 320-0083-B_S | 320-0083-B_S |  |  | "B Grade" Magnum, MS4024PAE battery inverter, 4000W, 120/240VAC, 60Hz, 2x30A Transfer, 24VDC, Sinewave, Off Grid, 3 Yr Warr, 105A Charger, with BTS, MS4024PAE | Inventory Item | 1322.12 |  | 4000 |  | No | Inverters | Soligent De-listing | 1255.34
320-0085 | 320-0085 |  |  | Magnum, MM1512AE battery inverter, 1500W, 120VAC, 60Hz, 12A Transfer, 12VDC, Modified Sine, Off Grid, 2 Yr Warr, 70A Charger, with BTS, MM1512AE | Inventory Item | 601.07 |  | 1500 |  | No | Inverters | Soligent De-listing | 495
320-0086 | 320-0086 |  |  | Magnum, MS1512E battery ROW Inverter, 1500W, 230VAC, 50Hz, 30A Transfer, 12VDC, Sinewave, Off Grid, 2 Yr Warr, 75A Charger, with BTS, MS1512E | Inventory Item | 1128.21 |  | 1500 |  | No | Inverters | Soligent De-listing | 929.12
320-0092 | 320-0092 |  |  | Xantrex, Power Inverter Power Pak, 852-2000 | Inventory Item | 186.6 |  |  |  | No | Inverters | Soligent De-listing | 0
320-0093 | 320-0093 |  |  | Magnum, MM1212 battery inverter, 1200W, 120VAC, 60Hz, 12A Transfer, 12VDC, Modified Sine, Off Grid, 2 Yr Warr, 70A Charger, with BTS, MM1212-U | Inventory Item | 996.51 |  | 1200 |  | No | Inverters | Soligent De-listing | 0
320-0094 | 320-0094 |  |  | Schneider Electric, Conext SW2524-120/240 battery inverter, 2500W, 120/240VAC, 50/60Hz, 30A Transfer, 24VDC, Sinewave, 65A Charger, 2 Yr Warr, with BTS, 865-2524 | Inventory Item | 1700 |  | 2500 |  | No | Inverters | Vendor De-listing | 0
320-0096 | 320-0096 |  |  | Magnum, RD2624E battery ROW Inverter, 2600W, 230VAC, 50Hz, , 24VDC, Modified Sine, Off Grid, 2 Yr Warr, 75A Charger, RD2624E | Inventory Item | 1134.64 |  | 2600 |  | No | Inverters | Soligent De-listing | 934.41
320-0097 | 320-0097 |  |  | Magnum, MS2000 battery inverter, 2000W, 24V, Sinewave, 2 Yr Warr, 60A Charger, MS2024-L | Inventory Item | 1584 |  | 2000 |  | No | Inverters | Soligent De-listing | 1304.47
320-0098 | 320-0098 |  |  | Magnum, MSH4024RE inverter Hybrid, 4000W, 24V,Sinewave, 2 Yr Warr, 105A Charger, Load Support, 2 AC Inputs, MSH4024R | Inventory Item | 2017.93 |  | 4000 |  | No | Inverters | Soligent De-listing | 1661.82
320-0099 | 320-0099 |  |  | Magnum, MS2712E battery ROW Inverter, 2700W, 230VAC, 50Hz, 30A Transfer, 12VDC, Sinewave, Off Grid, 2 Yr Warr, 125A Charger, with BTS, MS2712E | Inventory Item | 1445.79 |  | 2700 |  | No | Inverters | Soligent De-listing | 1190.65
320-0100 | 320-0100 |  |  | Magnum, MSH3012M inverter Hybrid, 3000W, 12V,Sinewave, 3 Yr Warr, 125A Charger, Load Support, 1 AC Input, MSH3012M | Inventory Item | 3035.06 |  | 3000 |  | No | Inverters | Soligent De-listing | 0
320-0101 | 320-0101 |  |  | Magnum, ME2512 battery inverter, 2500W, 120VAC, 60Hz, 20A Transfer, 12VDC, Modified Sine, Off Grid, 3 Yr Warr, 30A PFC Charger, ME2512 | Inventory Item | 1040.79 |  | 2500 |  | No | Inverters | Vendor De-listing | 857.12
320-0102 | 320-0102 |  |  | Magnum, MMS1012-G battery inverter, 1000W, 120VAC, 60Hz, 20A Transfer, 12VDC, Sinewave, Off Grid, 2 Yr Warr, 50A Charger, with BTS, includes GFCI and 3 ft. AC cord, MMS1012-G | Inventory Item | 1430.24 |  | 1000 |  | No | Inverters | Soligent De-listing | 0
320-0103 | 320-0103 |  |  | Schneider Electric, CONEXT SW 4024 4000W ROW inverter-charger, 230VAC,50/60 Hz 865-4024-61 | Inventory Item | 1640 |  | 4000 |  | No | Inverters | Soligent De-listing | 1350.59
320-0104 | 320-0104 |  |  | Magnum, MSH4024M inverter Hybrid, 4000W, 24V, 120Vac, Sinewave, 3 Yr Warr, 110ADC Charger, Load Support, 1 AC Input, MSH4024M | Inventory Item | 3056.75 |  | 4000 |  | No | Inverters | Soligent De-listing | 0
320-0105 | 320-0105 |  |  | Magnum, ME2012 battery inverter, 2000W, 120VAC, 60Hz, 20A Transfer, 12VDC, Modified Sine, Off Grid, 3 Yr Warr, 30A PFC Charger, ME2012 | Inventory Item | 1538.67 |  | 2000 |  | No | Inverters | Vendor De-listing | 0
320-0107 | 320-0107 |  |  | Schneider Electric, Conext SW4048 ROW battery inverter, 4000W, 230VAC, 50/60Hz, 30A Transfer, 48VDC, Sinewave, 45A Charger, 2 Yr Warr, with BTS, 865-4048-61 | Inventory Item | 2040 |  | 4000 |  | No | Inverters | Soligent De-listing | 1680
321-0000 | 321-0000 |  |  | NEP, BDM-600X-L, Micro Inverter, Compatible with 2 PV Modules, 60Vdc/2 X 14Imp Max, 208/240Vac, 580 Peak Power, Landscape AC Cables, NC0142-L-US-BQ | Inventory Item | 206 |  | 580 |  | No | Inverters | Shippable | 198.73
321-0001 | 321-0001 |  |  | NEP, BDM-600X, Micro Inverter, Compatible with 2 PV Modules, 60Vdc/2 X 14Imp Max, 208/240Vac, 580 Peak Power, Portrait AC Cables, NC0142-US-BQ-A | Inventory Item | 199.72 |  | 580 |  | No | Inverters | Shippable | 192.67
321-0003 | 321-0003 |  |  | APsystems, YC600 Micro Inverter, compatible with Dual 60/72-cell PV Modules, 240/208 volt, 60Hz, 600VA Peak Power, 55Vdc Max Input, MC4 Type Connector, 10 year Warranty, UL1741-SA, Rule-21(240V Only), 110001 | Inventory Item | 176.83 |  | 600 |  | No | Inverters | Vendor De-listing | 170.59
321-0003 : 321-0003_S | 321-0003_S |  |  | APsystems, YC600 Micro Inverter, compatible with Dual 60/72-cell PV Modules, 240/208 volt, 60Hz, 600VA Peak Power, 55Vdc Max Input, MC4 Type Connector, 10 year Warranty, UL1741-SA, Rule-21(240V Only), 110001 | Inventory Item | 176.83 |  | 600 |  | No | Inverters | Soligent De-listing | 170.59
321-0004 | 321-0004 |  |  | APsystems, QS1 Micro Inverter, compatible with 4 60/72-cell PV Modules, 240/208 volt, 60Hz, 1200W Continuous Output at 240V, 60Vdc Max Input, MC4 Type Connector, 10 year Warranty, UL1741-SA, Rule-21(240V Only), 109047 | Inventory Item | 273.81 |  | 1200 |  | No | Inverters | Vendor De-listing | 261.36
321-0004_inactive | 321-0004_inactive |  |  | APsystems, QS1 Micro Inverter, compatible with 4 60/72-cell PV Modules, 240/208 volt, 60Hz, 1200W Continuous Output at 240V, 60Vdc Max Input, MC4 Type Connector, 10 year Warranty, UL1741-SA, Rule-21(240V Only), 109047 | Inventory Item | 273.81 |  | 1200 |  | No | Inverters | Vendor De-listing | 261.36
321-0004_inactive : 321-0004_inactive : 321-0004_U | 321-0004 |  |  | APsystems, QS1 Micro Inverter, compatible with 4 60/72-cell PV Modules, 240/208 volt, 60Hz, 1200W Continuous Output at 240V, 60Vdc Max Input, MC4 Type Connector, 10 year Warranty, UL1741-SA, Rule-21(240V Only), 109047 | Inventory Item | 273.81 |  | 1200 |  | No | Inverters | Vendor De-listing | 261.36
321-0004_inactive : 321-0004_inactive : 321-0004_U : 321-0004_S | 321-0004_S |  |  | APsystems, QS1 Micro Inverter, compatible with 4 60/72-cell PV Modules, 240/208 volt, 60Hz, 1200W Continuous Output at 240V, 60Vdc Max Input, MC4 Type Connector, 10 year Warranty, UL1741-SA, Rule-21(240V Only), 109047 | Inventory Item | 273.81 |  | 1200 |  | No | Inverters | Soligent De-listing | 261.36
321-0005 | 321-0005 |  |  | APsystems, YC1000-3-208, 3 Phase Micro Inverter, compatible with Four 60/72-cell PV Modules, 3 Phase 120/208V WYE, 60Hz, 1,130W Max Output, 60Vdc Max Input, MC4 Compatible Connector, 10 year Warranty, 111009 | Inventory Item | 328.57 |  | 1130 |  | No | Inverters | Vendor De-listing | 0
321-0006 | 321-0006 |  |  | APsystems, YC1000-3-480, 3 Phase Micro Inverter, compatible with Four 60/72-cell PV Modules, 3 Phase 277/480V WYE, 60Hz, 1,130W Max Output, 60Vdc Max Input, MC4 Compatible Connector, 10 year Warranty, 111012 | Inventory Item | 328.57 |  | 1130 |  | No | Inverters | Vendor De-listing | 0
321-0008 | 321-0008 |  |  | Samlex, PST Series 150W Pure Sine Wave Inverter, 12VDC 120VAC, PST-15S-12A | Inventory Item | 70.8 |  | 150 |  | No | Inverters | Soligent De-listing | 0
321-0009 | 321-0009 |  |  | Samlex, PST Series 300W Pure Sine Wave Inverter, 12VDC 120VAC, PST-30S-12A | Inventory Item | 200.91 |  | 300 |  | No | Inverters | Vendor De-listing | 0
321-0010 | 321-0010 |  |  | Samlex, PST Series 600W Pure Sine Wave Inverter, 12VDC 120VAC, PST-60S-12A | Inventory Item | 310.13 |  | 600 |  | No | Inverters | Vendor De-listing | 0
321-0011 | 321-0011 |  |  | Samlex, PST Series 1000W Pure Sine Wave Inverter, 12VDC 120VAC, PST-100S-12A | Inventory Item | 587.63 |  | 1000 |  | No | Inverters | Vendor De-listing | 0
321-0012 | 321-0012 |  |  | Samlex, PST Series 1500W Pure Sine Wave Inverter, 12VDC 120VAC, PST-150S-12A | Inventory Item | 706.63 |  | 1500 |  | No | Inverters | Vendor De-listing | 0
321-0015 | 321-0015 |  |  | Samlex, PST Series 300W Pure Sine Wave Inverter, 24VDC 120VAC, PST-30S-24A | Inventory Item | 215.12 |  | 300 |  | No | Inverters | Vendor De-listing | 0
321-0016 | 321-0016 |  |  | Samlex, PST Series 600W Pure Sine Wave Inverter, 24VDC 120VAC, PST-60S-24A | Inventory Item | 333.44 |  | 600 |  | No | Inverters | Vendor De-listing | 0
321-0017 | 321-0017 |  |  | Samlex, PST Series 1000W Pure Sine Wave Inverter, 24VDC 120VAC, PST-100S-24A | Inventory Item | 619.16 |  | 1000 |  | No | Inverters | Vendor De-listing | 0
321-0018 | 321-0018 |  |  | Samlex, PST Series 1500W Pure Sine Wave Inverter, 24VDC 120VAC, PST-150S-24A | Inventory Item | 363.87 |  | 1500 |  | No | Inverters | Soligent De-listing | 0
321-0019 | 321-0019 |  |  | Samlex, PST Series 2000W Pure Sine Wave Inverter, 24VDC 120VAC, PST-200S-24A | Inventory Item | 969.7 |  | 2000 |  | No | Inverters | Vendor De-listing | 0
321-0028 | 321-0028 |  |  | Samlex, S Series 600W Pure Sine Wave Inverter, 48VDC 120VAC, S600R-148 | Inventory Item | 468.99 |  | 600 |  | No | Inverters | Soligent De-listing | 0
321-0029 | 321-0029 |  |  | Samlex, S Series 1500W Pure Sine Wave Inverter, 48VDC 120VAC, S1500-148 | Inventory Item | 782.99 |  | 1500 |  | No | Inverters | Soligent De-listing | 0
321-0033 | 321-0033 |  |  | Samlex, SA Series 1000W Pure Sine Wave Inverter, 12VDC 120VAC, SA-1000K-112 | Inventory Item | 518.99 |  | 1000 |  | No | Inverters | Soligent De-listing | 0
321-0035 | 321-0035 |  |  | Samlex, SK Series 2000W Pure Sine Wave Inverter, 12VDC 220VAC, SK2000-212 | Inventory Item | 1139.99 |  | 2000 |  | No | Inverters | Soligent De-listing | 0
321-0036 | 321-0036 |  |  | Samlex, SA Series 3000W Pure Sine Wave Inverter, 12VDC 120VAC, SA-3000K-112 | Inventory Item | 1562.99 |  | 3000 |  | No | Inverters | Soligent De-listing | 0
321-0038 | 321-0038 |  |  | Samlex, SA Series 1000W Pure Sine Wave Inverter, 24VDC 120VAC, SA-1000K-124 | Inventory Item | 518.99 |  | 1000 |  | No | Inverters | Soligent De-listing | 0
321-0042 | 321-0042 |  |  | Samlex, SK Series 1000W Pure Sine Wave Inverter, 48VDC 120VAC, SK1000-148 | Inventory Item | 582.99 |  | 1000 |  | No | Inverters | Soligent De-listing | 0
321-0043 | 321-0043 |  |  | Chilicon, Micro Inverter, compatible with 60- and 72-cell PV modules, 208/240 volt,(60Vdc max) 289W at 240V, MC-4 Connectors, UL1741-SA (Rule-21), CP-250E-60-72-208/240-MC4-MTC | Inventory Item | 165 |  | 289 |  | No | Inverters | Soligent De-listing | 0
321-0061 | 321-0061 |  |  | Samlex, 1250W Modified Sine Wave Inverter, 12VDC 120VAC, PSE-12125A | Inventory Item | 391 |  | 1250 |  | No | Inverters | Vendor De-listing | 0
321-0062 | 321-0062 |  |  | Samlex, 1750W Modified Sine Wave Inverter, 12VDC 120VAC, PSE-12175A | Inventory Item | 419.99 |  | 1750 |  | No | Inverters | Soligent De-listing | 0
321-0063 | 321-0063 |  |  | Samlex, 2750W Modified Sine Wave Inverter, 12VDC 120VAC, PSE-12275A | Inventory Item | 819.99 |  | 2750 |  | No | Inverters | Soligent De-listing | 0
321-0065 | 321-0065 |  |  | Samlex, 1750W Modified Sine Wave Inverter, 24VDC 120VAC, PSE-24175A | Inventory Item | 440.99 |  | 1750 |  | No | Inverters | Soligent De-listing | 0
321-0066 | 321-0066 |  |  | Samlex, 2750W Modified Sine Wave Inverter, 24VDC 120VAC, PSE-24275A | Inventory Item | 878.99 |  | 2750 |  | No | Inverters | Soligent De-listing | 0
321-0074 | 321-0074 |  |  | Samlex, VR Series 800W Modified Sine Wave ROW Inverter, 12VDC 220VAC 50Hz, SI-A2-VR800 | Inventory Item | 35.68 |  | 800 |  | No | Inverters | Soligent De-listing | 0
321-0089 | 321-0089 |  |  | Samlex, Invercharge Series 1000W Pure Sine wave Inverter 24VDC 120VAC, S-1024A | Inventory Item | 595.99 |  | 1000 |  | No | Inverters | Vendor De-listing | 0
321-0097 | 321-0097 |  |  | Morningstar, SureSine battery ROW Inverter, 300W, 220VAC, 50Hz, No Transfer, 12VDC, Sinewave, Off Grid, 2 Yr Warr, No Charger, internal BTS, SI-300-220V | Inventory Item | 255.56 |  | 300 |  | No | Inverters | Soligent De-listing | 246.43
321-0097 : 321-0097_S | 321-0097_S |  |  | Morningstar, SureSine battery ROW Inverter, 300W, 220VAC, 50Hz, No Transfer, 12VDC, Sinewave, Off Grid, 2 Yr Warr, No Charger, internal BTS, SI-300-220V | Inventory Item | 242.68 |  | 300 |  | No | Inverters | Soligent De-listing | 234.12
321-0100 | 321-0100 |  |  | Enphase, M190 Microinverter, 190W, 208VAC, 60Hz, 22-56VDC for 60 & 72 cell modules, H4 PV in, 70" AC cable in/out, 15 Yr Warr, M190-72-208-S12 | Inventory Item | 239.99 |  | 190 |  | No | Inverters | Soligent De-listing | 0
321-0104 | 321-0104 |  |  | Enphase, C250 Commercial Microinverter, 250W, 248VAC, 60Hz, MC4 Compatible Locking Connector in, 10 Yr Warr, C250-72-2LN-S2 | Inventory Item | 209.3 |  | 250 |  | No | Inverters | Vendor De-listing | 0
321-0105 | 321-0105 |  |  | Samlex, TN Series 1500W Sine Wave Inverter with Solar & AC Charger, 12VDC 120VAC 50/60Hz, Transfer Sw, TN1500-112F | Inventory Item | 1035.99 |  | 1500 |  | No | Inverters | Vendor De-listing | 0
321-0119 | 321-0119 |  |  | Enphase, M210 Microinverter, 210W, 240VAC, 60Hz, 31-62VDC for 72 & 84 cell modules, H4 PV in, 70" AC cable in/out, 15 Yr Warr, M210-84-240-S12 | Inventory Item | 259.99 |  | 210 |  | No | Inverters | Vendor De-listing | 0
321-0123 | 321-0123 |  |  | Samlex, PST Series 1000W Pure Sine Wave ROW Inverter, 12VDC 230VAC 50 Hz, ROW, PST-100S-12E | Inventory Item | 529.99 |  | 1000 |  | No | Inverters | Soligent De-listing | 0
321-0125 | 321-0125 |  |  | Enphase, M210 Microinverter, 210W, 208VAC, 60Hz, 31-62VDC for 72 & 84 cell modules, H4 PV in, 70" AC cable in/out, 15 Yr Warr, M210-84-208-S12 | Inventory Item | 130.74 |  | 210 |  | No | Inverters | Vendor De-listing | 0
321-0128 | 321-0128 |  |  | Enphase, D380 TwinPack Microinverter, 208/240VAC, 60Hz, 22-56VDC for 60 & 72 cell modules, H4 PV in, 14" AC cable out, 15 Yr Warr, D380-72-2LL-S12 | Inventory Item | 116.81 |  | 380 |  | No | Inverters | Vendor De-listing | 0
321-0129 | 321-0129 |  |  | Enphase, D380 TwinPack Microinverter, 208/240VAC, 60Hz, 22-56VDC for 60 & 72 cell modules, TE F+M0 PV in, 14" AC cable out, 15 Yr Warr, D380-72-2LL-S13 | Inventory Item | 115.9 |  | 380 |  | No | Inverters | Vendor De-listing | 0
321-0134 | 321-0134 |  |  | Samlex, PST Series 2000W Pure Sine Wave Inverter, 12VDC, 120VAC, 60Hz, PST-200S-12A | Inventory Item | 923.52 |  | 2000 |  | No | Inverters | Vendor De-listing | 0
321-0143 | 321-0143 |  |  | Samlex, SA Series 3000W Pure Sine Wave Inverter, 24VDC 120VAC, SA-3000K-124 | Inventory Item | 1562.99 |  | 3000 |  | No | Inverters | Soligent De-listing | 0
321-0146 | 321-0146 |  |  | Samlex, SA Series 2000W Pure Sine Wave Inverter, 12VDC 120VAC, SA-2000K-112 | Inventory Item | 1053.99 |  | 2000 |  | No | Inverters | Soligent De-listing | 0
321-0147 | 321-0147 |  |  | Samlex, SA Series 2000W Pure Sine Wave Inverter, 24VDC 120VAC, SA-2000K-124 | Inventory Item | 1053.99 |  | 2000 |  | No | Inverters | Soligent De-listing | 0
321-0148 | 321-0148 |  |  | Samlex, SA Series 150W Pure Sine Wave Inverter, 12VDC 120VAC, SA-150-112 | Inventory Item | 201.99 |  | 150 |  | No | Inverters | Soligent De-listing | 0
321-0149 | 321-0149 |  |  | Samlex, SA Series 150W Pure Sine Wave Inverter, 24VDC 120VAC, SA-150-124 | Inventory Item | 201.99 |  | 150 |  | No | Inverters | Soligent De-listing | 0
321-0150 | 321-0150 |  |  | Samlex, SA Series 300W Pure Sine Wave Inverter, 12VDC 120VAC, SA-300-112 | Inventory Item | 229.99 |  | 300 |  | No | Inverters | Soligent De-listing | 0
321-0151 | 321-0151 |  |  | Samlex, SA Series 300W Pure Sine Wave Inverter, 24VDC 120VAC, SA-300-124 | Inventory Item | 229.99 |  | 300 |  | No | Inverters | Soligent De-listing | 0
321-0152 | 321-0152 |  |  | Samlex, SA Series 600W Pure Sine Wave Inverter, 12VDC 120VAC, SA-600R-112 | Inventory Item | 424.99 |  | 600 |  | No | Inverters | Soligent De-listing | 0
321-0153 | 321-0153 |  |  | Samlex, SA Series 600W Pure Sine Wave Inverter, 24VDC 120VAC, SA-600R-124 | Inventory Item | 424.99 |  | 600 |  | No | Inverters | Soligent De-listing | 0
321-0154 | 321-0154 |  |  | Samlex, SA Series 1500W Pure Sine Wave Inverter, 12VDC 120VAC, SA-1500-112 | Inventory Item | 686.99 |  | 1500 |  | No | Inverters | Soligent De-listing | 0
321-0155 | 321-0155 |  |  | Samlex, SA Series 1500W Pure Sine Wave Inverter, 24VDC 120VAC, SA-1500-124 | Inventory Item | 686.99 |  | 1500 |  | No | Inverters | Soligent De-listing | 0
321-0156 | 321-0156 |  |  | Samlex, SAM Series 100W Modified Sine Wave inverter, 12VDC 115VAC, USB Charing Port, SAM-100-12 | Inventory Item | 24.99 |  | 100 |  | No | Inverters | Soligent De-listing | 0
321-0157 | 321-0157 |  |  | Samlex, SAM Series 250W Modified Sine Wave inverter, 12VDC 115VAC, USB Charging Port, SAM-250-12 | Inventory Item | 33.99 |  | 250 |  | No | Inverters | Soligent De-listing | 0
321-0158 | 321-0158 |  |  | Samlex, SAM Series 450W Modified Sine Wave inverter, 12VDC 115VAC, USB Charging Port, SAM-450-12 | Inventory Item | 46.99 |  | 450 |  | No | Inverters | Soligent De-listing | 0
321-0159 | 321-0159 |  |  | Samlex, SAM Series 800W Modified Sine Wave inverter, 12VDC 115VAC, SAM-800-12 | Inventory Item | 94.26 |  | 800 |  | No | Inverters | Soligent De-listing | 0
321-0160 | 321-0160 |  |  | Samlex, SAM Series 1000W Modified Sine Wave inverter, 12VDC 115VAC, SAM-1000-12 | Inventory Item | 149 |  | 1000 |  | No | Inverters | Soligent De-listing | 0
321-0161 | 321-0161 |  |  | Samlex, SAM Series 1500W Modified Sine Wave inverter, 12VDC 115VAC, SAM-1500-12 | Inventory Item | 242.99 |  | 1500 |  | No | Inverters | Soligent De-listing | 0
321-0162 | 321-0162 |  |  | Samlex, SAM Series 2000W Modified Sine Wave inverter, 12VDC 115VAC, SAM-2000-12 | Inventory Item | 343.99 |  | 2000 |  | No | Inverters | Soligent De-listing | 0
321-0163 | 321-0163 |  |  | Samlex, SAM Series 3000W Modified Sine Wave inverter, 12VDC 115VAC, SAM-3000-12 | Inventory Item | 499.99 |  | 3000 |  | No | Inverters | Soligent De-listing | 0
321-0164 | 321-0164 |  |  | Enphase, M215 Microinverter, 215W, 240/208VAC, 60Hz, 16-45VDC for 60 cell modules, H4 PV in, 16" Engage Cable out, 25 Yr Warr, M215-60-2LL-S22 | Inventory Item | 260 |  | 215 |  | No | Inverters | Vendor De-listing | 0
321-0165 | 321-0165 |  |  | Samlex, ST Series 2500W Pure Sine Wave Inverter, 24VDC, 120VAC, 50/60Hz, 30A Transfer Switch, ROW, ST2500-124 | Inventory Item | 870 |  | 2500 |  | No | Inverters | Soligent De-listing | 0
321-0166 | 321-0166 |  |  | Enphase, M215 Microinverter, 215W, 240/208VAC, 60Hz, 16-45VDC for 60 cell modules, TE F+M0 PV in, 16" Engage Cable out, 25 Yr Warr, M215-60-2LL-S23, SPECIAL PRICING - LIMITED QUANTITY - ONLY WHILE SUPPLIES LAST | Inventory Item | 113 |  | 215 |  | No | Inverters | Vendor De-listing | 0
321-0168 | 321-0168 |  |  | Enphase, M215 Microinverter, 215W, 240/208VAC, 60Hz, 16-45VDC for 60 cell modules, MC4-compatible in, 16" Engage Cable out, 25 Yr Warr, M215-60-2LL-S24 | Inventory Item | 118.65 |  | 215 |  | No | Inverters | Vendor De-listing | 0
321-0169 | 321-0169 |  |  | Enphase, M215 Microinverter, 215W, 240/208VAC, 60Hz, 16-45VDC for 60 cell modules, H4 PV in, 16" Engage Cable out, 25 Yr Warr, ZEP Compatible, M215-60-2LL-S22-ZC | Inventory Item | 267 |  | 215 |  | No | Inverters | Vendor De-listing | 0
321-0171 | 321-0171 |  |  | Enphase, Ont FIT, M190 Microinverter, 190W, 240VAC, 60Hz, 22-56VDC for 60 & 72 cell modules, H4 PV in, 70" AC cable in/out, 15 Yr Warr, M190-72-240-S12-NA | Inventory Item | 308 |  | 190 |  | No | Inverters | Vendor De-listing | 0
321-0173 | 321-0173 |  |  | Magnum, MMS912E ROW Inverter, 900W, 230VAC, 50Hz, 30A, 9-17VDC, Pure Sinewave, Off Grid, 2 Yr Warr, With 40A PFC Charger, MMS912E | Inventory Item | 1321.81 |  | 900 |  | No | Inverters | Vendor De-listing | 0
321-0174 | 321-0174 |  |  | Samlex, SK Series 350W Pure Sine Wave Inverter, 12VDC, 220VAC, 50/60Hz Switch Select, SK350-212 | Inventory Item | 279.99 |  | 350 |  | No | Inverters | Soligent De-listing | 0
321-0175 | 321-0175 |  |  | Magnum, MS4124E ROW Inverter, 4100W, 230VAC, 50Hz, 30A, 18-34VDC, Pure Sinewave, Off Grid, 2 Yr Warr, MS4124E | Inventory Item | 2429.99 |  | 4100 |  | No | Inverters | Vendor De-listing | 0
321-0176 | 321-0176 |  |  | Samlex, SK Series 3000W Pure Sine Wave Inverter, 48VDC 120VAC, SK3000-148 | Inventory Item | 1785.99 |  | 3000 |  | No | Inverters | Soligent De-listing | 0
321-0177 | 321-0177 |  |  | Samlex, PST Series 300W Pure Sine Wave ROW Inverter, 12VDC 230VAC, 50Hz, ROW, PST-30S-12E | Inventory Item | 223.99 |  | 300 |  | No | Inverters | Soligent De-listing | 0
321-0178 | 321-0178 |  |  | Samlex, PST Series 300W Pure Sine Wave ROW Inverter, 24VDC, 230VAC, 50Hz, ROW, PST-30S-24E | Inventory Item | 242 |  | 300 |  | No | Inverters | Soligent De-listing | 0
321-0179 | 321-0179 |  |  | Samlex, VR Series 800W Modified Sine Wave ROW Inverter, 12VDC 220VAC 50Hz, SI-A2-VR800 | Inventory Item | 69.99 |  | 800 |  | No | Inverters | Soligent De-listing | 0
321-0180 | 321-0180 |  |  | ABB, MICRO-0.25 Microinverter, 250W, 240/208VAC, 60Hz, 12-60VDC for 60-72 cell modules, H4 PV in, 20" Drop Cable out, 10 Yr Warr, RF comms, MICRO-0.25-I-OUTD-US-208/240 | Inventory Item | 193 |  | 250 |  | No | Inverters | Vendor De-listing | 0
321-0181 | 321-0181 |  |  | ABB, MICRO-0.3 Microinverter, 300W, 240/208VAC, 60Hz, 12-60VDC for 60-72 cell modules, H4 PV in, 20" Drop Cable out, 10 Yr Warr, RF comms, MICRO-0.3-I-OUTD-US-208/240 | Inventory Item | 289 |  | 300 |  | No | Inverters | Soligent De-listing | 0
321-0182 | 321-0182 |  |  | Samlex, PST Series 300W Pure Sine Wave Inverter, 12VDC 120VAC, meets UL safety certification Standard 458, FCC compliant, PST-300-12 | Inventory Item | 197.99 |  | 300 |  | No | Inverters | Soligent De-listing | 0
321-0183 | 321-0183 |  |  | Samlex, PST Series 600W Pure Sine Wave Inverter, 12VDC 120VAC, meets UL safety certification Standard 458, FCC compliant, PST-600-12 | Inventory Item | 279.99 |  | 600 |  | No | Inverters | Soligent De-listing | 0
321-0184 | 321-0184 |  |  | Samlex, PST Series 1000W Pure Sine Wave Inverter, 12VDC 120VAC, meets UL safety certification Standard 458, FCC compliant, PST-1000-12 | Inventory Item | 515.99 |  | 1000 |  | No | Inverters | Soligent De-listing | 0
321-0185 | 321-0185 |  |  | Samlex, PST Series 1500W Pure Sine Wave Inverter, 12VDC 120VAC, meets UL safety certification Standard 458, FCC compliant, PST-1500-12 | Inventory Item | 653.99 |  | 1500 |  | No | Inverters | Soligent De-listing | 0
321-0186 | 321-0186 |  |  | Samlex, PST Series 300W Pure Sine Wave Inverter, 24VDC 120VAC, meets UL safety certification Standard 458, FCC compliant, PST-300-24 | Inventory Item | 203.99 |  | 300 |  | No | Inverters | Soligent De-listing | 0
321-0187 | 321-0187 |  |  | Samlex, PST Series 600W Pure Sine Wave Inverter, 24VDC 120VAC, meets UL safety certification Standard 458, FCC compliant, PST-600-24 | Inventory Item | 300.99 |  | 600 |  | No | Inverters | Soligent De-listing | 0
321-0188 | 321-0188 |  |  | Samlex, PST Series 1000W Pure Sine Wave Inverter, 24VDC 120VAC, meets UL safety certification Standard 458, FCC compliant, PST-1000-24 | Inventory Item | 517.99 |  | 1000 |  | No | Inverters | Soligent De-listing | 0
321-0189 | 321-0189 |  |  | Samlex, PST Series 1500W Pure Sine Wave Inverter, 24VDC 120VAC, meets UL safety certification Standard 458, FCC compliant, PST-1500-24 | Inventory Item | 748.14 |  | 1500 |  | No | Inverters | Soligent De-listing | 0
321-0190 | 321-0190 |  |  | Samlex, PST Series 2000W Pure Sine Wave Inverter, 24VDC 120VAC, meets UL safety certification Standard 458, FCC compliant, PST-2000-24 | Inventory Item | 873.99 |  | 2000 |  | No | Inverters | Soligent De-listing | 0
321-0191 | 321-0191 |  |  | Samlex, PST Series 2000W Pure Sine Wave Inverter, 12VDC, 120VAC, 60Hz, meets UL safety certification Standard 458, FCC compliant, PST-2000-12 | Inventory Item | 851.99 |  | 2000 |  | No | Inverters | Soligent De-listing | 0
321-0192 | 321-0192 |  |  | Samlex, 1250W Modified Sine Wave Inverter, 24VDC 120VAC, PSE-24125A | Inventory Item | 411.76 |  | 1250 |  | No | Inverters | Soligent De-listing | 0
321-0193 | 321-0193 |  |  | SMA, Sunny Boy SB240US Microinverter, 250W, 240VAC, 60Hz, 15-45VDC for 60 cell modules, DC socket in (add adapter), AC Female plugs in and out, 10 Yr Warr, Qty. 1, SB240-US-99-10, SPECIAL PRICING - LIMITED QUANTITY - ONLY WHILE SUPPLIES LAST | Inventory Item | 317 |  | 250 |  | No | Inverters | Vendor De-listing | 0
321-0194 | 321-0194 |  |  | Enphase, M250 Microinverter, 250W, 240/208VAC, 60Hz, 16-45VDC for 60 cell modules, MC Locking Connector in, 16" Engage Cable out, 25 Yr Warr, M250-60-2LL-S22 | Inventory Item | 239.54 |  | 250 |  | No | Inverters | Vendor De-listing | 0
321-0195 | 321-0195 |  |  | Samlex, PST Series 1000W Pure Sine Wave ROW Inverter, 24VDC 230VAC, 50Hz, ROW , PST-100S-24E | Inventory Item | 707 |  | 1000 |  | No | Inverters | Soligent De-listing | 0
321-0196 | 321-0196 |  |  | Enphase, M215-IG Microinverter, 215W, 240/208VAC, 60Hz, 16-45VDC for 60 cell modules, MC Locking Connector in, 16" Engage Cable out, with integrated ground, 25 Yr Warr, M215-60-2LL-S22-IG | Inventory Item | 166.67 |  | 215 |  | No | Inverters | Vendor De-listing | 151.52
321-0196 : 321-0196_S | 321-0196_S |  |  | Enphase, M215-IG Microinverter, 215W, 240/208VAC, 60Hz, 16-45VDC for 60 cell modules, MC Locking Connector in, 16" Engage Cable out, with integrated ground, 25 Yr Warr, M215-60-2LL-S22-IG | Inventory Item | 166.67 |  | 215 |  | No | Inverters | Soligent De-listing | 151.52
321-0196-B | 321-0196-B |  |  | "B Grade" Enphase, M215-IG Microinverter, 215W, 240/208VAC, 60Hz, 16-45VDC for 60 cell modules, MC Locking Connector in, 16" Engage Cable out, with integrated ground, 25 Yr Warr, M215-60-2LL-S22-IG | Inventory Item | 111.52 |  | 215 |  | No | Inverters | Vendor De-listing | 103.64
321-0197 | 321-0197 |  |  | Enphase, M215-IG Microinverter, 215W, 240/208VAC, 60Hz, 16-45VDC for 60 cell modules, TE F+M0 PV in, 16" Engage Cable out, with integrated ground, 25 Yr Warr, M215-60-2LL-S23-IG | Inventory Item | 263 |  | 215 |  | No | Inverters | Soligent De-listing | 0
321-0198 | 321-0198 |  |  | ABB, MICRO-0.3HV Microinverter, 300W, 240/208VAC, 60Hz, 19-75VDC for 72-96 cell modules, H4 PV in, 20" Drop Cable out, 10 Yr Warr, RF comms, MICRO-0.3HV-I-OUTD-US-208/240 | Inventory Item | 361 |  | 300 |  | No | Inverters | Vendor De-listing | 0
321-0199 | 321-0199 |  |  | Morningstar, SureSine battery ROW Inverter, 300W, 220VAC, 50Hz, No Transfer, 12VDC, Sinewave, Off Grid, 2 Yr Warr, No Charger, internal BTS, Brazilian- manual is written in Portuguese, SI-300-220V-B | Inventory Item | 329 |  | 300 |  | No | Inverters | Soligent De-listing | 0
321-0200 | 321-0200 |  |  | Magnum, MS4348PE battery ROW Inverter, 4300W, 230VAC, 50Hz, 30A Transfer, 48VDC, Sinewave, Off-Grid, 2 Yr Warr, 55A Charger, with BTS, MS4348PE | Inventory Item | 1780.07 |  | 4300 |  | No | Inverters | Soligent De-listing | 1465.94
321-0201 | 321-0201 |  |  | SMA, Sunny Boy SB240US ROW Microinverter, 250W, 230VAC, 50Hz, 15-45VDC for 60 cell modules, DC socket in (add adapter), AC Female plugs in and out, 10 Yr Warr, SB240-EU-99-10 | Inventory Item | 317 |  | 250 |  | No | Inverters | Vendor De-listing | 0
321-0202 | 321-0202 |  |  | Magnum, MS4124PE battery ROW Inverter, 4100W, 230VAC, 50Hz, 30A Transfer, 24VDC, Sinewave, Off-Grid, 2 Yr Warr, 105A Charger, with BTS, MS4124PE | Inventory Item | 1889.36 |  | 4100 |  | No | Inverters | Soligent De-listing | 1555.94
321-0203 | 321-0203 |  |  | Enphase, M215 Microinverter, Assembled in America, 215W, 240/208VAC, 60Hz, 16-45VDC for 60 cell modules, MC Locking Connector in, 16" Engage Cable out, with integrated ground, 25 Yr Warr, M215-60-2LL-S22-IG-US | Inventory Item | 267.44 |  | 215 |  | No | Inverters | Vendor De-listing | 0
321-0204 | 321-0204 |  |  | Enphase, M250 Microinverter, Assembled in America, 250W, 240/208VAC, 60Hz, 16-45VDC for 60 cell modules, MC Locking Connector in, 16" Engage Cable out, 25 Yr Warr, M250-60-2LL-S22-US | Inventory Item | 290.7 |  | 250 |  | No | Inverters | Vendor De-listing | 0
321-0205 | 321-0205 |  |  | Enphase, S280 Microinverter, 280W, 240/208VAC, 60Hz, 16-48VDC for 60 cell modules, MC comparable Locking Connector in, 16" Engage Cable out, with integrated ground, 25 Yr Warr, S280-60-LL-2-US | Inventory Item | 230 |  | 280 |  | No | Inverters | Vendor De-listing | 0
321-0206 | 321-0206 |  |  | Enphase, S230 Microinverter, 230W, 240/208VAC, 60Hz, 16-45VDC for 60 cell modules, MC comparable Locking Connector in, 16" Engage Cable out, with integrated ground, 25 Yr Warr, S230-60-LL-2-US | Inventory Item | 237 |  | 230 |  | No | Inverters | Vendor De-listing | 0
321-0207 | 321-0207 |  |  | Enphase, M250 Microinverter, 250W, 240/208VAC, 60Hz, 16-45VDC for 60 cell modules, H4 Locking Connector in, 16" Engage Cable out, 25 Yr Warr, M250-60-2LL-S25 | Inventory Item | 130.36 |  | 250 |  | No | Inverters | Vendor De-listing | 0
321-0208 | 321-0208 |  |  | Enphase, M250-72 Microinverter, 250W, 240/208VAC, 60Hz, 16-60VDC for 60 or 72 cell modules, MC Locking Connector in, 16" Engage Cable out, 25 Yr Warr, M250-72-2LL-S22 | Inventory Item | 220 |  | 250 |  | No | Inverters | Vendor De-listing | 0
321-0209 | 321-0209 |  |  | Enphase, M250-72 Microinverter, Assembled in America, 250W, 240/208VAC, 60Hz, 16-60VDC for 60 or 72 cell modules, MC Locking Connector in, 16" Engage Cable out, 25 Yr Warr, M250-72-2LL-S22-US | Inventory Item | 290.7 |  | 250 |  | No | Inverters | Vendor De-listing | 0
321-0210 | 321-0210 |  |  | Suncrest MRB, M250 MICROINVERTER, 250W, ENP-0001 | Inventory Item | 0 |  | 250 |  | No | Inverters | Vendor De-listing | 0
321-0211 | 321-0211 |  |  | Enphase, M215-IG Microinverter, 215W, 240/208VAC, 60Hz, 16-45VDC for 60 cell modules, MC Locking Connector in, 16" Engage Cable out, with integrated ground, 25 Yr Warr, M215-60-2LL-S22-IG | Inventory Item | 213.79 |  | 215 |  | No | Inverters | Vendor De-listing | 0
321-0212 | 321-0212 |  |  | Enphase, IQ 6+ Micro Inverter, compatible with 60- and 72-cell PV, modules, 240 volt, 290VA Peak Power, MC4 DC connectors, Female AC Connector, IQ6PLUS-72-2-US | Inventory Item | 202 |  | 290 |  | No | Inverters | Soligent De-listing | 0
321-0213 | 321-0213 |  |  | Enphase, M215-IG Micro Inverter, 215W, 240/208VAC, 60Hz, 16-45VDC for 60 cell modules, Amphenol H4 Connector in, 16" Engage Cable out, with integrated ground, 25 Yr Warr, M215-60-2LL-S25-IG | Inventory Item | 213.79 |  | 215 |  | No | Inverters | Vendor De-listing | 0
321-0214 | 321-0214 |  |  | Enphase, IQ 6 Micro Inverter, compatible with 60-cell PV, modules, 240 volt, 240VA Peak Power, MC4 DC connectors, Female AC Connector, IQ6-60-2-US | Inventory Item | 196 |  | 240 |  | No | Inverters | Vendor De-listing | 0
321-0215 : 321-0215 : 321-0215_S | 321-0215 : 321-0215_S |  |  | Enphase, IQ 7 Micro Inverter, compatible with 60-cell PV, modules, 208/240 volt, 250VA Peak Power, MC4 DC connectors, Female AC Connector, IQ7-60-2-US | Inventory Item | 122.57 |  | 250 |  | No | Inverters | Soligent De-listing | 121.19
321-0215-B : 321-0215-B_S | 321-0215-B_S |  |  | "B-Grade" Enphase, IQ 7 Micro Inverter, compatible with 60-cell PV, modules, 208/240 volt, 250VA Peak Power, MC4 DC connectors, Female AC Connector, IQ7-60-2-US | Inventory Item | 99.03 |  | 250 |  | No | Inverters | Soligent De-listing | 94.03
321-0216 : 321-0216 : 321-0216_S | 321-0216 : 321-0216_S |  |  | Enphase, IQ 7+ Micro Inverter, compatible with 60- and 72-cell PV, modules, 208/240 volt, 295VA Peak Power, MC4 DC connectors, Female AC Connector, IQ7PLUS-72-2-US | Inventory Item | 139.14 |  | 295 |  | No | Inverters | Soligent De-listing | 137.57
321-0216-B | 321-0216-B |  |  | "B" Grade Enphase, IQ 7+ Micro Inverter, compatible with 60- and 72-cell PV, modules, 208/240 volt, 295VA Peak Power, MC4 DC connectors, Female AC Connector, IQ7PLUS-72-2-US | Inventory Item | 210.9 |  | 295 |  | No | Inverters | Soligent De-listing | 118.48
321-0217 | 321-0217 |  |  | OutBack, ProHarvest Inverter, 8kW, 480V 3-phase; Inverter with MC4-compatible connectors . MPPT per string, monitoring per string. 10 year limited warranty. Does not include Gateway or AC cable, order separately, NOT UL1741-SA, PRO480-8k | Inventory Item | 1621.29 |  | 8000 |  | No | Inverters | Vendor De-listing | 0
321-0218 | 321-0218 |  |  | OutBack, ProHarvest Inverter, 5.75 kW, 208V 3-phase; Inverter with MC4-compatible connectors. MPPT per string, monitoring per string. 10 year limited warranty. Does not include Gateway or AC cable, order separately, NOT UL1741-SA,PRO208-5k75 | Inventory Item | 1829.57 |  | 5750 |  | No | Inverters | Vendor De-listing | 0
321-0219 : 321-0219_S | 321-0219_S |  |  | Enphase, IQ 7X Micro Inverter, compatible with 96-cell PV modules, 208/240 volt, 320VA Peak Power, MC4 DC connectors, Female AC Connector, IQ7X-96-2-US | Inventory Item | 158.49 |  | 320 |  | No | Inverters | Soligent De-listing | 156.7
321-0220 | 321-0220 |  |  | Chilicon, Micro Inverter, compatible with 2- 60 or 72 Cell Modules in Series, 2- 96 Cell Modules in Parallel with Branch Connectors, 208/240 volt, (120Vdc max) 720W at 240V, MC-4 Connectors, UL1741-SA (Rule-21), CP-720-60/72/96-208/240-MC4-MTC | Inventory Item | 228.57 |  | 720 |  | No | Inverters | Soligent De-listing | 0
321-0221 | 321-0221 |  |  | OutBack, ProHarvest Gen XL Inverter, 10kW, 480V 3-phase; Inverter with MC4-compatible connectors . MPPT & Monitoring per String, 10 year limited warranty. Does not include Gateway or AC cable, order separately, UL1741-SA, PHXL480-10k | Inventory Item |  |  | 10000 |  | No | Inverters | Vendor De-listing | 0
321-0223 | 321-0223 |  |  | Enphase, IQ 7A Micro Inverter, compatible with 60 and 72-cell PV Modules, 208/240 volt, 366VA Peak Power, MC4 DC Connectors, IQ7A-72-M-US | Inventory Item | 175 |  | 366 |  | No | Inverters | Shippable | 172.89
321-0223 : 321-0223 : 321-0223_S | 321-0223 : 321-0223_S |  |  | Enphase, IQ 7A Micro Inverter, compatible with 60 and 72-cell PV Modules, 208/240 volt, 366VA Peak Power, MC4 DC Connectors, IQ7A-72-2-US | Inventory Item | 164 |  | 366 |  | No | Inverters | Soligent De-listing | 162.15
321-0224 | 321-0224 |  |  | Chilicon, Micro Inverter, CP250E, compatible with 60- and 72-cell PV modules, 208/240 volt,(60Vdc max) 289W at 240V, MC-4 Connectors, with Integrated Branch Cable, UL1741-SA (Rule-21), CP-250E-iBC | Inventory Item | 169.29 |  | 289 |  | No | Inverters | Soligent De-listing | 0
321-0225 | 321-0225 |  |  | Chilicon, Micro Inverter, CP250E, compatible with 60- and 72-cell PV modules, 208/240 volt,(60Vdc max) 289W at 240V, MC-4 Connectors, without Integrated Branch Cable, UL1741-SA (Rule-21), CP-250E-eBC | Inventory Item | 165 |  | 289 |  | No | Inverters | Soligent De-listing | 0
321-0226 | 321-0226 |  |  | APsystems, YC1000-3-208, 3 Phase Micro Inverter, compatible with Four 60/72-cell PV Modules, 3 Phase 120/208V WYE, 60Hz, 1,130W Max Output, 60Vdc Max Input, MC4 Compatible Connector, 10 year Warranty, 111009 | Inventory Item | 280.49 |  | 1130 |  | No | Inverters | Vendor De-listing | 270.59
321-0226 : 321-0226 : 321-0226_U | 321-0226 |  |  | APsystems, YC1000-3-208, 3 Phase Micro Inverter, compatible with Four 60/72-cell PV Modules, 3 Phase 120/208V WYE, 60Hz, 1,130W Max Output, 60Vdc Max Input, MC4 Compatible Connector, 10 year Warranty, 111009 | Inventory Item | 280.49 |  | 1130 |  | No | Inverters | Vendor De-listing | 270.59
321-0226 : 321-0226 : 321-0226_U : 321-0226_S | 321-0226_S |  |  | APsystems, YC1000-3-208, 3 Phase Micro Inverter, compatible with Four 60/72-cell PV Modules, 3 Phase 120/208V WYE, 60Hz, 1,130W Max Output, 60Vdc Max Input, MC4 Compatible Connector, 10 year Warranty, 111009 | Inventory Item | 280.49 |  | 1130 |  | No | Inverters | Soligent De-listing | 270.59
321-0227 | 321-0227 |  |  | APsystems, YC1000-3-480, 3 Phase Micro Inverter, compatible with Four 60/72-cell PV Modules, 3 Phase 277/480V WYE, 60Hz, 1,130W Max Output, 60Vdc Max Input, MC4 Compatible Connector, 10 year Warranty, 111012 | Inventory Item | 280.49 |  | 1130 |  | No | Inverters | Vendor De-listing | 270.59
321-0228 | 321-0228 |  |  | Enphase, IQ 7+ Micro Inverter, compatible with 60- and 72-cell PV, modules, 208/240 volt, 295VA Peak Power, Integrated MC4 DC connectors, Female AC Connector, IQ7PLUS-72-M-US | Inventory Item | 139.14 |  | 295 |  | No | Inverters | Soligent De-listing | 137.57
321-0229 : 321-0229_S | 321-0229_S |  |  | Enphase, IQ 8 Micro Inverter, compatible with 60 cell PV Modules, 240V, 245VA Peak Power, MC4 DC Connectors, Female AC Connector, IQ8-60-2-US | Inventory Item | 140.94 |  | 245 |  | No | Inverters | Soligent De-listing | 139.34
321-0230 : 321-0230_S | 321-0230_S |  |  | Enphase, IQ 8A Micro Inverter, compatible with 60 -72 cell PV Modules, 240V, 366VA Peak Power, MC4 DC Connectors, Female AC Connector, IQ8A-72-2-US | Inventory Item | 188.57 |  | 366 |  | No | Inverters | Soligent De-listing | 186.44
321-0231 : 321-0231_S | 321-0231_S |  |  | Enphase, IQ 8H Micro Inverter, compatible with 60 -72 cell PV Modules, 240V, 384VA Peak Power, MC4 DC Connectors, Female AC Connector, IQ8H-240-72-2-US | Inventory Item | 204.57 |  | 384 |  | No | Inverters | Soligent De-listing | 202.26
321-0232 : 321-0232_S | 321-0232_S |  |  | Enphase, IQ 8M Micro Inverter, compatible with 60 -72 cell PV Modules, 240V, 330VA Peak Power, MC4 DC Connectors, Female AC Connector, IQ8M-72-2-US | Inventory Item | 177.14 |  | 330 |  | No | Inverters | Soligent De-listing | 175.14
321-0233 : 321-0233_S | 321-0233_S |  |  | Enphase, IQ 8+ Micro Inverter, compatible with 60 -72 cell PV Modules, 240V, 300VA Peak Power, MC4 DC Connectors, Female AC Connector, IQ8PLUS-72-2-US | Inventory Item | 160 |  | 300 |  | No | Inverters | Soligent De-listing | 158.19
321-0239 | 321-0239 |  |  | Generac, Micro Inverter, CP250E, compatible with 60- and 72-cell PV modules, 208/240 volt,(60Vdc max) 289W at 240V, MC-4 Connectors, with Integrated Branch Cable, CP-250E-IBC | Inventory Item | 177.57 |  | 289 |  | No | Inverters | Shippable | 167.07
321-0241 | 321-0241 |  |  | Generac, Micro Inverter, compatible with 2- 60 or 72 Cell Modules in Series, 2- 96 Cell Modules in Parallel with Branch Connectors, 208/240 volt, (120Vdc max) 720W at 240V, MC-4 Connectors, CP-720-DBC-StaublI | Inventory Item | 257.76 |  | 720 |  | No | Inverters | Shippable | 242.51
321-0242 | 321-0242 |  |  | Aptos, 400 Micro Inverter, Trunk Version, compatible with Single 60/72-cell PV Modules, 208/240 volt, 60Hz, 400VA Peak Power, 60Vdc 12.5A Max Input, 25 year Warranty, UL1741-SA, Rule-21, MAC-400, Trunk Version | Inventory Item | 140.24 |  | 400 |  | No | Inverters | Shippable | 135.29
321-0243 | 321-0243 |  |  | Aptos, 800 Micro Inverter, Trunk Version, compatible with Dual 60/72-cell PV Modules, 208/240 volt, 60Hz, 800VA Peak Power, 60Vdc 12.5A X 2 Max Input, 25 year Warranty, UL1741-SA, Rule-21, MAC-800, Trunk Version | Inventory Item | 231.71 |  | 800 |  | No | Inverters | Shippable | 223.53
321-0245 | 321-0245 |  |  | Enphase, IQ 8H-208 Micro Inverter, compatible with 60 -72 cell PV Modules, Single Phase 208V, 366VA Peak Power, MC-4 DC Connectors, Female AC Connector, IQ8H-208-72-2-US | Inventory Item | 166.86 |  |  |  | No | Inverters | Shippable | 164.97
321-0247 | 321-0247 |  |  | APsystems, QT2-480, 3 Phase Micro Inverter, compatible with Four PV Modules, 3 Phase 480V WYE or Delta, 60Hz, 1,800W Max Output, 60Vdc Max Input, MC4 Connector, 10 year Warranty, 124012 | Inventory Item | 380 |  |  |  | No | Inverters | Vendor De-listing | 335.29
330-0000 | 330-0000 |  |  | PV Powered, PVP 30kW Inverter, 30kW, Grid Tied, DC/AC Disconnect, 208VAC, 60 Hz, PVP30kWLV | Inventory Item | 16799.99 |  | 30000 |  | No | Inverters | Vendor De-listing | 0
330-0001 | 330-0001 |  |  | SMA, Sunny Tripower-X, 3-Phase Grid Tied Inverter, 20kW, 277/480VAC, 50/60Hz, Integrated DC Disconnect, 3 MPPT Input, (2 Strings each), Amphenol H-4 Plus Connectors, 10 Yr Warr, Transformerless, AFCI, Built in Ethernet/WLAN, SunSpec Compliant, STP 20-US-50, 03-20-1000-2-50 | Inventory Item | 3824.69 |  | 20000 |  | No | Inverters | Shippable | 3442.22
330-0002 | 330-0002 |  |  | SMA, Sunny Tripower-X, 3-Phase Grid Tied Inverter, 25kW, 277/480VAC, 50/60Hz, Integrated DC Disconnect, 3 MPPT Input, (2 Strings each), Amphenol H-4 Plus Connectors, 10 Yr Warr, Transformerless, AFCI, Built in Ethernet/WLAN, SunSpec Compliant, STP 25-US-50, 03-25-1000-2-50 | Inventory Item | 4018.52 |  | 25000 |  | No | Inverters | Shippable | 3616.67
330-0003 | 330-0003 |  |  | SMA, Sunny Tripower-X, 3-Phase Grid Tied Inverter, 30kW, 277/480VAC, 50/60Hz, Integrated DC Disconnect, 3 MPPT Input, (2 Strings each), Amphenol H-4 Plus Connectors, 10 Yr Warr, Transformerless, AFCI, Built in Ethernet/WLAN, SunSpec Compliant, STP 30-US-50, 03-30-1000-2-50 | Inventory Item | 4277.78 |  | 30000 |  | No | Inverters | Shippable | 3850
330-0015 | 330-0015 |  |  | Yaskawa Solectria, PVI 25TL, 3-Ph Grid Tied inverter, 25kW, 208VAC WYE, 60Hz, 1000VDC, 3 MPPT, 2 inputs per MPPT, AC/DC Disconnect, Arc-Fault Detection, NEMA 4X, UL1741-SA, Rule-21, 10 Yr Warr, [MUST ADD WIRING BOX], PVI-25TL-208 | Inventory Item | 4268.29 |  | 25000 |  | No | Inverters | Shippable | 4117.65
330-0015 : 330-0015_S | 330-0015_S |  |  | Yaskawa Solectria, PVI 25TL, 3-Ph Grid Tied inverter, 25kW, 208VAC WYE, 60Hz, 1000VDC, 3 MPPT, 2 inputs per MPPT, AC/DC Disconnect, Arc-Fault Detection, NEMA 4X, UL1741-SA, Rule-21, 10 Yr Warr, [MUST ADD WIRING BOX], PVI-25TL-208 | Inventory Item | 3280.49 |  | 25000 |  | No | Inverters | Soligent De-listing | 3164.71
330-0016 | 330-0016 |  |  | Solectria, PVI 60KW Grid Tied Central inverter, 3-Ph, 60KW, 208VAC, 60H, PVI-60-208 | Inventory Item | 44068 |  | 60000 |  | No | Inverters | Soligent De-listing | 0
330-0017 | 330-0017 |  |  | Solectria, PVI 60KW grid tied inverter, 3-Ph, 60kW, 480VAC, 60Hz, 600VDC, DC/AC Discon, 5 Yr Warr, Neg Gnd, RS485 & Ethernet, PVI-60KW-480V | Inventory Item | 44545.98 |  | 60000 |  | No | Inverters | Vendor De-listing | 0
330-0018 | 330-0018 |  |  | Solectria, PVI 82KW grid tied inverter, 3-Ph, 82kW, 208VAC, 60Hz, 600VDC, DC/AC Discon, 5 Yr Warr, Neg Gnd, RS485 & Ethernet, PVI-82KW-208V | Inventory Item | 44199.99 |  | 82000 |  | No | Inverters | Vendor De-listing | 0
330-0019 | 330-0019 |  |  | Solectria, PVI 82KW grid tied inverter, 3-Ph, 82kW, 480VAC, 60Hz, 600VDC, DC/AC Discon, 5 Yr Warr, Neg Gnd, RS485 & Ethernet, PVI-82KW-480V | Inventory Item | 42399.99 |  | 82000 |  | No | Inverters | Vendor De-listing | 0
330-0020 | 330-0020 |  |  | Solectria, PVI 95KW grid tied inverter, 3-Ph, 95kW, 208VAC, 60Hz, 600VDC, DC/AC Discon, 5 Yr Warr, Neg Gnd, RS485 & Ethernet, PVI-95KW-208V | Inventory Item | 45999.99 |  | 95000 |  | No | Inverters | Vendor De-listing | 0
330-0021 | 330-0021 |  |  | Solectria, PVI 95KW grid tied inverter, 3-Ph, 95kW, 480VAC, 60Hz, 600VDC, DC/AC Discon, 5 Yr Warr, Neg Gnd, RS485 & Ethernet, PVI-95KW-480V | Inventory Item | 45199.99 |  | 95000 |  | No | Inverters | Vendor De-listing | 0
330-0022 | 330-0022 |  |  | SMA, Sunny Tower ST36 grid tied inverter group, 3-Ph, 36kW, 208/240/277VAC, 60 Hz, 600VDC, DC/AC Discon, 10 Yr Warr, Neg Gnd Config, includes ST6US and 6 x SB6000US, Comm Options, ST36 | Inventory Item | 32089.98 |  | 36000 |  | No | Inverters | Vendor De-listing | 0
330-0023 | 330-0023 |  |  | SMA, Sunny Tower ST36-W grid tied inverter, 3-Ph, 36kW, 208/240/277VAC, 60 Hz, 600VDC, DC/AC Discon, 10 Yr Warr, Neg Gnd Config, Webbox & RS485 cards, ST36000U-W | Inventory Item | 36702 |  | 36000 |  | No | Inverters | Vendor De-listing | 0
330-0024 | 330-0024 |  |  | SMA, Sunny Tower ST42 grid tied inverter group, 3-Ph, 42kW, 208/240/277VAC, 60 Hz, 600VDC, DC/AC Discon, 10 Yr Warr, Neg Gnd Config, includes ST6US and 6 x SB7000US, Comm Options, ST42 | Inventory Item | 37152 |  | 42000 |  | No | Inverters | Vendor De-listing | 0
330-0025 | 330-0025 |  |  | SMA, Sunny Tower ST42-W grid tied inverter, 3-Ph, 42kW, 208/240/277VAC, 60 Hz, 600VDC, DC/AC Discon, 10 Yr Warr, Neg Gnd Config, Webbox & RS485 cards, ST42000U-W | Inventory Item | 39318 |  | 42000 |  | No | Inverters | Vendor De-listing | 0
330-0062 | 330-0062 |  |  | Advanced Energy, AE 333NX grid tied inverter, 3-Ph, 333kW, 480VAC, 60Hz, +/-600VDC, 5 Yr Warr, Custom, 3159000-000G | Inventory Item | 181231 |  | 333000 |  | No | Inverters | Soligent De-listing | 0
330-0066 | 330-0066 |  |  | Power One, Aurora PV Central grid tied inverter, 3-Ph, 100kW, 480VAC, 60Hz, 600VDC, DC/AC Discon, 5 Yr Warr, Neg Gnd, RS485, NEMA 1, PVI-CENTRAL-100-US-480 | Inventory Item | 48181.98 |  | 100000 |  | No | Inverters | Vendor De-listing | 0
330-0079 | 330-0079 |  |  | Power One, Aurora PV Central grid tied inverter, 3-Ph, 50kW, 208VAC, 60Hz, 600VDC, DC/AC Discon, 5 Yr Warr, Neg Gnd, RS485, NEMA 1, PVI-CENTRAL-50-US-208 | Inventory Item | 32353.98 |  | 50000 |  | No | Inverters | Vendor De-listing | 0
330-0081 | 330-0081 |  |  | SMA, Sunny Central grid tied inverter, 3-Ph, 250kW, 480VAC, 60Hz, 600VDC, DC/AC Discon, 5 Yr Warr, Neg Gnd, RS485, SC250U | Inventory Item | 98824 |  | 250000 |  | No | Inverters | Vendor De-listing | 0
330-0082 | 330-0082 |  |  | Advanced Energy, AE 260TX grid tied Central inverter, 3-Ph, 260kW, 480VAC, 60H | Inventory Item | 129412 |  | 260000 |  | No | Inverters | Vendor De-listing | 0
330-0083 | 330-0083 |  |  | SMA, Sunny Central grid tied inverter, 3-Ph, 500kW, 480VAC, 60Hz, 600VDC, DC/AC Discon, 5 Yr Warr, Neg Gnd, RS485, SC500U | Inventory Item | 152941 |  | 500000 |  | No | Inverters | Vendor De-listing | 0
330-0084 | 330-0084 |  |  | Xantrex, GT 30-208 grid tied inverter, 3-Ph, 30kW, 208VAC, 60Hz, +/-430VDC, DC/AC Discon, 5 Yr Warr, Bipolar Gnd, RS485, RNW82330100000 | Inventory Item | 22354 |  | 30000 |  | No | Inverters | Vendor De-listing | 0
330-0094 | 330-0094 |  |  | Power One, Aurora PV Central grid tied inverter, 3-Ph, 50kW, 480VAC, 60Hz, 600VDC, DC/AC Discon, 5 Yr Warr, Neg Gnd, RS485, NEMA 1, PVI-CENTRAL-50-US-480 | Inventory Item | 32353.98 |  | 50000 |  | No | Inverters | Vendor De-listing | 0
330-0113 | 330-0113 |  |  | SatCon, PowerGate Plus PVS-0250 grid tied inverter, 3-Ph, 250kW, 480VAC, 60Hz, 600VDC, DC/AC Discon, 5 Yr Warr, Neg Gnd, RS485, PVS-0250-US480TN | Inventory Item | 122100 |  | 250000 |  | No | Inverters | Soligent De-listing | 0
330-0125 | 330-0125 |  |  | SMA, Sunny Central grid tied inverter (Add Transformer), 3-Ph, 500kW, 200VAC, 60Hz, 600VDC, DC/AC Discon, 5 Yr Warr, Neg Gnd, RS485, SC500HE-US | Inventory Item | 200000 |  | 500000 |  | No | Inverters | Vendor De-listing | 0
330-0134 | 330-0134 |  |  | Power One, Aurora PV Central grid tied inverter, 3-Ph, 100kW, 208VAC, 60Hz, 600VDC, DC/AC Discon, 5 Yr Warr, Neg Gnd, RS485, NEMA 1, PVI-CENTRAL-100-US-208 | Inventory Item | 48181.98 |  | 100000 |  | No | Inverters | Vendor De-listing | 0
330-0135 | 330-0135 |  |  | SMA, Sunny Tower ST48 grid tied inverter group, 3-Ph, 48kW, 240/277VAC, 60 Hz, 600VDC, DC/AC Discon, 10 Yr Warr, Neg Gnd Config, includes ST6US and 6 x SB8000US, Comm Options, ST48 | Inventory Item | 39968 |  | 48000 |  | No | Inverters | Vendor De-listing | 0
330-0136 | 330-0136 |  |  | SMA, Sunny Tower ST48-W grid tied inverter, 3-Ph, 48kW, 240/277VAC, 60 Hz, 600VDC, DC/AC Discon, 10 Yr Warr, Neg Gnd Config, Webbox & RS485 cards, ST48000U-W | Inventory Item | 42134 |  | 48000 |  | No | Inverters | Vendor De-listing | 0
330-0139 | 330-0139 |  |  | PV Powered, 30kW Inverter, 30kW, Grid Tied, DC/AC Disconnect, 480VAC, 60 Hz, PVP30kW | Inventory Item | 24479.88 |  | 30000 |  | No | Inverters | Vendor De-listing | 0
330-0140 | 330-0140 |  |  | Solectria, SGI 266KW Grid Tied Central inverter, 3-Ph, 266KW, 480VAC, 60H, SGI-266-480 | Inventory Item | 121750 |  | 266000 |  | No | Inverters | Soligent De-listing | 0
330-0141 | 330-0141 |  |  | Solectria, SGI 300KW Grid Tied Central inverter, 3-Ph, 300KW, 480VAC, 60H, SGI-300-480 | Inventory Item | 122909 |  | 300000 |  | No | Inverters | Soligent De-listing | 0
330-0142 | 330-0142 |  |  | Solectria, SGI 500KW Grid Tied Central inverter, 3-Ph, 500KW, 480VAC, 60H, SGI-500-480 | Inventory Item | 168071 |  | 500000 |  | No | Inverters | Soligent De-listing | 0
330-0156 | 330-0156 |  |  | Solectria, PVI 95KW grid tied inverter, 3-Ph, 95kW, 240VAC, 60Hz, 600VDC, DC/AC Discon, 5 Yr Warr, Neg Gnd, RS485 & Ethernet, PVI-95KW-240V | Inventory Item | 47799.99 |  | 95000 |  | No | Inverters | Vendor De-listing | 0
330-0157 | 330-0157 |  |  | PV Powered, Enclosed PowerVault 500kW, AC Switchboard, 15kV Medium Voltage Transformer, PVMV-500 | Inventory Item | 453896 |  | 500000 |  | No | Inverters | Soligent De-listing | 0
330-0158 | 330-0158 |  |  | PV Powered, Enclosed PowerVault 1000kW, AC Switchboard (2 x 500kW Inverters), 15kV Medium Voltage Transformer, PVMV-1000 | Inventory Item | 739460 |  | 1000000 |  | No | Inverters | Soligent De-listing | 0
330-0160 | 330-0160 |  |  | Advanced Energy, AE 260TX-LV grid tied inverter, 3-Ph, 260kW, 480VAC, 60Hz, 600VDC, DC/AC Discon, 10 Yr Warr, Neg Gnd, RS485 & Ethernet, AE_260TX-480-LV | Inventory Item | 158080 |  | 260000 |  | No | Inverters | Vendor De-listing | 0
330-0162 | 330-0162 |  |  | Advanced Energy, AE 35TX grid tied inverter, 3-Ph, 35kW, 208VAC, 60Hz, 600VDC, DC/AC Discon, 10 Yr Warr, Neg Gnd, RS485 & Ethernet, AE_35TX-208 | Inventory Item | 36329.98 |  | 35000 |  | No | Inverters | Vendor De-listing | 0
330-0163 | 330-0163 |  |  | Advanced Energy, AE 35TX grid tied inverter, 3-Ph, 35kW, 480VAC, 60Hz, 600VDC, DC/AC Discon, 10 Yr Warr, Neg Gnd, RS485 & Ethernet, AE_35TX-480 | Inventory Item | 36329.98 |  | 35000 |  | No | Inverters | Vendor De-listing | 0
330-0165 | 330-0165 |  |  | Advanced Energy, AE 50TX grid tied inverter, 3-Ph, 50kW, 208VAC, 60Hz, 600VDC, DC/AC Discon, 10 Yr Warr, Neg Gnd, RS485 & Ethernet, AE_50TX-208 | Inventory Item | 45307.98 |  | 50000 |  | No | Inverters | Vendor De-listing | 0
330-0166 | 330-0166 |  |  | Advanced Energy, AE 50TX grid tied inverter, 3-Ph, 50kW, 480VAC, 60Hz, 600VDC, DC/AC Discon, 10 Yr Warr, Neg Gnd, RS485 & Ethernet, AE_50TX-480 | Inventory Item | 45307.98 |  | 50000 |  | No | Inverters | Vendor De-listing | 0
330-0170 | 330-0170 |  |  | SMA, DO NOT USE - WRONG ITEM TYPE. Custom Item, Enter Quote Number and Custom Price | Inventory Item | 0 |  |  |  | No | Inverters | Soligent De-listing | 0
330-0187 | 330-0187 |  |  | Power One, Aurora PV Central grid tied inverter, 3-Ph, 250kW, 480VAC, 60Hz, 600VDC, DC/AC Discon, 5 Yr Warr, Neg Gnd, RS485, PVI-CENTRAL-250-US-480 | Inventory Item | 117045.98 |  | 250000 |  | No | Inverters | Vendor De-listing | 0
330-0188 | 330-0188 |  |  | ABB, Aurora PV Central grid tied inverter, 3-Ph, 300kW, 480VAC, 60Hz, 600VDC, DC/AC Discon, 5 Yr Warr, Neg Gnd, RS485, PVI-CENTRAL-300-US-480 | Inventory Item | 126137.98 |  | 300000 |  | No | Inverters | Vendor De-listing | 0
330-0194 | 330-0194 |  |  | Magnum, Smart Battery Combiner, Combines two battery banks for charging, ME-SBC | Inventory Item | 134.1 |  |  |  | No | Inverters | Soligent De-listing | 77.07
330-0199 | 330-0199 |  |  | EXELTEC, Inverter 125W Sinewave 12V Cig Ltr | Inventory Item | 14.3 |  | 125 |  | No | Inverters | Soligent De-listing | 0
330-0211 | 330-0211 |  |  | Outback, PS13000 Grid-tie GVFX3648 Assembly (Outdoor) MATE is not included PS1-3000 | Inventory Item | 269.24 |  | 3468 |  | No | Inverters | Soligent De-listing | 0
330-0231 | 330-0231 |  |  | Solectria, PVI 10KW Grid Tied Inverter, 3-Ph, 10KW, 208VAC, 60Hz, 475VDC, DC/AC Discon, 7 Fused Input, 1 MPPT, 5 Yr Warr, Neg Gnd, Ethernet, PVI-10-208 | Inventory Item | 13545 |  | 10000 |  | No | Inverters | Vendor De-listing | 0
330-0232 | 330-0232 |  |  | Solectria, PVI 10KW Grid Tied Inverter, 3-Ph, 10KW, 480VAC, 60Hz, 475VDC, DC/AC Discon, 7 Fused Input, 1 MPPT, 5 Yr Warr, Neg Gnd, Ethernet, PVI-10-480 | Inventory Item | 13545 |  | 10000 |  | No | Inverters | Vendor De-listing | 0
330-0243 | 330-0243 |  |  | Xantrex, Inverter Portawattz 1000W 12VDC/120VAC | Inventory Item | 189.6 |  | 1000 |  | No | Inverters | Vendor De-listing | 0
330-0244 | 330-0244 |  |  | Xantrex, Inverter Portawattz 1750W 12VDC/120VAC | Inventory Item | 31.53 |  | 1750 |  | No | Inverters | Vendor De-listing | 0
330-0248 | 330-0248 |  |  | Xantrex, Inverter Portawattz 600W 12VDC/120VAC | Inventory Item | 8.78 |  | 600 |  | No | Inverters | Vendor De-listing | 0
330-0258 | 330-0258 |  |  | SMA, Power Balancer set Upgrade kit for the Power Balancer Function, PBL-SBUS-10-NR | Inventory Item | 78 |  |  |  | No | Inverters | Soligent De-listing | 0
330-0259 | 330-0259 |  |  | Fronius, CL 33.3 Delta grid tied inverter, 3-Ph, 33.3kW, 208/240VAC, 60Hz, 600VDC, DC/AC Discon, 10 Yr Warr, Neg Gnd, COM Card, (add base plate #360-0221), 4,210,243,800 | Inventory Item | 30203.98 |  | 33300 |  | No | Inverters | Vendor De-listing | 0
330-0260 | 330-0260 |  |  | Fronius, CL 36.0 WYE grid tied inverter, 3-Ph, 36kW, 277/480VAC, 60Hz, 600VDC, DC/AC Discon, 10 Yr Warr, Neg Gnd, COM Card, (add base plate #360-0221), 4,210,244,800 | Inventory Item | 29795.98 |  | 36000 |  | No | Inverters | Vendor De-listing | 0
330-0261 | 330-0261 |  |  | Fronius, CL 44.4 Delta grid tied inverter, 3-Ph, 44.4 kW, 208/240VAC, 60Hz, 600VDC, DC/AC Discon, 10 Yr Warr, Neg Gnd, COM Card, (add base plate #360-0221), 4,210,245,800 | Inventory Item | 34599.98 |  | 44400 |  | No | Inverters | Vendor De-listing | 0
330-0262 | 330-0262 |  |  | Fronius, CL 48.0 WYE grid tied inverter, 3-Ph, 48kW, 277/480VAC, 60Hz, 600VDC, DC/AC Discon, 10 Yr Warr, Neg Gnd, COM Card, (add base plate #360-0221), 4,210,246,800 | Inventory Item | 34093.98 |  | 48000 |  | No | Inverters | Vendor De-listing | 0
330-0263 | 330-0263 |  |  | Fronius, CL 55.5 Delta grid tied inverter, 3-Ph, 55.5kW, 208/240VAC, 60Hz, 600VDC, DC/AC Discon, 10 Yr Warr, Neg Gnd, COM Card, (add base plate #360-0221), 4,210,247,800 | Inventory Item | 38241.98 |  | 55500 |  | No | Inverters | Vendor De-listing | 0
330-0264 | 330-0264 |  |  | Fronius, CL 60.0 WYE grid tied inverter, 3-Ph, 60kW, 277/480VAC, 60Hz, 600VDC, DC/AC Discon, 10 Yr Warr, Neg Gnd, COM Card, (add base plate #360-0221), 4,210,248,800 | Inventory Item | 37573.98 |  | 60000 |  | No | Inverters | Vendor De-listing | 0
330-0265 | 330-0265 |  |  | Advanced Energy, AE 500NX grid tied ROW Inverter, 3-Ph, 500kW, 600VAC, 50Hz CE, +/-1000VDC, No Discon, 5 Yr Warr, Bipolar Gnd, RS485 & Ethernet, 3159510-000 | Inventory Item | 207436 |  | 500000 |  | No | Inverters | Soligent De-listing | 0
330-0266 | 330-0266 |  |  | Solectria, SGI 225KW Grid Tied Central inverter, 3-Ph, 225KW, 480VAC, 60H, SGI-225-480 | Inventory Item | 110159 |  | 225000 |  | No | Inverters | Soligent De-listing | 0
330-0267 | 330-0267 |  |  | Solectria, SGI 250KW Grid Tied Central inverter, 3-Ph, 250KW, 480VAC, 60H, SGI-250-480 | Inventory Item | 120591 |  | 250000 |  | No | Inverters | Soligent De-listing | 0
330-0268 | 330-0268 |  |  | Solectria, PVI 10KW Grid Tied Inverter, 3-Ph, 10KW, 240VAC, 60Hz, 475VDC, DC/AC Discon, 7 Fused Input, 1 MPPT, 5 Yr Warr, Neg Gnd, Ethernet, PVI-10-240 | Inventory Item | 13545 |  | 10000 |  | No | Inverters | Vendor De-listing | 0
330-0269 | 330-0269 |  |  | ABB, PVI-10.0 3-Ph Grid Tied Inverter, 10kW, 480VAC, 60Hz, 520VDC, DC/AC Discon, 6x15A Fused Input, 2 MPPT, 10 Yr Warr, Neg Gnd Config, RS485, PVI-10.0-I-OUTD-S2-US-480-NG, SPECIAL PRICING - LIMITED QUANTITY - ONLY WHILE SUPPLIES LAST | Inventory Item | 6368.05 |  | 10000 |  | No | Inverters | Soligent De-listing | 0
330-0270 | 330-0270 |  |  | Advanced Energy, AE 250NX grid tied inverter, 3-Ph, 250kW, 480VAC, 60Hz, +/-600VDC, No Discon, 5 Yr Warr, Bipolar Gnd, RS485 & Ethernet, 3159200-0001 | Inventory Item | 152000 |  | 250000 |  | No | Inverters | Soligent De-listing | 0
330-0271 | 330-0271 |  |  | Solectria, Option, Forward Facing AC and DC Disconnects, for PVI 50-100KW, OPT-DISCO-FFUAC | Inventory Item | 632.99 |  |  |  | No | Inverters | Soligent De-listing | 0
330-0272 | 330-0272 |  |  | Solectria, PVI 82KW grid tied inverter, 3-Ph, 82kW, 240VAC, 60Hz, 600VDC, DC/AC Discon, 5 Yr Warr, Neg Gnd, RS485 & Ethernet, PVI-82KW-240V | Inventory Item | 45999.99 |  | 82000 |  | No | Inverters | Vendor De-listing | 0
330-0279 | 330-0279 |  |  | Advanced Energy, AE 500TX grid tied Central inverter, 3-Ph, 500kW, 480VAC, 60H | Inventory Item | 188235 |  | 500000 |  | No | Inverters | Vendor De-listing | 0
330-0280 | 330-0280 |  |  | Solectria, PVI 60KW Grid Tied Central inverter, 3-Ph, 60KW, 240VAC, 60H, SGI-250-480 | Inventory Item | 44750 |  | 60000 |  | No | Inverters | Soligent De-listing | 0
330-0288 | 330-0288 |  |  | SMA, Sunny Tower ST30W grid tied inverter, 3-Ph, 48kW, 208/240/277VAC, 60 Hz, 600VDC, DC/AC Discon, 10 Yr Warr, Neg Gnd Config, Webbox & RS485 cards, ST30000U-W | Inventory Item | 31239.98 |  | 30000 |  | No | Inverters | Vendor De-listing | 0
330-0289 | 330-0289 |  |  | SMA, Sunny Tower ST30 grid tied inverter group, 3-Ph, 30kW, 208/240/277VAC, 60 Hz, 600VDC, DC/AC Discon, 10 Yr Warr, Neg Gnd Config, includes ST6US and 6 x SB5000US, Comm Options, ST30 | Inventory Item | 32726 |  | 30000 |  | No | Inverters | Vendor De-listing | 0
330-0293 | 330-0293 |  |  | Solectria, PVI 50KW Grid Tied Central inverter, 3-Ph, 50KW, 208VAC, 60H, PVI-50-208 | Inventory Item | 39182 |  | 50000 |  | No | Inverters | Soligent De-listing | 0
330-0294 | 330-0294 |  |  | Solectria, PVI 50KW Grid Tied Central inverter, 3-Ph, 50KW, 240VAC, 60H, PVI-50-240 | Inventory Item | 40364 |  | 50000 |  | No | Inverters | Soligent De-listing | 0
330-0295 | 330-0295 |  |  | Solectria, PVI 50KW Grid Tied Central inverter, 3-Ph, 50KW, 480VAC, 60H, PVI-50-480 | Inventory Item | 38273 |  | 50000 |  | No | Inverters | Soligent De-listing | 0
330-0296 | 330-0296 |  |  | Solectria, PVI 75KW Grid Tied Central inverter, 3-Ph, 75KW, 208VAC, 60H, PVI-75-208 | Inventory Item | 46386 |  | 75000 |  | No | Inverters | Soligent De-listing | 0
330-0297 | 330-0297 |  |  | Solectria, PVI 75KW Grid Tied Central inverter, 3-Ph, 75KW, 240VAC, 60H, PVI-75-240 | Inventory Item | 47068 |  | 75000 |  | No | Inverters | Soligent De-listing | 0
330-0298 | 330-0298 |  |  | Solectria, PVI 75KW Grid Tied Central inverter, 3-Ph, 75KW, 480VAC, 60H, PVI-75-480 | Inventory Item | 43364 |  | 75000 |  | No | Inverters | Soligent De-listing | 0
330-0299 | 330-0299 |  |  | Solectria, PVI 85KW Grid Tied Central inverter, 3-Ph, 85KW, 208VAC, 60H, PVI-85-208 | Inventory Item | 46841 |  | 85000 |  | No | Inverters | Soligent De-listing | 0
330-0300 | 330-0300 |  |  | Solectria, PVI 85KW Grid Tied Central inverter, 3-Ph, 85KW, 240VAC, 60H, PVI-85-240 | Inventory Item | 47545 |  | 85000 |  | No | Inverters | Soligent De-listing | 0
330-0301 | 330-0301 |  |  | Solectria, PVI 85KW Grid Tied Central inverter, 3-Ph, 85KW, 480VAC, 60H, PVI-85-480 | Inventory Item | 44068 |  | 85000 |  | No | Inverters | Soligent De-listing | 0
330-0302 | 330-0302 |  |  | Solectria, PVI 100KW Grid Tied Central inverter, 3-Ph, 100KW, 208VAC, 60H, PVI-100-208 | Inventory Item | 47545 |  | 100000 |  | No | Inverters | Soligent De-listing | 0
330-0303 | 330-0303 |  |  | Solectria, PVI 100KW Grid Tied Central inverter, 3-Ph, 100KW, 240VAC, 60H, PVI-100-240 | Inventory Item | 49159 |  | 100000 |  | No | Inverters | Soligent De-listing | 0
330-0304 | 330-0304 |  |  | Solectria, PVI 100KW Grid Tied Central inverter, 3-Ph, 100KW, 480VAC, 60H, PVI-100-480 | Inventory Item | 45227 |  | 100000 |  | No | Inverters | Soligent De-listing | 0
330-0305 | 330-0305 |  |  | SMA, Sunny Central 500CP Grid Tied Inverter, 3-Ph, 550KW, 270VAC, 60Hz, 480VDC, DC/AC Discon, 5 Yr Warranty, RS485, Ethernet, SC-500CP-US-10 | Inventory Item | 282918 |  | 550000 |  | No | Inverters | Vendor De-listing | 0
330-0306 | 330-0306 |  |  | SMA, Sunny Central 630CP Grid Tied Inverter, 3-Ph, 700KW, 315VAC, 60Hz, 480VDC, DC/AC Discon, 5 Yr Warranty, RS485, Ethernet, SC-630CP-US-10 | Inventory Item | 312566 |  | 700000 |  | No | Inverters | Vendor De-listing | 0
330-0307 | 330-0307 |  |  | SMA, Sunny Central 720CP Grid Tied Inverter, 3-Ph, 792KW, 324VAC, 60Hz, 480VDC, DC/AC Discon, 5 Yr Warranty, RS485, Ethernet, SC-720CP-US-10 | Inventory Item | 343060 |  | 792000 |  | No | Inverters | Vendor De-listing | 0
330-0308 | 330-0308 |  |  | SMA, Sunny Central 750CP Grid Tied Inverter, 3-Ph, 825KW, 342VAC, 60Hz, 480VDC, DC/AC Discon, 5 Yr Warranty, RS485, Ethernet, SC-750CP-US-10 | Inventory Item | 352378 |  | 825000 |  | No | Inverters | Vendor De-listing | 0
330-0309 | 330-0309 |  |  | SMA, Sunny Central 800CP Grid Tied Inverter, 3-Ph, 880KW, 360VAC, 60Hz, 480VDC, DC/AC Discon, 5 Yr Warranty, RS485, Ethernet, SC-800CP-US-10 | Inventory Item | 367624 |  | 880000 |  | No | Inverters | Vendor De-listing | 0
330-0313 | 330-0313 |  |  | Power One, PVI-10.0 3-Ph Grid Tied Inverter, 10kW, 480VAC, 60Hz, DC Discon, 4 Unfused Input, 2 MPPT, 10 Yr Warr, Neg Gnd Config, RS485, PVI-10.0-I-OUTD-S-US-480-NG | Inventory Item | 6381 |  | 10000 |  | No | Inverters | Vendor De-listing | 0
330-0314 | 330-0314 |  |  | Advanced Energy, AE 500NX-HE grid tied Central inverter, 3-Ph, 500kW, 480VAC, 60H | Inventory Item | 240955.98 |  | 500000 |  | No | Inverters | Vendor De-listing | 0
330-0315 | 330-0315 |  |  | Advanced Energy, AE 500NX grid tied Central inverter, 3-Ph, 500kW, 480VAC, 60H | Inventory Item | 232923.98 |  | 500000 |  | No | Inverters | Vendor De-listing | 0
330-0316 | 330-0316 |  |  | Fronius, CL 33.3 Delta grid tied Central inverter, 3-Ph, 33.3kW, 208/240VAC, 60H | Inventory Item | 18545 |  | 33300 |  | No | Inverters | Vendor De-listing | 0
330-0317 | 330-0317 |  |  | Fronius, CL 36.0 WYE grid tied Central inverter, 3-Ph, 36kW, 277/480VAC, 60H | Inventory Item | 18392 |  | 36000 |  | No | Inverters | Vendor De-listing | 0
330-0318 | 330-0318 |  |  | Fronius, CL 44.4 Delta grid tied Central inverter, 3-Ph, 44.4 kW, 208/240VAC, 60H | Inventory Item | 21151 |  | 44400 |  | No | Inverters | Vendor De-listing | 0
330-0319 | 330-0319 |  |  | Fronius, CL 48.0 WYE grid tied Central inverter, 3-Ph, 48kW, 277/480VAC, 60H | Inventory Item | 22644 |  | 48000 |  | No | Inverters | Vendor De-listing | 0
330-0320 | 330-0320 |  |  | Fronius, CL 55.5 Delta grid tied inverter, 3-Ph, 55.5kW, 208/240VAC, 60Hz, 600VDC, DC/AC Discon, 5 Yr Warr, Neg Gnd, includes Modbus card (4,240,021,Z), (add base plate #360-0221), 4,210,247,800 | Inventory Item | 25946 |  | 55500 |  | No | Inverters | Vendor De-listing | 0
330-0321 | 330-0321 |  |  | Fronius, CL 60.0 WYE grid tied Central inverter, 3-Ph, 60kW, 277/480VAC, 60H | Inventory Item | 28305 |  | 60000 |  | No | Inverters | Vendor De-listing | 0
330-0322 | 330-0322 |  |  | Advanced Energy, AE 3TL-12K 3-Ph Grid Tied Inverter, 12kW, 480VAC, 60Hz, +/-500VDC, DC Discon, Dual 12x15A Fused Inputs, 1 MPPT, 5 Yr Warr, Bipolar Gnd, RS485 & Ethernet NEMA 3R, 804R012.010 | Inventory Item | 8982 |  | 12000 |  | No | Inverters | Vendor De-listing | 0
330-0323 | 330-0323 |  |  | Advanced Energy, AE 3TL-16K 3-Ph Grid Tied Inverter, 16kW, 480VAC, 60Hz, +/-500VDC, DC Discon, Dual 12x15A Fused Inputs, 1 MPPT, 5 Yr Warr, Bipolar Gnd, RS485 & Ethernet NEMA 3R, 804R016.010 | Inventory Item | 9999.98 |  | 16000 |  | No | Inverters | Vendor De-listing | 0
330-0324 | 330-0324 |  |  | SolarEdge, SE9KUS Grid Tied Inverter, 3-Ph, 9000W, 208VAC, 60Hz, 500VDC, DC/AC Discon,12 Yr Warr, Ungrounded, RS485 and Ethernet, SE9KUS-208-U | Inventory Item | 3597 |  | 9000 |  | No | Inverters | Vendor De-listing | 0
330-0325 | 330-0325 |  |  | SolarEdge, SE10KUS Grid Tied Inverter, 3-Ph, 10kW, 480VAC, 60Hz, 1000VDC, DC/AC Discon,12 Yr Warr, Ungrounded, RS485 and Ethernet, SE10KUS-480-U | Inventory Item | 3286 |  | 10000 |  | No | Inverters | Vendor De-listing | 0
330-0326 | 330-0326 |  |  | SolarEdge, SE20KUS Grid Tied Inverter, 3-Ph, 20kW, 480VAC, 60Hz, 1000VDC, DC/AC Discon,12 Yr Warr, Ungrounded, RS485 and Ethernet, SE20KUS-480-U | Inventory Item | 3893 |  | 20000 |  | No | Inverters | Vendor De-listing | 0
330-0327 | 330-0327 |  |  | Yaskawa Solectria, PVI 14000TL, 3-Ph Grid tied inverter, 14kW, 208VAC, 60Hz, 600VDC, AC/DC Discon, Two dual 4x15A Fused Inputs (add 8 fuses), 2 MPPT, 10 Yr Warr, Ungrounded, RS485, NEMA3R, PVI-14TL-208 | Inventory Item | 4146.34 |  | 14000 |  | No | Inverters | Vendor De-listing | 4000
330-0327 : 330-0327_S | 330-0327_S |  |  | Yaskawa Solectria, PVI 14000TL, 3-Ph Grid tied inverter, 14kW, 208VAC, 60Hz, 600VDC, AC/DC Discon, Two dual 4x15A Fused Inputs (add 8 fuses), 2 MPPT, 10 Yr Warr, Ungrounded, RS485, NEMA3R, PVI-14TL-208 | Inventory Item | 4146.34 |  | 14000 |  | No | Inverters | Soligent De-listing | 4000
330-0328 | 330-0328 |  |  | Yaskawa Solectria, PVI 20000TL, 3-Ph Grid tied inverter, 20kW, 480VAC, 60Hz, 600VDC, AC/DC Discon, Two dual 4x15A Fused Inputs (add 8 fuses), 2 MPPT, 10 Yr Warr, Ungrounded, RS485, NEMA3R, PVI-20TL-480 | Inventory Item | 8860.46 |  | 20000 |  | No | Inverters | Vendor De-listing | 0
330-0329 | 330-0329 |  |  | Yaskawa Solectria, PVI 23000TL, 3-Ph Grid tied inverter, 23kW, 480VAC, 60Hz, 1000VDC, AC/DC Discon, Two dual 4x15A Fused Inputs, 2 MPPT, 10 Yr Warr, Ungrounded, RS485, NEMA4, PVI-23TL-480 | Inventory Item | 3142.86 |  | 23000 |  | No | Inverters | Vendor De-listing | 2588.24
330-0330 | 330-0330 |  |  | Yaskawa Solectria, PVI 28000TL, 3-Ph Grid tied inverter, 28kW, 480VAC, 60Hz, 1000VDC, AC/DC Discon, Two dual 4x15A Fused Inputs, 2 MPPT, 10 Yr Warr, Ungrounded, RS485, NEMA4, PVI-28TL-480 | Inventory Item | 2439.02 |  | 28000 |  | No | Inverters | Vendor De-listing | 2352.94
330-0330 : 330-0330_S | 330-0330_S |  |  | Yaskawa Solectria, PVI 28000TL, 3-Ph Grid tied inverter, 28kW, 480VAC, 60Hz, 1000VDC, AC/DC Discon, Two dual 4x15A Fused Inputs, 2 MPPT, 10 Yr Warr, Ungrounded, RS485, NEMA4, PVI-28TL-480 | Inventory Item | 2439.02 |  | 28000 |  | No | Inverters | Soligent De-listing | 2352.94
330-0331 | 330-0331 |  |  | Advanced Energy, AE 3TL-20K 3-Ph Grid Tied Inverter, 20kW, 480VAC, 60Hz, +/-500VDC, DC Discon, Dual 12x15A Fused Inputs, 1 MPPT, 5 Yr Warr, Bipolar Gnd, RS485 & Ethernet NEMA 3R, 804R020.010 | Inventory Item | 10364 |  | 20000 |  | No | Inverters | Vendor De-listing | 0
330-0332 | 330-0332 |  |  | Advanced Energy, AE 3TL-23K 3-Ph Grid Tied Inverter, 23.2kW, 480VAC, 60Hz, +/-500VDC, DC Discon, Dual 12x15A Fused Inputs, 1 MPPT, 5 Yr Warr, Bipolar Gnd, RS485 & Ethernet NEMA 3R, 804R024.010 | Inventory Item | 11055 |  | 24000 |  | No | Inverters | Vendor De-listing | 0
330-0333 | 330-0333 |  |  | Advanced Energy, AE 500NX, grid tied inverter, 3-Ph, 500kW, 60Hz, 1000VDC, 420 ABB AC/DC SWGR SAM8, 3159532-04F0 | Inventory Item | 280752.94 |  | 500000 |  | No | Inverters | Soligent De-listing | 0
330-0334 | 330-0334 |  |  | Advanced Energy, AE 500NX, grid tied inverter, 3-Ph, 500kW, 60Hz, 1000VDC, 420V FWE BUS BAR, 3159533-0003 | Inventory Item | 223529.41 |  | 500000 |  | No | Inverters | Soligent De-listing | 0
330-0335 | 330-0335 |  |  | Advanced Energy, AE 500NX, grid tied inverter, 3-Ph, 500kW, 60Hz, 1000VDC, 420 DC SWGR, 3159533-0060 | Inventory Item | 250352.94 |  | 500000 |  | No | Inverters | Soligent De-listing | 0
330-0336 | 330-0336 |  |  | Advanced Energy, AE 500NX, grid tied inverter, 3-Ph, 500kW, 60Hz, 1000VDC, 420 DC SWGR SAM8, 3159533-00E0 | Inventory Item | 261082.35 |  | 500000 |  | No | Inverters | Soligent De-listing | 0
330-0337 | 330-0337 |  |  | Advanced Energy, AE 500NX, grid tied inverter, 3-Ph, 500kW, 60Hz, 1000VDC, 420 LVRT DC SWGR, 3159533-0460 | Inventory Item | 259294.12 |  | 500000 |  | No | Inverters | Soligent De-listing | 0
330-0338 | 330-0338 |  |  | Advanced Energy, AE 500NX, grid tied inverter, 3-Ph, 500kW, 60Hz, 1000VDC, 420 LVRT DC SWGR SAM8, 3159533-04E0 | Inventory Item | 270023.53 |  | 500000 |  | No | Inverters | Soligent De-listing | 0
330-0339 | 330-0339 |  |  | Advanced Energy, AE 500NX, grid tied inverter, 3-Ph, 500kW, 60Hz, 1000VDC, 420 LVRT DC SWGR SAM10, 3159533-04N0 | Inventory Item | 272705.88 |  | 500000 |  | No | Inverters | Soligent De-listing | 0
330-0340 | 330-0340 |  |  | Advanced Energy, AE 333NX grid tied inverter, 3-Ph, 333kW, 480VAC, 60Hz, +/-600VDC, No Discon, Dual 6x350MCM DC Lugs, 5 Yr Warr , Bipolar Gnd, RS485 & Ethernet, 3159000-0001 | Inventory Item | 166306 |  | 333000 |  | No | Inverters | Soligent De-listing | 0
330-0341 | 330-0341 |  |  | Yaskawa Solectria, PVI 36000TL, 3-Ph Grid tied inverter, 36kW, 480VAC, 60Hz, 1000VDC, AC/DC Discon, Two dual 5x15A Fused Inputs, 2 MPPT, with PLC Transmitter, 10 Yr Warr, RS-485, UL-1741-SA, PVI-36TL-480-RSD | Inventory Item | 4971.43 |  | 36000 |  | No | Inverters | Vendor De-listing | 0
330-0342 | 330-0342 |  |  | SolarEdge, SE100KUS Grid Tied Inverter, Primary Inverter, (add 2 Secondary Inverters) 3-Ph, 100kW, 277/480V WYE, 60Hz, 1000VDC, DC Discon, 12 Yr Warr, AFCI, NO AC-RSD, GROUND MOUNT ONLY,-40C, RS485 and Ethernet, DCD w/o Fuses, UL-1741-SA (Rule-21),SE100K-USRPGBNU4 | Inventory Item | 5796.98 |  |  |  | No | Inverters | Soligent De-listing | 0
330-0343 | 330-0343 |  |  | Yaskawa Solectria, PVI 25TL, 3-Ph Grid Tied inverter, 25kW, 480VAC WYE, 60Hz, 1000VDC, 2 MPPT, 3 inputs per MPPT, AC/DC Disconnect, Arc-Fault Detection, NEMA 4X, with SunSpec Transmitter, UL1741-SA, 10 Yr Warr, PVI-25TL-480 | Inventory Item | 2757.14 |  |  |  | No | Inverters | Vendor De-listing | 2270.59
330-0449 | 330-0449 |  |  | SMA, Sunny Tripower 12000TL inverter with installed SWDM-US-10 ONLY, (Use with DC Discon CU 1000-US-10, #580-0103), STP12000TL-US-10 | Inventory Item | 5837.99 |  | 12000 |  | No | Inverters | Soligent De-listing | 0
330-0449-KIT | 330-0449-KIT |  |  | SMA, Sunny Tripower 12000TL Grid tied inverter, 3-Ph, 12kW, 480VAC, 60Hz, 600/1000VDC, DC Discon, 2 Dual 4x20A Fused Inputs (add 16 midget fuses), 2 MPPT, 10 Yr Warr, Ungrounded, Webconnect, Arc-Fault Protection, STP12000TL-US-10-KIT | Kit/Package | 7167.23 |  | 12000 |  | No | Inverters | Vendor De-listing | 0
330-0450 | 330-0450 |  |  | SMA, Sunny Tripower 15000TL inverter with installed SWDM-US-10 ONLY, (Use with DC Discon CU 1000-US-10, #580-0103), STP15000TL-US-10 | Inventory Item | 6641.99 |  | 15000 |  | No | Inverters | Soligent De-listing | 0
330-0450-KIT | 330-0450-KIT |  |  | SMA, Sunny Tripower 15000TL Grid tied inverter, 3-Ph, 15kW, 480VAC, 60Hz, 600/1000VDC, DC Discon, 2 Dual 4x20A Fused Inputs (add 16 midget fuses), 2 MPPT, 10 Yr Warr, Ungrounded, Webconnect, Arc-Fault Protection, STP15000TL-US-10-KIT | Kit/Package | 7663.82 |  | 15000 |  | No | Inverters | Vendor De-listing | 0
330-0451 | 330-0451 |  |  | SMA, Sunny Tripower 20000TL inverter with installed SWDM-US-10 ONLY, (Use with DC Discon CU 1000-US-10, #580-0103), STP20000TL-US-10 | Inventory Item | 6877.99 |  | 20000 |  | No | Inverters | Soligent De-listing | 0
330-0451-KIT | 330-0451-KIT |  |  | SMA, Sunny Tripower 20000TL Grid tied inverter, 3-Ph, 20kW, 480VAC, 60Hz, 600/1000VDC, DC Discon, 2 Dual 4x20A Fused Inputs (add 16 midget fuses), 2 MPPT, 10 Yr Warr, Ungrounded, Webconnect, Arc-Fault Protection, STP20000TL-US-10-KIT | Kit/Package | 9565 |  | 20000 |  | No | Inverters | Soligent De-listing | 0
330-0452 | 330-0452 |  |  | SMA, Sunny Tripower 24000TL inverter with installed SWDM-US-10 ONLY, (Use with DC Discon CU 1000-US-10, #580-0103), STP24000TL-US-10 | Inventory Item | 7607.99 |  | 24000 |  | No | Inverters | Soligent De-listing | 0
330-0452-KIT | 330-0452-KIT |  |  | SMA, Sunny Tripower 24000TL Grid tied inverter, 3-Ph, 24kW, 480VAC, 60Hz, 600/1000VDC, DC Discon, 2 Dual 4x20A Fused Inputs (add 16 midget fuses), 2 MPPT, 10 Yr Warr, Ungrounded, Webconnect, Arc-Fault Protection, STP24000TL-US-10-KIT | Kit/Package | 11275 |  | 24000 |  | No | Inverters | Soligent De-listing | 0
330-0453 | 330-0453 |  |  | Solectria, PVI Premium Efficiency 100KW Grid Tied Central inverter, 3-Ph, 100KW, 480VAC, 60H | Inventory Item | 48705 |  | 100000 |  | No | Inverters | Vendor De-listing | 0
330-0454 | 330-0454 |  |  | Advanced Energy, AE 3TL-16 Grid Tied Inverter, 3-Ph, 16kW, 480VAC, 60Hz, 1000VDC, DC Discon, Dual 10x15A Fused Inputs, 1 MPPT, 5 Yr Warr, Ungrounded, RS485 & Ethernet, Arc-Fault Protection, AE_3TL-16_10 | Inventory Item | 7906 |  | 16000 |  | No | Inverters | Vendor De-listing | 0
330-0455 | 330-0455 |  |  | Advanced Energy, AE 3TL-12 Grid Tied Inverter, 3-Ph, 12kW, 480VAC, 60Hz, 1000VDC, DC Discon, Dual 10x15A Fused Inputs, 1 MPPT, 5 Yr Warr, Ungrounded, RS485 & Ethernet, Arc-Fault Protection, AE_3TL-12_10 | Inventory Item | 7871 |  | 12000 |  | No | Inverters | Vendor De-listing | 0
330-0456 | 330-0456 |  |  | Advanced Energy, AE 3TL-20 Grid Tied Inverter, 3-Ph, 20kW, 480VAC, 60Hz, 1000VDC, DC Discon, Dual 10x15A Fused Inputs, 1 MPPT, 5 Yr Warr, Ungrounded, RS485 & Ethernet, Arc-Fault Protection, AE_3TL-20_10 | Inventory Item | 7960 |  | 20000 |  | No | Inverters | Vendor De-listing | 0
330-0457 | 330-0457 |  |  | Advanced Energy, AE 3TL-23 Grid Tied Inverter, 3-Ph, 23kW, 480VAC, 60Hz, 1000VDC, DC Discon, Dual 10x15A Fused Inputs, 1 MPPT, 5 Yr Warr, Ungrounded, RS485 & Ethernet, Arc-Fault Protection, AE_3TL-23_10 | Inventory Item | 8031 |  | 23000 |  | No | Inverters | Vendor De-listing | 0
330-0458 | 330-0458 |  |  | Solectria, PVI 60KW Grid Tied Central inverter, 3-Ph, 60kW, 480VAC, 60H, PVI-60-480 | Inventory Item | 43694 |  | 60000 |  | No | Inverters | Soligent De-listing | 0
330-0459 | 330-0459 |  |  | ABB, PVI-10.0 3-Ph Grid Tied Inverter, 10kW, 480VAC, 60Hz, 520VDC, DC Discon, 6x15A Fused Input, 2 MPPT, 10 Yr Warr, Neg Gnd Config, RS485, PVI-10.0-I-OUTD-S1-US-480-NG | Inventory Item | 6707 |  | 10000 |  | No | Inverters | Vendor De-listing | 0
330-0460 | 330-0460 |  |  | SMA, Sunny Tripower 12000TL INVERTER ONLY, Grid tied inverter, 3-Ph, 12kW, 277/480VAC, 60Hz, 600/1000VDC, with installed SWDM-US-10, (Use with DC Disconnect: CU 1000-US-11, #580-0132), STP12000TL-US-10 | Inventory Item | 1300 |  | 12000 |  | No | Inverters | Vendor De-listing | 1300
330-0460 : 330-0460_S | 330-0460_S |  |  | SMA, Sunny Tripower 12000TL INVERTER ONLY, Grid tied inverter, 3-Ph, 12kW, 277/480VAC, 60Hz, 600/1000VDC, with installed SWDM-US-10, (Use with DC Disconnect: CU 1000-US-11, #580-0132), STP12000TL-US-10 | Inventory Item | 1300 |  | 12000 |  | No | Inverters | Soligent De-listing | 1300
330-0460-B | 330-0460-B |  |  | B Grade SMA, Sunny Tripower 12000TL INVERTER ONLY, Grid tied inverter, 3-Ph, 12kW, 277/480VAC, 60Hz, 600/1000VDC, with installed SWDM-US-10, (Use with DC Disconnect: CU 1000-US-11, #580-0132), STP12000TL-US-10 | Inventory Item | 2340 |  | 12000 |  | No | Inverters | Vendor De-listing | 1300
330-0461 | 330-0461 |  |  | SMA, Sunny Tripower 15000TL INVERTER ONLY, Grid tied inverter, 3-Ph, 15kW, 277/480VAC, 60Hz, 600/1000VDC, with installed SWDM-US-10, (Use with DC Disconnect: CU 1000-US-11, #580-0132), STP15000TL-US-10 | Inventory Item | 6641.21 |  | 15000 |  | No | Inverters | Vendor De-listing | 1946.1
330-0462 | 330-0462 |  |  | SMA, Sunny Tripower 20000TL INVERTER ONLY, Grid tied inverter, 3-Ph, 20kW, 277/480VAC, 60Hz, 600/1000VDC, with installed SWDM-US-10, (Use with DC Disconnect: CU 1000-US-11, #580-0132), STP20000TL-US-10 | Inventory Item | 6877.52 |  | 20000 |  | No | Inverters | Vendor De-listing | 0
330-0463 | 330-0463 |  |  | SMA, Sunny Tripower 24000TL INVERTER ONLY, Grid tied inverter, 3-Ph, 24kW, 277/480VAC, 60Hz, 600/1000VDC, with installed SWDM-US-10, (Use with DC Disconnect: CU 1000-US-11, #580-0132), STP24000TL-US-10 | Inventory Item | 3147.06 |  | 24000 |  | No | Inverters | Vendor De-listing | 1710.36
330-0464 | 330-0464 |  |  | Fronius, Symo 10.0 480 Grid Tied Inverter, 3-Ph, 10 kW, 480VAC, 60Hz, 600VDC or1000VDC, DC Discon, 6 Unfused i/p, 2 MPPT, 10 Yr Warr, Ungrounded, Wi-Fi/Ethernet Datamanager, Arc-Fault Protection, 4,210,050,800 | Inventory Item | 5296 |  | 10000 |  | No | Inverters | Vendor De-listing | 0
330-0465 | 330-0465 |  |  | Fronius, Symo 10.0 208/240 Grid Tied Inverter, 3-Ph, 10 kW, 208/240VAC, 60Hz, 600VDC, DC Discon, 6 Unfused i/p, 2 MPPT, 10 Yr Warr, Ungrounded, Wi-Fi/Ethernet Datamanager, Arc-Fault Protection, 4,210,050,850 | Inventory Item | 5488 |  | 10000 |  | No | Inverters | Vendor De-listing | 0
330-0466 | 330-0466 |  |  | Fronius, Symo 12.5 480 Grid Tied Inverter, 3-Ph, 12.5 kW, 480VAC, 60Hz, 600VDC or1000VDC, DC Discon, 6 Unfused i/p, 2 MPPT, 10 Yr Warr, Ungrounded, Wi-Fi/Ethernet Datamanager, Arc-Fault Protection, 4,210,051,800 | Inventory Item | 5936 |  | 12500 |  | No | Inverters | Vendor De-listing | 0
330-0467 | 330-0467 |  |  | Fronius, Symo 12.0 208/240 Grid Tied Inverter, 3-Ph, 12 kW, 208/240VAC, 60Hz, 600VDC, DC Discon, 6 Unfused i/p, 2 MPPT, 10 Yr Warr, Ungrounded, Wi-Fi/Ethernet Datamanager, Arc-Fault Protection, 4,210,051,850 | Inventory Item | 6128 |  | 1200 |  | No | Inverters | Vendor De-listing | 0
330-0468 | 330-0468 |  |  | Fronius, Symo 15.0 480 Grid Tied Inverter, 3-Ph, 15 kW, 480VAC, 60Hz, 1000VDC, DC Discon, 6 Fused i/p,2 MPPT, 10 Yr Warr, Ungrounded, Wi-Fi/Ethernet Datamanager, Arc-Fault Protection, 4,210,052,800 | Inventory Item | 6497 |  | 15000 |  | No | Inverters | Vendor De-listing | 0
330-0469 | 330-0469 |  |  | Fronius, Symo 17.5 480 Grid Tied Inverter, 3-Ph, 17.5 kW, 480VAC, 60Hz, 1000VDC, DC Discon, 6 Fused i/p,2 MPPT, 10 Yr Warr, Ungrounded, Wi-Fi/Ethernet Datamanager, Arc-Fault Protection, 4,210,053,800 | Inventory Item | 7172 |  | 17500 |  | No | Inverters | Vendor De-listing | 0
330-0470 | 330-0470 |  |  | Fronius, Symo 20.0 480 Grid Tied Inverter, 3-Ph, 20 kW, 480VAC, 60Hz, 1000VDC, DC Discon, 6 Fused i/p,2 MPPT, 10 Yr Warr, Ungrounded, Wi-Fi/Ethernet Datamanager, Arc-Fault Protection, 4,210,054,800 | Inventory Item | 7845 |  | 20000 |  | No | Inverters | Vendor De-listing | 0
330-0471 | 330-0471 |  |  | Fronius, Symo 22.5 480 Grid Tied Inverter, 3-Ph, 22.5 kW, 480VAC, 60Hz, 1000VDC, DC Discon, 6 Fused i/p,2 MPPT, 10 Yr Warr, Ungrounded, Wi-Fi/Ethernet Datamanager, Arc-Fault Protection, 4,210,055,800 | Inventory Item | 8653 |  | 22500 |  | No | Inverters | Vendor De-listing | 0
330-0472 | 330-0472 |  |  | Fronius, Symo 24.0 480 Grid Tied Inverter, 3-Ph, 24 kW, 480VAC, 60Hz, 1000VDC, DC Discon, 6 Fused i/p,2 MPPT, 10 Yr Warr, Ungrounded, Wi-Fi/Ethernet Datamanager, Arc-Fault Protection, 4,210,056,800 | Inventory Item | 9134 |  | 24000 |  | No | Inverters | Vendor De-listing | 0
330-0473 | 330-0473 |  |  | Fronius, Symo Lite 10.0 480 Grid Tied Inverter, 3-Ph, 10 kW, 480VAC, 60Hz, 600VDC or1000VDC, DC Discon, 6 Unfused i/p, 2 MPPT, 10 Yr Warr, Ungrounded, Arc-Fault Protection, 4,210,050,801 | Inventory Item | 4671.94 |  | 10000 |  | No | Inverters | Vendor De-listing | 0
330-0474 | 330-0474 |  |  | Fronius, Symo Lite 10.0 208/240 Grid Tied Inverter, 3-Ph, 10 kW, 208/240VAC, 60Hz, 600VDC, DC Discon, 6 Unfused i/p, 2 MPPT, 10 Yr Warr, Ungrounded, Arc-Fault Protection, 4,210,050,851 | Inventory Item | 3369.24 |  | 10000 |  | No | Inverters | Vendor De-listing | 0
330-0475 | 330-0475 |  |  | Fronius, Symo Lite 12.5 480 Grid Tied Inverter, 3-Ph, 12.5 kW, 480VAC, 60Hz, 600VDC or1000VDC, DC Discon, 6 Unfused i/p, 2 MPPT, 10 Yr Warr, Ungrounded, Arc-Fault Protection, 4,210,051,801 | Inventory Item | 5096.32 |  | 12500 |  | No | Inverters | Vendor De-listing | 0
330-0476 | 330-0476 |  |  | Fronius, Symo Lite 12.0 208/240 Grid Tied Inverter, 3-Ph, 12 kW, 208/240VAC, 60Hz, 600VDC, DC Discon, 6 Unfused i/p, 2 MPPT, 10 Yr Warr, Ungrounded, Arc-Fault Protection, 4,210,051,851 | Inventory Item | 5440.9 |  | 12000 |  | No | Inverters | Vendor De-listing | 0
330-0477 | 330-0477 |  |  | Fronius, Symo Lite 15.0 480 Grid Tied Inverter, 3-Ph, 15 kW, 480VAC, 60Hz, 1000VDC, DC Discon, 6Â Un-Fused i/p,2 MPPT, 10 Yr Warr, Ungrounded, Arc-Fault Protection, 4,210,052,801 | Inventory Item | 5573.87 |  | 15000 |  | No | Inverters | Vendor De-listing | 0
330-0478 | 330-0478 |  |  | Fronius, Symo Lite 17.5 480 Grid Tied Inverter, 3-Ph, 17.5 kW, 480VAC, 60Hz,Â 1000VDC, DC Discon,Â 6Â Un-FusedÂ i/p, 2 MPPT, 10 Yr Warr, Ungrounded, Arc-Fault Protection, 4,210,053,801 | Inventory Item | 5497.14 |  | 17500 |  | No | Inverters | Vendor De-listing | 0
330-0479 | 330-0479 |  |  | Fronius, Symo Lite 20.0 480 Grid Tied Inverter, 3-Ph, 20 kW, 480VAC, 60Hz, 1000VDC, DC Discon, 6 Fused i/p,2 MPPT, 10 Yr Warr, Ungrounded, Arc-Fault Protection, 4,210,054,801 | Inventory Item | 5586 |  | 20000 |  | No | Inverters | Soligent De-listing | 0
330-0480 | 330-0480 |  |  | Fronius, Symo Lite 22.7 480 Grid Tied Inverter, 3-Ph, 22.5 kW, 480VAC, 60Hz, 1000VDC, DC Discon, 6 Fused i/p,2 MPPT, 10 Yr Warr, Ungrounded, Arc-Fault Protection, 4,210,055,801 | Inventory Item | 5665.8 |  | 22500 |  | No | Inverters | Vendor De-listing | 0
330-0481 | 330-0481 |  |  | Fronius, Symo Lite 24.0 480 Grid Tied Inverter, 3-Ph, 24 kW, 480VAC, 60Hz, 1000VDC, DC Discon, 6 Fused i/p,2 MPPT, 10 Yr Warr, Ungrounded, Arc-Fault Protection, 4,210,056,801 | Inventory Item | 5807.28 |  | 24000 |  | No | Inverters | Vendor De-listing | 0
330-0482 | 330-0482 |  |  | SMA, STP60-US-10 Inverter, 60KW, with DC Switch, STP60-US-10 | Inventory Item | 13128.82 |  | 60000 |  | No | Inverters | Vendor De-listing | 0
330-0483 | 330-0483 |  |  | Solectria, SGI 750KW Grid Tied Central inverter, 3-Ph, 1000VDC, 380VAC, 60H, External Transformer, SGI-750XTM-380 | Inventory Item | 124674.99 |  | 750000 |  | No | Inverters | Soligent De-listing | 0
330-0484 | 330-0484 |  |  | Solectria, Option, Forward Facing AC and DC Disconnects, fused Disconnects, for PVI 50-100KW, OPT-DISCO-FFFAC | Inventory Item | 2353 |  |  |  | No | Inverters | Soligent De-listing | 0
330-0485 | 330-0485 |  |  | Yaskawa Solectria, PVI 36000TL, 3-Ph Grid tied inverter, 36kW, 480VAC, 60Hz, 1000VDC, AC/DC Discon, Two dual 5x20A Fused Inputs, 2 MPPT, 10 Yr Warr, Ungrounded, RS485, NEMA4, Rule-21, PVI-36TL-480-20A | Inventory Item | 4707.32 |  | 36000 |  | No | Inverters | Shippable | 4541.18
330-0485 : 330-0485_S | 330-0485_S |  |  | Yaskawa Solectria, PVI 36000TL, 3-Ph Grid tied inverter, 36kW, 480VAC, 60Hz, 1000VDC, AC/DC Discon, Two dual 5x20A Fused Inputs, 2 MPPT, 10 Yr Warr, Ungrounded, RS485, NEMA4, Rule-21, PVI-36TL-480-20A | Inventory Item | 4146.34 |  | 36000 |  | No | Inverters | Soligent De-listing | 4000
330-0486 | 330-0486 |  |  | Schneider-Electric, Conext CL-18000-NA, Grid-Tied TL Inverter, 3-PH, 18kW, 277/480Vac, 60Hz, 1000Vdc, 4 String input, Per channel, (add fuses) 2 MPPT, DC Switch, AFCI, Integrated data logger, 10 yr. Warranty, Model-Essential+AFD, (2 boxes), PVSCL18NA201 | Inventory Item | 4821.43 |  | 18000 |  | No | Inverters | Vendor De-listing | 3970.59
330-0487 | 330-0487 |  |  | Schneider-Electric, Conext CL-18000-NA, Grid-Tied TL Inverter, 3-PH, 18kW, 277/480Vac, 60Hz, 1000Vdc, 4 String input, Per channel, (add fuses) 2 MPPT, DC Switch, AFCI, AC-SPD, DC-SPD, Integrated data logger, 10 yr. Warranty, Model-Optimum+AFD, (2 boxes), PVSCL18NA301 | Inventory Item | 5121.51 |  | 18000 |  | No | Inverters | Vendor De-listing | 4217.72
330-0488 | 330-0488 |  |  | Schneider-Electric, Conext CL-25000-NA, Grid-Tied TL Inverter, 3-PH, 25kW, 277/480Vac, 60Hz, 1000Vdc, 4 String input, Per channel, (add fuses) 2 MPPT, DC Switch, AFCI, Integrated data logger, 10 yr. Warranty, Model-Essential+AFD, (2 boxes), PVSCL25NA201 | Inventory Item | 5011.2 |  | 25000 |  | No | Inverters | Vendor De-listing | 4126.87
330-0489 | 330-0489 |  |  | Schneider-Electric, Conext CL-25000-NA, Grid-Tied TL Inverter, 3-PH, 25kW, 277/480Vac, 60Hz, 1000Vdc, 4 String input, Per channel, (add fuses) 2 MPPT, DC Switch, AFCI, AC-SPD, DC-SPD, Integrated data logger, 10 yr. Warranty, Model-Optimum+AFD, (2 boxes), PVSCL25NA301 | Inventory Item | 5311.29 |  | 25000 |  | No | Inverters | Vendor De-listing | 4374
330-0490 | 330-0490 |  |  | SolarEdge, SE20KUS Grid Tied Inverter, 3-Ph, 20kW, 480VAC, 60Hz, 1000VDC, DC/AC Discon, (-40° to 60°C), 12 Yr Warr, Ungrounded, RS485 and Ethernet, SE20K-US048NNU4 | Inventory Item | 4397 |  | 20000 |  | No | Inverters | Soligent De-listing | 0
330-0491 | 330-0491 |  |  | SolarEdge, SE14.4KUS Grid Tied Inverter, 3-Ph, 14.4kW, 208VAC, 60Hz, 500VDC, DC/AC Discon, 12 Yr Warr, Ungrounded, RS485 and Ethernet, SE14.4K-US028NNF4 | Inventory Item | 4576 |  | 14400 |  | No | Inverters | Soligent De-listing | 0
330-0492 | 330-0492 |  |  | SolarEdge, SE33.3KUS Grid Tied Inverter, 3-Ph, 33.3kW, 480VAC, 60Hz, 1000VDC, DC/AC Discon,12 Yr Warr, Ungrounded, RS485 and Ethernet, SE33.3K-US048NNF4 | Inventory Item | 4110.52 |  | 33300 |  | No | Inverters | Vendor De-listing | 0
330-0493 | 330-0493 |  |  | ABB, TRIO-20.0 Grid Tied Inverter, 3-Ph, 20kW, 480VAC, 60Hz, 1000VDC, DC Discon, 2 Unfused inputs, 2 MPPT, 5 Yr Warr, Ungrounded, RS485, (add handle kit #570-1045), TRIO-20.0-TL-OUTD-S-US-480-BWP | Inventory Item | 6473 |  | 20000 |  | No | Inverters | Soligent De-listing | 0
330-0494 | 330-0494 |  |  | ABB, TRIO-20.0 Grid Tied Inverter, 3-Ph, 20kW, 480VAC, 60Hz, 1000VDC, DC Discon, 2 Unfused inputs, 2 MPPT, 5 Yr Warr, Ungrounded, RS485, Arc-Fault Protection, (add handle kit #570-1045), TRIO-20.0-TL-OUTD-S-US-480-A-BWP | Inventory Item | 6604 |  | 20000 |  | No | Inverters | Soligent De-listing | 0
330-0495 | 330-0495 |  |  | ABB, TRIO-20.0 Grid Tied Inverter, 3-Ph, 20kW, 480VAC, 60Hz, 1000VDC, DC Discon, Two Dual 4x15A Fused Inputs, 2 MPPT, 5 Yr Warr, Ungrounded, RS485, NEMA 4X, (Purchase with handling kit#570-1045), TRIO-20.0-TL-OUTD-S1-US-480-BWP | Inventory Item | 7422 |  | 20000 |  | No | Inverters | Soligent De-listing | 0
330-0496 | 330-0496 |  |  | ABB, TRIO-20.0 Grid Tied Inverter, 3-Ph, 20kW, 480VAC, 60Hz, 1000VDC, DC Discon, 2 Dual 4x15A Fused Inputs, 2 MPPT, 5 Yr Warr, Ungrounded, RS485, Arc-Fault Protection, DC Surge Arrestor, (add handle kit #570-1045), TRIO-20.0-TL-OUTD-S1-US-480-A-BWP | Inventory Item | 7551 |  | 20000 |  | No | Inverters | Soligent De-listing | 0
330-0497 | 330-0497 |  |  | ABB, TRIO-20.0 Grid Tied Inverter, 3-Ph , 20kW, 480VAC, 60Hz, 1000VDC, AC and DC Discon, Two Dual 4x15A Fused Inputs, 2 MPPT, 5 Yr Warr, Ungrounded, RS485, NEMA 4X, (Purchase with handling kit#570-1045), TRIO-20.0-TL-OUTD-S1A-US-480-BWP | Inventory Item | 7620 |  | 20000 |  | No | Inverters | Soligent De-listing | 0
330-0498 | 330-0498 |  |  | ABB, TRIO-20.0 Grid Tied Inverter, 3-Ph, 20kW, 480VAC, 60Hz, 1000VDC, DC Discon, 2 Dual 4x15A Fused Inputs, 2 MPPT, 5 Yr Warr, Ungrounded, RS485, Arc-Fault Protection, DC & AC Surge Arrestor, (add handle kit #570-1045), TRIO-20.0-TL-OUTD-S1A-US-480-A-BWP | Inventory Item | 7749 |  | 20000 |  | No | Inverters | Soligent De-listing | 0
330-0499 | 330-0499 |  |  | ABB, TRIO-20.0 Grid Tied Inverter, 3-Ph, 20kW, 480VAC, 60Hz, 1000VDC, DC Discon, Two Dual 4x15A Fused Inputs, AC J-class fused disconnect, 2 MPPT, 5 Yr Warr, Ungrounded, RS485, NEMA 4X, (Purchase with handling kit#570-1045), TRIO-20.0-TL-OUTD-S1B-US-480-BWP | Inventory Item | 8129 |  | 20000 |  | No | Inverters | Soligent De-listing | 0
330-0500 | 330-0500 |  |  | ABB, TRIO-20.0 Grid Tied Inverter, 3-Ph, 20kW, 480VAC, 60Hz, 1000VDC, DC/AC fused Discon, 2 Dual 4x15A Fused Inputs, 2 MPPT, 5 Yr Warr, Ungrounded, RS485, Arc-Fault Protection, DC Surge Arrestor, (add handle kit #570-1045), TRIO-20.0-TL-OUTD-S1B-US-480-A-BWP | Inventory Item | 8260 |  | 20000 |  | No | Inverters | Soligent De-listing | 0
330-0501 | 330-0501 |  |  | ABB, TRIO-27.6 Grid Tied Inverter, 3-Ph, 27.6kW, 480VAC, 60Hz, 1000VDC, DC Discon, 2 MPPT, 5 Yr Warr, Floating ground, RS485, UL1741,NEMA 4X, (Purchase with handling kit#570-1045), TRIO-27.6-TL-OUTD-S-US-480-BWP | Inventory Item | 7547 |  | 27000 |  | No | Inverters | Soligent De-listing | 0
330-0502 | 330-0502 |  |  | ABB, TRIO-27.6 Grid Tied Inverter, 3-Ph, 27.6kW, 480VAC, 60Hz, 1000VDC, DC Discon, 2 Unfused inputs, 2 MPPT, 5 Yr Warr, Ungrounded, RS485, Arc-Fault Protection, (add handle kit #570-1045), TRIO-27.6-TL-OUTD-S-US-480-A-BWP | Inventory Item | 7677 |  | 27000 |  | No | Inverters | Soligent De-listing | 0
330-0503 | 330-0503 |  |  | ABB, TRIO-27.6 Grid Tied Inverter, 3-Ph, 27.6kW, 480VAC, 60Hz, 1000VDC, DC Discon, Two Dual 4x15A Fused Inputs, 2 MPPT, 5 Yr Warr, Ungrounded, RS485, NEMA 4X, (Purchase with handling kit#570-1045). TRIO-27.6-TL-OUTD-S1-US-480-BWP | Inventory Item | 8648 |  | 27000 |  | No | Inverters | Soligent De-listing | 0
330-0504 | 330-0504 |  |  | ABB, TRIO-27.6 Grid Tied Inverter, 3-Ph, 27.6kW, 480VAC, 60Hz, 1000VDC, DC Discon, 2 Dual 4x15A Fused Inputs, 2 MPPT, 5 Yr Warr, Ungrounded, RS485, Arc-Fault Protection, DC Surge Arrestor, (use with handle kit), TRIO-27.6-TL-OUTD-S1-US-480-A-BWP | Inventory Item | 8778 |  | 27000 |  | No | Inverters | Soligent De-listing | 0
330-0505 | 330-0505 |  |  | ABB, TRIO-27.6 Grid Tied Inverter, 3-Ph, 27.6kW, 480VAC, 60Hz, 1000VDC, DC Discon, Two Dual 4x15A Fused Inputs, DC and AC OV suppressor class II, 2 MPPT, 5 Yr Warr, Ungrounded, RS485, NEMA 4X, (Purchase with handling kit#570-1045), TRIO-27.6-TL-OUTD-S1A-US-480-BWP | Inventory Item | 8880 |  | 27000 |  | No | Inverters | Soligent De-listing | 0
330-0506 | 330-0506 |  |  | ABB, TRIO-27.6 Grid Tied Inverter, 3-Ph, 27.6kW, 480VAC, 60Hz, 1000VDC, DC Discon, 2 Dual 4x15A Fused Inputs, 2 MPPT, 5 Yr Warr, Ungrounded, RS485, Arc-Fault Protection, DC & AC Surge Arrestor, (add handle kit #570-1045), TRIO-27.6-TL-OUTD-S1A-US-480-A-BWP | Inventory Item | 9010 |  | 27000 |  | No | Inverters | Soligent De-listing | 0
330-0507 | 330-0507 |  |  | ABB, TRIO-27.6 Grid Tied Inverter, 3-Ph, 27.6kW, 480VAC, 60Hz, 1000VDC, DC Discon, Two Dual 4x15A Fused Inputs, AC J-class fused disconnect, 2 MPPT, 5 Yr Warr, Ungrounded, RS485, NEMA 4X, (Purchase with handling kit#570-1045), TRIO-27.6-TL-OUTD-S1B-US-480-BWP | Inventory Item | 9472 |  | 27000 |  | No | Inverters | Soligent De-listing | 0
330-0508 | 330-0508 |  |  | ABB, TRIO-27.6 Grid Tied Inverter, 3-Ph, 27.6kW, 480VAC, 60Hz, 1000VDC, DC/AC fused Discon, 2 Dual 4x15A Fused Inputs, 2 MPPT, 5 Yr Warr, Ungrounded, RS485, Arc-Fault Protection, DC Surge Arrestor, (add handle kit #570-1045), TRIO-27.6-TL-OUTD-S1B-US-480-A-BWP | Inventory Item | 9602 |  | 27000 |  | No | Inverters | Soligent De-listing | 0
330-0509 | 330-0509 |  |  | SolarEdge, SE9KUS Grid Tied Inverter, 3-Ph, 9kW, 208VAC, 60Hz, 1000VDC, DC/AC Discon, (-40° to 60°C), 12 Yr Warr, Ungrounded, RS485 and Ethernet, SE9K-US048NNU4 | Inventory Item | 4084 |  | 9000 |  | No | Inverters | Soligent De-listing | 0
330-0510 | 330-0510 |  |  | SolarEdge, SE10KUS Grid Tied Inverter, 3-Ph, 10kW, 480VAC, 60Hz, 1000VDC, DC/AC Discon, (-40° to 60°C), 12 Yr Warr, Ungrounded, RS485 and Ethernet, SE10K-US048NNU4 | Inventory Item | 3663 |  | 10000 |  | No | Inverters | Soligent De-listing | 0
330-0511 | 330-0511 |  |  | Fronius, Symo Lite 15.0-3 208 Grid Tied Inverter, 3-Ph, 15kW, 208VAC, 60Hz, 1000VDC, DC Discon, 6 fused i/p, 1 MPPT, 10 Yr Warr, Ungrounded, Wi-Fi/Ethernet, Arc-Fault Protection, NEMA4X, 4,210,052,841 | Inventory Item | 5007.46 |  | 15000 |  | No | Inverters | Vendor De-listing | 0
330-0512 | 330-0512 |  |  | SolarEdge, SE9KUS Grid Tied Inverter, 3-Ph, 9000W, 120/208V WYE and 208V Delta grids, 60Hz, 500VDC, DC/AC Discon,12 Yr Warr, Ungrounded, No AC RSD, RS485 and Ethernet, can be installed horizontally (above 10° tilt), SE9K-US228NNU4 | Inventory Item | 3536.94 |  | 9000 |  | No | Inverters | Vendor De-listing | 0
330-0513 | 330-0513 |  |  | SolarEdge, SE10KUS Grid Tied Inverter, 3-Ph, 10kW, 277/480V WYE, 60Hz, 1000VDC, DC/AC Discon,12 Yr Warr, Ungrounded, RS485 and Ethernet, can be installed horizontally (above 10° tilt), SE10K-US248NNU4 | Inventory Item | 3257 |  | 10000 |  | No | Inverters | Soligent De-listing | 0
330-0514 | 330-0514 |  |  | SolarEdge, SE20KUS Grid Tied Inverter, 3-Ph, 20kW, 277/480V WYE, 60Hz, 1000VDC, DC/AC Discon,12 Yr Warr, Ungrounded, No AC RSD, RS485 and Ethernet, can be installed horizontally (above 10° tilt), SE20K-US248NNU4 | Inventory Item | 2296.88 |  | 20000 |  | No | Inverters | Vendor De-listing | 0
330-0515 | 330-0515 |  |  | SMA, Sunny Tripower 30000TL INVERTER ONLY, Grid tied inverter, 3-Ph, 30kW, 480VAC, 60Hz, 1000VDC, with installed SWDM-US-10, (Use with DC Disconnect: CU 1000-US-11, #580-0132), STP30000TL-US-10 | Inventory Item | 4500 |  | 30000 |  | No | Inverters | Vendor De-listing | 1851.74
330-0516 | 330-0516 |  |  | Yaskawa Solectria, PVI 50TL, 3-Ph WYE Grid tied inverter, 50kW, 480VAC, 60Hz, 1000VDC, 3 MPPT, 10 Yr Warr, Transformerless, RS485, Arc-Fault Detection, NEMA4X, Internal data-logger, Mount 0 - 90°, [MUST ADD WIRING BOX] Rule-21, PVI-50TL-480 | Inventory Item | 4109.76 |  | 50000 |  | No | Inverters | Shippable | 3964.71
330-0516 : 330-0516_S | 330-0516_S |  |  | Yaskawa Solectria, PVI 50TL, 3-Ph WYE Grid tied inverter, 50kW, 480VAC, 60Hz, 1000VDC, 3 MPPT, 10 Yr Warr, Transformerless, RS485, Arc-Fault Detection, NEMA4X, Internal data-logger, Mount 0 - 90°, [MUST ADD WIRING BOX] Rule-21, PVI-50TL-480 | Inventory Item | 3792.68 |  | 50000 |  | No | Inverters | Soligent De-listing | 3658.82
330-0517 | 330-0517 |  |  | Yaskawa Solectria, PVI 60TL, 3-Ph WYE Grid tied inverter, 60kW, 480VAC, 60Hz, 1000VDC, 3 MPPT, 10 Yr. Warr, Transformerless, RS485, Arc-Fault Detection, NEMA 4X, Internal data-logger, Mount: 0 - 90°, [MUST ADD WIRING BOX] Rule-21, PVI-60TL-480 | Inventory Item | 4109.76 |  | 60000 |  | No | Inverters | Shippable | 3964.71
330-0517 : 330-0517_S | 330-0517_S |  |  | Yaskawa Solectria, PVI 60TL, 3-Ph WYE Grid tied inverter, 60kW, 480VAC, 60Hz, 1000VDC, 3 MPPT, 10 Yr. Warr, Transformerless, RS485, Arc-Fault Detection, NEMA 4X, Internal data-logger, Mount: 0 - 90°, [MUST ADD WIRING BOX] Rule-21, PVI-60TL-480 | Inventory Item | 3792.68 |  | 60000 |  | No | Inverters | Soligent De-listing | 3658.82
330-0518 | 330-0518 |  |  | Huawei, SUN2000-30KTL, Grid tied inverter, 30kW, 277/480VAC, 60Hz, 1000VDC, 6 string, 3 MPPT, includes Amphenol H-4 DC input connectors, DC/AC Surge Protection, DC Disconnect, Transformerless, RS485 & USB, NEMA 4X, SUN2000-30KTL-US | Inventory Item | 5799.99 |  | 30000 |  | No | Inverters | Soligent De-listing | 0
330-0519 | 330-0519 |  |  | Huawei, SUN2000-25KTL, Grid tied inverter, 25kW, 277/480VAC, 60Hz, 1000VDC, 6 string, 3 MPPT, includes Amphenol H-4 DC input connectors, DC/AC Surge Protection, DC Disconnect, Transformerless, RS485 & USB, NEMA 4X, SUN2000-25KTL-US | Inventory Item | 5523.26 |  | 25000 |  | No | Inverters | Soligent De-listing | 0
330-0520 | 330-0520 |  |  | SolarEdge, SE33.3KUS Grid Tied Inverter, with AC RSD, 3-Ph, 33.3kW, 480VAC, 60Hz, 1000VDC, DC Discon,12 Yr Warr, Ungrounded, RS485 and Ethernet, SE33.3K-USR48NNF4 | Inventory Item | 3685.5 |  | 33300 |  | No | Inverters | Vendor De-listing | 0
330-0521 | 330-0521 |  |  | SolarEdge, SE14.4KUS Grid Tied Inverter, with AC RSD, 3-Ph, 14.4kW, 208VAC, WYE or Delta, 60Hz, 600VDC, DC Discon, 12 Yr Warr, Ungrounded, RS485 and Ethernet, SE14.4K-USR28NNF4 | Inventory Item | 4772.72 |  | 14400 |  | No | Inverters | Vendor De-listing | 0
330-0522 | 330-0522 |  |  | SMA, Sunny Tripower 50000-TL (Core 1) 3-Ph Grid Tied Inverter, 50kW, 277/480VAC, 60Hz, Integrated AC & DC Discon, 6 MPPT Input, (2 Strings each), UTX Connectors, 10 Yr Warr, Transformerless, AFCI, Built in Ethernet/WLAN, 03-50-1000-2-40 | Inventory Item | 4442.5 |  | 50000 |  | No | Inverters | Vendor De-listing | 4261.17
330-0522 : 330-0522_S | 330-0522_S |  |  | SMA, Sunny Tripower 50000-TL (Core 1) 3-Ph Grid Tied Inverter, 50kW, 277/480VAC, 60Hz, Integrated AC & DC Discon, 6 MPPT Input, (2 Strings each), UTX Connectors, 10 Yr Warr, Transformerless, AFCI, Built in Ethernet/WLAN, 03-50-1000-2-40 | Inventory Item | 4442.5 |  | 50000 |  | No | Inverters | Vendor De-listing | 4261.17
330-0522-B |  |  |  | SMA, Sunny Tripower 50000-TL (Core 1) 3-Ph Grid Tied Inverter, 50kW, 277/480VAC, 60Hz, Integrated AC & DC Discon, 6 MPPT Input, (2 Strings each), UTX Connectors, 10 Yr Warr, Transformerless, AFCI, Built in Ethernet/WLAN, 03-50-1000-2-40 B GRADE | Inventory Item | 4442.5 |  | 50000 |  | No | Inverters | Vendor De-listing | 4261.17
330-0523 | 330-0523 |  |  | SolarEdge, SE9KUS Grid Tied Inverter, 3-Ph, 9kW, 120/208V WYE and 208V Delta Grid, 60Hz, 500Vdc, DC Discon,12 Yr Warr, AFCI, with AC-RSD, -40C, RS485 and Ethernet, can be installed horizontally (above 10° tilt), UL-1741-SA, SE9K-USR28NNU4 | Inventory Item | 3392.62 |  | 9000 |  | No | Inverters | Vendor De-listing | 0
330-0524 | 330-0524 |  |  | SolarEdge, SE14.4KUS Grid Tied Inverter, 3-Ph, 14.4kW, 120/208 WYE and 208 Delta Grid, 60Hz, 600Vdc, DC Discon, 12 Yr Warr, AFCI, with AC-RSD, -40C, RS485 and Ethernet, can be installed horizontally (above 10° tilt), DCD w/o Fuses, UL-1741-SA, SE14.4K-USR28NNU4 | Inventory Item | 4530 |  | 14400 |  | No | Inverters | Vendor De-listing | 0
330-0525 | 330-0525 |  |  | SolarEdge, SE10KUS Grid Tied Inverter, 3-Ph, 10kW, 277/480V WYE, 60Hz, 1000VDC, DC Discon,12 Yr Warr, AFCI, with AC-RSD , -40C, RS485 and Ethernet, can be installed horizontally (above 10° tilt), UL-1741-SA, SE10K-USR48NNU4 | Inventory Item | 2768.76 |  | 10000 |  | No | Inverters | Vendor De-listing | 0
330-0526 | 330-0526 |  |  | SolarEdge, SE20KUS Grid Tied Inverter, 3-Ph, 20kW, 277/480V WYE, 60Hz, 1000VDC, DC Discon,12 Yr Warr, AFCI, with AC-RSD, -40C, RS485 and Ethernet, can be installed horizontally (above 10° tilt), UL-1741-SA, SE20K-USR48NNU4 | Inventory Item | 2021.26 |  | 20000 |  | No | Inverters | Vendor De-listing | 0
330-0527 | 330-0527 |  |  | SolarEdge, SE30KUS Grid Tied Inverter, 3-Ph, 30kW, 277/480V WYE, 60Hz, 1000VDC, DC Discon, 12 Yr Warr, , AFCI, with AC-RSD, -40C, RS485 and Ethernet, UL-1741-SA, SE30K-USR48NNU4 | Inventory Item | 4188.06 |  | 30000 |  | No | Inverters | Vendor De-listing | 0
330-0528 | 330-0528 |  |  | SolarEdge, SE33.3KUS Grid Tied Inverter, 3-Ph, 33.3kW, 277/480V WYE, 60Hz, 1000VDC, DC Discon, 12 Yr Warr, AFCI, with AC-RSD, -40C, RS485 and Ethernet, DCD w/o Fuses, UL-1741-SA, SE33.3K-USR48NNU4 | Inventory Item | 2051.78 |  | 33300 |  | No | Inverters | Vendor De-listing | 1966.29
330-0529 | 330-0529 |  |  | Fronius, Symo Lite 10.0 480 Grid Tied Inverter, 3-Ph, 10 kW, 480VAC, 60Hz, 600VDC or 1000VDC, DC Discon, 6 Unfused DC Input, 2 MPPT, 10 Yr Warr, Ungrounded, AFCI, UL-1741-SA (Rule-21), 4,210,050,801 | Inventory Item | 3039.69 |  | 10000 |  | No | Inverters | Vendor De-listing | 0
330-0530 | 330-0530 |  |  | Fronius, Symo Lite 12.5 480 Grid Tied Inverter, 3-Ph, 12.5 kW, 480VAC, 60Hz, 600VDC or 1000VDC, DC Discon, 6 Unfused DC Input, 2 MPPT, 10 Yr Warr, Ungrounded, AFCI, UL-1741-SA (Rule-21), 4,210,051,801 | Inventory Item | 3183.17 |  | 12500 |  | No | Inverters | Vendor De-listing | 0
330-0531 | 330-0531 |  |  | Fronius, Symo Lite 15.0 480 Grid Tied Inverter, 3-Ph, 15 kW, 480VAC, 60Hz, 1000VDC, DC Discon, 6 Un-Fused DC Input, 2 MPPT, 10 Yr Warr, Ungrounded, AFCI, UL-1741-SA (Rule-21), 4,210,052,801 | Inventory Item | 3382.54 |  | 15000 |  | No | Inverters | Soligent De-listing | 0
330-0532 | 330-0532 |  |  | Fronius, Symo Lite 17.5 480 Grid Tied Inverter, 3-Ph, 17.5 kW, 480VAC, 60Hz, 1000VDC, DC Discon, 6 Un-Fused DC Input, 2 MPPT, 10 Yr Warr, Ungrounded, AFCI, UL-1741-SA (Rule-21), 4,210,053,801 | Inventory Item | 3576.59 |  | 17500 |  | No | Inverters | Vendor De-listing | 0
330-0533 | 330-0533 |  |  | Fronius, Symo Lite 20.0 480 Grid Tied Inverter, 3-Ph, 20 kW, 480VAC, 60Hz, 1000VDC, DC Discon, 6 Fused DC Input,2 MPPT, 10 Yr Warr, Ungrounded, AFCI, UL-1741-SA (Rule-21), 4,210,054,801 | Inventory Item | 3634.4 |  | 20000 |  | No | Inverters | Soligent De-listing | 0
330-0534 | 330-0534 |  |  | Fronius, Symo Lite 22.7 480 Grid Tied Inverter, 3-Ph, 22.7 kW, 480VAC, 60Hz, 1000VDC, DC Discon, 6 Fused DC Input, 2 MPPT, 10 Yr Warr, Ungrounded, AFCI, UL-1741-SA, 4,210,055,801 | Inventory Item | 5160.84 |  | 22700 |  | No | Inverters | Vendor De-listing | 2867.13
330-0535 | 330-0535 |  |  | Fronius, Symo Lite 24.0 480 Grid Tied Inverter, 3-Ph, 24 kW, 480VAC, 60Hz, 1000VDC, DC Discon, 6 Fused DC Input, 2 MPPT, 10 Yr Warr, Ungrounded, AFCI, UL-1741-SA (Rule-21), 4,210,056,801 | Inventory Item | 3778.36 |  | 24000 |  | No | Inverters | Vendor De-listing | 0
330-0536 | 330-0536 |  |  | Yaskawa Solectria, XGI 1000-60, 3-Ph WYE Grid tied inverter, 60kW, 480VAC, 60Hz, 1000VDC, 4 MPPT, 10 Yr. Warr, Transformerless, RJ-45 Ethernet, AFCI, NEMA 4, Mount: 5 - 90°, [MUST ADD WIRING BOX], XGI 1000-60-UL | Inventory Item | 6571.43 |  | 60000 |  | No | Inverters | Soligent De-listing | 0
330-0537 | 330-0537 |  |  | Yaskawa Solectria, XGI 1000-65, 3-Ph WYE Grid tied inverter, 65kW, 480VAC, 60Hz, 1000VDC, 4 MPPT, 10 Yr. Warr, Transformerless, RJ-45 Ethernet, AFCI, NEMA 4, Mount: 5 - 90°, [MUST ADD WIRING BOX], XGI 1000-65-UL | Inventory Item | 6571.43 |  | 65000 |  | No | Inverters | Soligent De-listing | 0
330-0538 | 330-0538 |  |  | Fronius, Symo Lite 15.0-3 208 Grid Tied Inverter, 3-Ph, 15kW, 208VAC, 60Hz, 1000VDC, DC Disco, 6 Fused DC Input, 1 MPPT, 10 Yr Warr, Ungrounded, Arc-Fault Protection, NEMA 4X, UL-1741- SA, NOT CA Rule 21 Compliant, 4,210,052,841 | Inventory Item | 2473.85 |  | 15000 |  | No | Inverters | Vendor De-listing | 2327.55
330-0538 : 330-0538_S | 330-0538_S |  |  | Fronius, Symo Lite 15.0-3 208 Grid Tied Inverter, 3-Ph, 15kW, 208VAC, 60Hz, 1000VDC, DC Disco, 6 Fused DC Input, 1 MPPT, 10 Yr Warr, Ungrounded, Arc-Fault Protection, NEMA 4X, UL-1741- SA, NOT CA Rule 21 Compliant, 4,210,052,841 | Inventory Item | 2432.16 |  | 15000 |  | No | Inverters | Soligent De-listing | 2327.55
330-0539 | 330-0539 |  |  | Fronius, Symo Lite 10.0 208/240 Grid Tied Inverter, 3-Ph, 10 kW, 208/240VAC, 60Hz, 600VDC, DC Discon, 6 Unfused i/p, 2 MPPT, 10 Yr Warr, Ungrounded, Arc-Fault Protection, UL-1741-SA (Rule-21), 4,210,050,851 | Inventory Item | 3369.24 |  | 10000 |  | No | Inverters | Vendor De-listing | 0
330-0540 | 330-0540 |  |  | Fronius, Symo Lite 12.0 208/240 Grid Tied Inverter, 3-Ph, 12 kW, 208/240VAC, 60Hz, 600VDC, DC Discon, 6 Unfused i/p, 2 MPPT, 10 Yr Warr, Ungrounded, Arc-Fault Protection, UL-1741-SA (Rule-21), 4,210,051,851 | Inventory Item | 3628.8 |  | 12000 |  | No | Inverters | Vendor De-listing | 0
330-0541 | 330-0541 |  |  | SolarEdge, SE43.2KUS Grid Tied Inverters, Primary Inverter, (add 2 Secondary Inverters) 3-Ph, 43.2kW, 208V WYE or Delta, 60Hz, 600VDC, DC Discon, 12 Yr Warr, AFCI, with AC-RSD, -40C, RS485 and Ethernet, DCD w/o Fuses, UL-1741-SA (Rule-21), SE43.2K-USRP0BNU4 | Inventory Item | 3220.54 |  | 43200 |  | No | Inverters | Vendor De-listing | 3116.66
330-0541 : 330-0541_S | 330-0541_S |  |  | SolarEdge, SE43.2KUS Grid Tied Inverters, Primary Inverter, (add 2 Secondary Inverters) 3-Ph, 43.2kW, 208V WYE or Delta, 60Hz, 600VDC, DC Discon, 12 Yr Warr, AFCI, with AC-RSD, -40C, RS485 and Ethernet, DCD w/o Fuses, UL-1741-SA (Rule-21), SE43.2K-USRP0BNU4 | Inventory Item | 3220.54 |  | 43200 |  | No | Inverters | Vendor De-listing | 3116.66
330-0542 | 330-0542 |  |  | SolarEdge, SE43.2, SE66.6 & SE100KUS Grid Tied Inverters Secondary Inverter(s), (add Primary Inverter) 3-Ph WYE, 60Hz, 1000VDC, 12 Yr Warr, AFCI, with AC-RSD, -40C, RS485 and Ethernet, UL-1741-SA (Rule-21), SESU-USRS0NNN4 | Inventory Item | 1073.74 |  | 0 |  | No | Inverters | Vendor De-listing | 1039.11
330-0542 : 330-0542_S | 330-0542_S |  |  | SolarEdge, SE43.2, SE66.6 & SE100KUS Grid Tied Inverters Secondary Inverter(s), (add Primary Inverter) 3-Ph WYE, 60Hz, 1000VDC, 12 Yr Warr, AFCI, with AC-RSD, -40C, RS485 and Ethernet, UL-1741-SA (Rule-21), SESU-USRS0NNN4 | Inventory Item | 1073.74 |  | 0 |  | No | Inverters | Soligent De-listing | 1039.11
330-0542-B | 330-0542-B |  |  | "B" Grade SolarEdge, SE43.2, SE66.6 & SE100KUS Grid Tied Inverters Secondary Inverter(s), (add Primary Inverter) 3-Ph WYE, 60Hz, 1000VDC, 12 Yr Warr, AFCI, with AC-RSD, -40C, RS485 and Ethernet, UL-1741-SA (Rule-21), SESU-USRS0NNN4 | Inventory Item | 976.65 |  | 0 |  | No | Inverters | Vendor De-listing | 927.32
330-0542-B : 330-0542-B_S | 330-0542-B_S |  |  | "B" Grade SolarEdge, SE43.2, SE66.6 & SE100KUS Grid Tied Inverters Secondary Inverter(s), (add Primary Inverter) 3-Ph WYE, 60Hz, 1000VDC, 12 Yr Warr, AFCI, with AC-RSD, -40C, RS485 and Ethernet, UL-1741-SA (Rule-21), SESU-USRS0NNN4 | Inventory Item | 976.65 |  | 0 |  | No | Inverters | Soligent De-listing | 927.32
330-0543 | 330-0543 |  |  | SolarEdge, SE66.6KUS Grid Tied Inverters, Primary Inverter, (add 1 Secondary Inverter) 3-Ph, 66.6kW, 277/480V WYE, 60Hz, 1000VDC, DC Discon, 12 Yr Warr, AFCI, with AC-RSD, -40C, RS485 and Ethernet, DCD w/o Fuses, UL-1741-SA (Rule-21), SE66.6K-USRP0BNU4 | Inventory Item | 2504.94 |  | 66600 |  | No | Inverters | Vendor De-listing | 2424.14
330-0543 : 330-0543_S | 330-0543_S |  |  | SolarEdge, SE66.6KUS Grid Tied Inverters, Primary Inverter, (add 1 Secondary Inverter) 3-Ph, 66.6kW, 277/480V WYE, 60Hz, 1000VDC, DC Discon, 12 Yr Warr, AFCI, with AC-RSD, -40C, RS485 and Ethernet, DCD w/o Fuses, UL-1741-SA (Rule-21), SE66.6K-USRP0BNU4 | Inventory Item | 2504.94 |  | 66600 |  | No | Inverters | Soligent De-listing | 2424.14
330-0543-B: 330-053-B_S | 330-0543-B: 330-053-B_S |  |  | "B-Grade" SolarEdge, SE66.6KUS Grid Tied Inverters, Primary Inverter, (add 1 Secondary Inverter) 3-Ph, 66.6kW, 277/480V WYE, 60Hz, 1000VDC, DC Discon, 12 Yr Warr, AFCI, with AC-RSD, -40C, RS485 and Ethernet, DCD w/o Fuses, UL-1741-SA (Rule-21), SE66.6K-USRP0BNU4 | Inventory Item | 4283.46 |  | 66600 |  | No | Inverters | Soligent De-listing | 2163.36
330-0544 | 330-0544 |  |  | SolarEdge, SE66.6KUS Grid Tied Inverters, Secondary Inverter, (add Primary Inverter) 3-Ph, 66.6kW, 277/480V WYE, 60Hz, 1000VDC, 12 Yr Warr, AFCI, with AC-RSD, -40C, RS485 and Ethernet, UL-1741-SA (Rule-21), SE66.6K-USRK0BNU4 | Inventory Item | 1975.99 |  | 66600 |  | No | Inverters | Vendor De-listing | 0
330-0545 | 330-0545 |  |  | SolarEdge, SE100KUS Grid Tied Inverter, Primary Inverter, (add 2 Secondary Inverters) 3-Ph, 100kW, 277/480V WYE, 60Hz, 1000VDC, DC Discon, 12 Yr Warr, AFCI, with AC-RSD, -40C, RS485 and Ethernet, DCD w/o Fuses, UL-1741-SA (Rule-21), SE100K-USRP0BNU4 | Inventory Item | 3220.54 |  | 100000 |  | No | Inverters | Vendor De-listing | 3116.66
330-0545 : 330-0545_S | 330-0545_S |  |  | SolarEdge, SE100KUS Grid Tied Inverter, Primary Inverter, (add 2 Secondary Inverters) 3-Ph, 100kW, 277/480V WYE, 60Hz, 1000VDC, DC Discon, 12 Yr Warr, AFCI, with AC-RSD, -40C, RS485 and Ethernet, DCD w/o Fuses, UL-1741-SA (Rule-21), SE100K-USRP0BNU4 | Inventory Item | 3220.54 |  | 100000 |  | No | Inverters | Soligent De-listing | 3116.66
330-0546 | 330-0546 |  |  | SolarEdge, SE100KUS Grid Tied Inverters, Secondary Inverters, (add Primary Inverter)3-Ph, 100kW, 277/480V WYE, 60Hz, 1000VDC, 12 Yr Warr, AFCI, with AC-RSD, -40C, RS485 and Ethernet, UL-1741-SA (Rule-21), SE100K-USRK0BNU4 | Inventory Item | 1975.99 |  | 100000 |  | No | Inverters | Soligent De-listing | 0
330-0547 | 330-0547 |  |  | SMA, Sunny Tripower 33000-TL (Core 1, STP-33) 3-Ph Grid Tied Inverter, 33kW, 277/480VAC, 60Hz, Integrated AC & DC Discon, 6 MPPT Input, (2 Strings each), UTX Connectors, 10 Yr Warr, Transformerless, AFCI, Built in Ethernet/WLAN, SunSpec Compliant, 03-33-1000-2-41 | Inventory Item | 3694.11 |  | 33000 |  | No | Inverters | Vendor De-listing | 3495.51
330-0547 : 330-0547_S | 330-0547_S |  |  | SMA, Sunny Tripower 33000-TL (Core 1, STP-33) 3-Ph Grid Tied Inverter, 33kW, 277/480VAC, 60Hz, Integrated AC & DC Discon, 6 MPPT Input, (2 Strings each), UTX Connectors, 10 Yr Warr, Transformerless, AFCI, Built in Ethernet/WLAN, SunSpec Compliant, 03-33-1000-2-41 | Inventory Item | 3694.11 |  | 33000 |  | No | Inverters | Soligent De-listing | 3495.51
330-0548 | 330-0548 |  |  | SMA, Sunny Tripower 50000-TL (Core 1, STP-50) 3-Ph Grid Tied Inverter, 50kW, 277/480VAC, 60Hz, Integrated AC & DC Discon, 6 MPPT Input, (2 Strings each), UTX Connectors, 10 Yr Warr, Transformerless, AFCI, Built in Ethernet/WLAN, SunSpec Compliant, 03-50-1000-2-41 | Inventory Item | 6156.33 |  | 50000 |  | No | Inverters | Shippable | 5540.7
330-0548 : 330-0548 : 330-0548_S | 330-0548 : 330-0548_S |  |  | SMA, Sunny Tripower 50000-TL (Core 1, STP-50) 3-Ph Grid Tied Inverter, 50kW, 277/480VAC, 60Hz, Integrated AC & DC Discon, 6 MPPT Input, (2 Strings each), UTX Connectors, 10 Yr Warr, Transformerless, AFCI, Built in Ethernet/WLAN, SunSpec Compliant, 03-50-1000-2-41 | Inventory Item | 4997.03 |  | 50000 |  | No | Inverters | Soligent De-listing | 4728.38
330-0549 | 330-0549 |  |  | SMA, Sunny Tripower 62000-TL (Core 1, STP-62) 3-Ph Grid Tied Inverter, 62kW, 277/480VAC, 60Hz, Integrated AC & DC Discon, 6 MPPT Input, (2 Strings each), UTX Connectors, 10 Yr Warr, Transformerless, AFCI, Built in Ethernet/WLAN, SunSpec Compliant, 03-62-1000-2-41 | Inventory Item | 6283.64 |  | 62000 |  | No | Inverters | Shippable | 5655.28
330-0549 : 330-0549_S | 330-0549_S |  |  | SMA, Sunny Tripower 62000-TL (Core 1, STP-62) 3-Ph Grid Tied Inverter, 62kW, 277/480VAC, 60Hz, Integrated AC & DC Discon, 6 MPPT Input, (2 Strings each), UTX Connectors, 10 Yr Warr, Transformerless, AFCI, Built in Ethernet/WLAN, SunSpec Compliant, 03-62-1000-2-41 | Inventory Item | 5100.19 |  | 62000 |  | No | Inverters | Soligent De-listing | 4825.99
330-0550 | 330-0550 |  |  | SMA, Sunny Highpower Peak3, 3-Ph Grid Tied Utility Inverter, 125kW, 480Vac, 50/60Hz, 1500Vdc input, 1 MPPT, 5 Yr Warr, Transformerless, No Disconnects or AFCI, 3-125-1500-2-20 | Inventory Item | 9205.33 |  | 125000 |  | No | Inverters | Vendor De-listing | 8284.8
330-0550 : 330-0550_S | 330-0550_S |  |  | SMA, Sunny Highpower Peak3, 3-Ph Grid Tied Utility Inverter, 125kW, 480Vac, 50/60Hz, 1500Vdc input, 1 MPPT, 5 Yr Warr, Transformerless, No Disconnects or AFCI, 3-125-1500-2-20 | Inventory Item | 9205.33 |  | 125000 |  | No | Inverters | Soligent De-listing | 8284.8
330-0551 | 330-0551 |  |  | SMA, Sunny Highpower Peak3, 3-Ph Grid Tied Utility Inverter, 150kW, 600Vac, 50/60Hz, 1500Vdc input, 1 MPPT, 5 Yr Warr, Transformerless, No Disconnects or AFCI, 3-150-1500-2-20 | Inventory Item | 9205.33 |  | 150000 |  | No | Inverters | Vendor De-listing | 8284.8
330-0552 | 330-0552 |  |  | Fronius, Symo Advanced Lite 10.0 208/240 Grid Tied Inverter, 3-Ph, 10 kW, 208/240VAC, 60Hz, 600VDC, DC Discon, 6 Unfused i/p, 2 MPPT, 10 Yr Warr, Ungrounded, Arc-Fault Protection, with PLC SunSpec Transmitter, UL-1741-SA, NOT CA Rule 21 Compliant, 4,210,090,801 | Inventory Item | 2560.62 |  | 10000 |  | No | Inverters | Vendor De-listing | 2409.18
330-0552 : 330-0552_S | 330-0552_S |  |  | Fronius, Symo Advanced Lite 10.0 208/240 Grid Tied Inverter, 3-Ph, 10 kW, 208/240VAC, 60Hz, 600VDC, DC Discon, 6 Unfused i/p, 2 MPPT, 10 Yr Warr, Ungrounded, Arc-Fault Protection, with PLC SunSpec Transmitter, UL-1741-SA, NOT CA Rule 21 Compliant, 4,210,090,801 | Inventory Item | 2517.46 |  | 10000 |  | No | Inverters | Soligent De-listing | 2409.18
330-0553 | 330-0553 |  |  | Fronius, Symo Advanced Lite 12.0 208/240 Grid Tied Inverter, 3-Ph, 12 kW, 208/240VAC, 60Hz, 600VDC, DC Discon, 6 Unfused i/p, 2 MPPT, 10 Yr Warr, Ungrounded, Arc-Fault Protection, with PLC SunSpec Transmitter, UL-1741-SA, NOT CA Rule 21 Compliant, 4,210,091,801 | Inventory Item | 2688 |  | 12000 |  | No | Inverters | Vendor De-listing | 2529.03
330-0553 : 330-0553 : 330-0553_S | 330-0553 : 330-0553_S |  |  | Fronius, Symo Advanced Lite 12.0 208/240 Grid Tied Inverter, 3-Ph, 12 kW, 208/240VAC, 60Hz, 600VDC, DC Discon, 6 Unfused i/p, 2 MPPT, 10 Yr Warr, Ungrounded, Arc-Fault Protection, with PLC SunSpec Transmitter, UL-1741-SA, NOT CA Rule 21 Compliant, 4,210,091,801 | Inventory Item | 2642.7 |  | 12000 |  | No | Inverters | Soligent De-listing | 2529.03
330-0554 | 330-0554 |  |  | Fronius, Symo Advanced Lite 15.0 480 Grid Tied Inverter, 3-Ph, 15 kW, 480VAC, 60Hz, 1000VDC, DC Discon, 6 Un-Fused DC Input, 2 MPPT, 10 Yr Warr, Ungrounded, AFCI, with PLC SunSpec Transmitter, UL-1741-SA, NOT CA Rule 21 Compliant, 4,210,092,801 | Inventory Item | 2677.85 |  | 15000 |  | No | Inverters | Vendor De-listing | 2519.48
330-0554 : 330-0554_S | 330-0554_S |  |  | Fronius, Symo Advanced Lite 15.0 480 Grid Tied Inverter, 3-Ph, 15 kW, 480VAC, 60Hz, 1000VDC, DC Discon, 6 Un-Fused DC Input, 2 MPPT, 10 Yr Warr, Ungrounded, AFCI, with PLC SunSpec Transmitter, UL-1741-SA, NOT CA Rule 21 Compliant, 4,210,092,801 | Inventory Item | 2632.72 |  | 15000 |  | No | Inverters | Soligent De-listing | 2519.48
330-0555 | 330-0555 |  |  | Fronius, Symo Advanced Lite 20.0 480 Grid Tied Inverter, 3-Ph, 20 kW, 480VAC, 60Hz, 1000VDC, DC Discon, 6 Fused DC Input,2 MPPT, 10 Yr Warr, Ungrounded, AFCI, with PLC SunSpec Transmitter, UL-1741-SA, NOT CA Rule 21 Compliant, 4,210,093,801 | Inventory Item | 2762.15 |  | 20000 |  | No | Inverters | Vendor De-listing | 2598.8
330-0555 : 330-0555_S | 330-0555_S |  |  | Fronius, Symo Advanced Lite 20.0 480 Grid Tied Inverter, 3-Ph, 20 kW, 480VAC, 60Hz, 1000VDC, DC Discon, 6 Fused DC Input,2 MPPT, 10 Yr Warr, Ungrounded, AFCI, with PLC SunSpec Transmitter, UL-1741-SA, NOT CA Rule 21 Compliant, 4,210,093,801 | Inventory Item | 2715.6 |  | 20000 |  | No | Inverters | Soligent De-listing | 2598.8
330-0556 : 330-0556_S | 330-0556_S |  |  | Fronius, Symo Advanced Lite 22.7 480 Grid Tied Inverter, 3-Ph, 22.7 kW, 480VAC, 60Hz, 1000VDC, DC Discon, 6 Fused DC Input, 2 MPPT, 10 Yr Warr, Ungrounded, AFCI, with PLC SunSpec Transmitter, UL-1741-SA, NOT CA Rule 21 Compliant, 4,210,094,801 | Inventory Item | 2754.38 |  | 22700 |  | No | Inverters | Soligent De-listing | 2635.91
330-0557 | 330-0557 |  |  | Fronius, Symo Advanced Lite 24.0 480 Grid Tied Inverter, 3-Ph, 24 kW, 480VAC, 60Hz, 1000VDC, DC Discon, 6 Fused DC Input, 2 MPPT, 10 Yr Warr, Ungrounded, AFCI, with PLC SunSpec Transmitter, UL-1741-SA, NOT CA Rule 21 Compliant, 4,210,095,801 | Inventory Item | 2871.55 |  | 24000 |  | No | Inverters | Vendor De-listing | 2701.73
330-0557 : 330-0557_S | 330-0557_S |  |  | Fronius, Symo Advanced Lite 24.0 480 Grid Tied Inverter, 3-Ph, 24 kW, 480VAC, 60Hz, 1000VDC, DC Discon, 6 Fused DC Input, 2 MPPT, 10 Yr Warr, Ungrounded, AFCI, with PLC SunSpec Transmitter, UL-1741-SA, NOT CA Rule 21 Compliant, 4,210,095,801 | Inventory Item | 2823.16 |  | 24000 |  | No | Inverters | Soligent De-listing | 2701.73
330-0558 | 330-0558 |  |  | SolarEdge, SE9KUS Grid Tied Inverter, 3-Ph, 9kW, 120/208V WYE and 208V Delta Grid, 60Hz, 500Vdc, DC Discon,12 Yr Warr, AFCI, with AC-RSD, -40C, RS485 and Ethernet, UL1741-SA, SetApp Enabled, SE9K- USR28BNU4 | Inventory Item | 3626.06 |  | 9000 |  | No | Inverters | Vendor De-listing | 1949.49
330-0559 | 330-0559 |  |  | SolarEdge, SE14.4KUS Grid Tied Inverter, 3-Ph, 14.4kW, 120/208 WYE and 208 Delta Grid, 60Hz, 600Vdc, DC Discon, 12 Yr Warr, AFCI, with AC-RSD, -40C, RS485 and Ethernet, DCD w/o Fuses, UL-1741-SA, SetApp Enabled, SE14.4K-USR28BNU4 | Inventory Item | 2342.39 |  | 14400 |  | No | Inverters | Vendor De-listing | 2097
330-0559 : 330-0559 : 330-0559_S | 330-0559 : 330-0559_S |  |  | SolarEdge, SE14.4KUS Grid Tied Inverter, 3-Ph, 14.4kW, 120/208 WYE and 208 Delta Grid, 60Hz, 600Vdc, DC Discon, 12 Yr Warr, AFCI, with AC-RSD, -40C, RS485 and Ethernet, DCD w/o Fuses, UL-1741-SA, SetApp Enabled, SE14.4K-USR28BNU4 | Inventory Item | 2342.39 |  | 14400 |  | No | Inverters | Soligent De-listing | 2097
330-0560 | 330-0560 |  |  | SolarEdge, SE20KUS Grid Tied Inverter, 3-Ph, 20kW, 277/480V WYE, 60Hz, 1000VDC, DC Discon, 12 Yr Warr, AFCI, with AC-RSD, -40C, RS485 and Ethernet, UL1741-SA, SetApp Enabled, SE20K-USR48BNU4 | Inventory Item | 2354.76 |  | 20000 |  | No | Inverters | Vendor De-listing | 1239.35
330-0561 | 330-0561 |  |  | SolarEdge, SE30KUS Grid Tied Inverter, 3-Ph, 30kW, 277/480V WYE, 60Hz, 1000VDC, DC Discon, 12 Yr Warr, AFCI, with AC-RSD, -40C, RS485 and Ethernet, UL1741-SA, SetApp Enabled, SE30K- USR48BNU4 | Inventory Item | 4293.6 |  | 30000 |  | No | Inverters | Vendor De-listing | 2308.39
330-0562 | 330-0562 |  |  | SolarEdge, SE33.3KUS Grid Tied Inverter, 3-Ph, 33.3kW, 277/480V WYE, 60Hz, 1000VDC, DC Discon, 12 Yr Warr, AFCI, with AC-RSD, -40C, RS485 and Ethernet, DCD w/o Fuses, UL1741-SA, SetApp Enabled, SE33.3K- USR48BNU4 | Inventory Item | 2439.55 |  | 33300 |  | No | Inverters | Vendor De-listing | 2308.39
330-0562 : 330-0562 : 330-0562_S | 330-0562 : 330-0562_S |  |  | SolarEdge, SE33.3KUS Grid Tied Inverter, 3-Ph, 33.3kW, 277/480V WYE, 60Hz, 1000VDC, DC Discon, 12 Yr Warr, AFCI, with AC-RSD, -40C, RS485 and Ethernet, DCD w/o Fuses, UL1741-SA, SetApp Enabled, SE33.3K- USR48BNU4 | Inventory Item | 2439.55 |  | 33300 |  | No | Inverters | Soligent De-listing | 2308.39
330-0562-B | 330-0562-B |  |  | "B" Grade SolarEdge, SE33.3KUS Grid Tied Inverter, 3-Ph, 33.3kW, 277/480V WYE, 60Hz, 1000VDC, DC Discon, 12 Yr Warr, AFCI, with AC-RSD, -40C, RS485 and Ethernet, DCD w/o Fuses, UL1741-SA, SetApp Enabled, SE33.3K- USR48BNU4 | Inventory Item | 2317.57 |  | 33300 |  | No | Inverters | Soligent De-listing | 2192.97
330-0563 | 330-0563 |  |  | Pika, Storage-Ready 11.4kW Three-Phase 120/208Vac Grid-Tie/Back-Up Inverter (Back-Up 120/240Vac) with REbus DC Nanogrid and REview Monitoring Dashboard, UL1741-SA (Rule-21), X11402 | Inventory Item | 3871.76 |  | 11400 |  | No | Inverters | Vendor De-listing | 0
330-0564 | 330-0564 |  |  | SolarEdge, SE9KUS Grid Tied Inverter, 3-Ph, 9kW, 120/208V WYE and 208V Delta Grid, 60Hz, 500Vdc, DC Discon, 12 Yr Warr, AFCI, with AC-RSD, -40C, RS485 and Ethernet, UL1741-SA, SetApp Enabled, Plastic Cover, SE9K-USR2TBNU4 | Inventory Item | 2146.46 |  | 9000 |  | No | Inverters | Vendor De-listing | 2007.98
330-0564 : 330-0564_S | 330-0564_S |  |  | SolarEdge, SE9KUS Grid Tied Inverter, 3-Ph, 9kW, 120/208V WYE and 208V Delta Grid, 60Hz, 500Vdc, DC Discon, 12 Yr Warr, AFCI, with AC-RSD, -40C, RS485 and Ethernet, UL1741-SA, SetApp Enabled, Plastic Cover, SE9K-USR2TBNU4 | Inventory Item | 2122.07 |  | 9000 |  | No | Inverters | Soligent De-listing | 2007.98
330-0565 | 330-0565 |  |  | SolarEdge, SE20KUS Grid Tied Inverter, 3-Ph, 20kW, 277/480V WYE, 60Hz, 1000VDC, DC Discon, 12 Yr Warr, AFCI, with AC-RSD, -40C, RS485 and Ethernet, UL1741-SA, SetApp Enabled, Plastic Cover, SE20K-USR8TBNU4 | Inventory Item | 1378.07 |  |  |  | No | Inverters | Vendor De-listing | 1303.98
330-0565 : 330-0565_S | 330-0565_S |  |  | SolarEdge, SE20KUS Grid Tied Inverter, 3-Ph, 20kW, 277/480V WYE, 60Hz, 1000VDC, DC Discon, 12 Yr Warr, AFCI, with AC-RSD, -40C, RS485 and Ethernet, UL1741-SA, SetApp Enabled, Plastic Cover, SE20K-USR8TBNU4 | Inventory Item | 1378.07 |  |  |  | No | Inverters | Soligent De-listing | 1303.98
330-0566 | 330-0566 |  |  | SolarEdge, SE14.4KUS Grid Tied Inverter, 3-Ph, 14.4kW, 120/208 WYE and 208 Delta Grid, 60Hz, 600Vdc, DC Discon, 12 Yr Warr, AFCI, with AC-RSD, -40C, RS485 and Ethernet, DCD w/o Fuses, UL-1741-SA, SetApp Enabled, SE14.4K-USR2IBNU4 | Inventory Item | 2780.11 |  | 14400 |  | No | Inverters | Vendor De-listing | 2630.65
330-0566 : 330-0566 : 330-0566_S | 330-0566 : 330-0566_S |  |  | SolarEdge, SE14.4KUS Grid Tied Inverter, 3-Ph, 14.4kW, 120/208 WYE and 208 Delta Grid, 60Hz, 600Vdc, DC Discon, 12 Yr Warr, AFCI, with AC-RSD, -40C, RS485 and Ethernet, DCD w/o Fuses, UL-1741-SA, SetApp Enabled, SE14.4K-USR2IBNU4 | Inventory Item | 2780.11 |  | 14400 |  | No | Inverters | Soligent De-listing | 2630.65
330-0567 | 330-0567 |  |  | SolarEdge, SE30KUS Grid Tied Inverter, 3-Ph, 30kW, 277/480V WYE, 60Hz, 1000VDC, DC Discon, 12 Yr Warr, AFCI, with AC-RSD, -40C, RS485 and Ethernet, UL1741-SA, SetApp Enabled, SE30K-USR8IBNU4 | Inventory Item | 4293.6 |  | 30000 |  | No | Inverters | Vendor De-listing | 2308.39
330-0568 | 330-0568 |  |  | SolarEdge, SE33.3KUS Grid Tied Inverter, 3-Ph, 33.3kW, 277/480V WYE, 60Hz, 1000VDC, DC Discon, 12 Yr Warr, AFCI, with AC-RSD, -40C, RS485 and Ethernet, DCD w/o Fuses, UL1741-SA, SetApp Enabled, SE33.3K-USR8IBNU4 | Inventory Item | 2439.55 |  | 33300 |  | No | Inverters | Vendor De-listing | 2308.39
330-0568 : 330-0568 : 330-0568_S | 330-0568 : 330-0568_S |  |  | SolarEdge, SE33.3KUS Grid Tied Inverter, 3-Ph, 33.3kW, 277/480V WYE, 60Hz, 1000VDC, DC Discon, 12 Yr Warr, AFCI, with AC-RSD, -40C, RS485 and Ethernet, DCD w/o Fuses, UL1741-SA, SetApp Enabled, SE33.3K-USR8IBNU4 | Inventory Item | 2439.55 |  | 33300 |  | No | Inverters | Soligent De-listing | 2308.39
330-0569 | 330-0569 |  |  | Yaskawa Solectria, PVI 25TL, 3-Ph Grid Tied inverter, 25kW, 480VAC WYE, 60Hz, 1000VDC, 2 MPPT, 3 inputs per MPPT, 15A Fuses, AC/DC Disconnect, Arc-Fault Detection, with Wiring Box, PLC Transmitter and Bleed-Down Circuit for Module-Level Rapid Shutdown with Tigo TS4-F,NEMA 4X, UL1741-SA, Rule-21, 10 Yr Warr, PVI-25TL-480-R | Inventory Item | 2757.14 |  | 25000 |  | No | Inverters | Vendor De-listing | 2270.59
330-0570 | 330-0570 |  |  | Yaskawa Solectria, PVI-25TL-480-R, 3-Ph Grid Tied inverter, 25kW, 480VAC WYE, 60Hz, 1000VDC, 2 MPPT, 3 inputs per MPPT, 20A Fuses, AC/DC Disconnect, Arc-Fault Detection, with Wiring Box, PLC Transmitter and Bleed-Down Circuit for Module-Level Rapid Shutdown with Tigo TS4-F ,NEMA 4X, UL1741-SA, Rule-21, 10 Yr Warr, PVI-25TL-480-TGO20 | Inventory Item | 3463.41 |  | 25000 |  | No | Inverters | Shippable | 3341.18
330-0570 : 330-0570_S | 330-0570_S |  |  | Yaskawa Solectria, PVI-25TL-480-R, 3-Ph Grid Tied inverter, 25kW, 480VAC WYE, 60Hz, 1000VDC, 2 MPPT, 3 inputs per MPPT, 20A Fuses, AC/DC Disconnect, Arc-Fault Detection, with Wiring Box, PLC Transmitter and Bleed-Down Circuit for Module-Level Rapid Shutdown with Tigo TS4-F ,NEMA 4X, UL1741-SA, Rule-21, 10 Yr Warr, PVI-25TL-480-TGO20 | Inventory Item | 2353.66 |  | 25000 |  | No | Inverters | Soligent De-listing | 2270.59
330-0571 | 330-0571 |  |  | Yaskawa Solectria, PVI-25TL-480-R, 3-Ph Grid Tied inverter, 25kW, 480VAC WYE, 60Hz, 1000VDC, 2 MPPT, 3 inputs per MPPT, 20A Fuses, AC/DC Disconnect, Arc-Fault Detection, with Wiring Box, PLC Transmitter and Bleed-Down Circuit for Module-Level Rapid Shutdown with APsmart Receiver, NEMA 4X, UL1741-SA, Rule-21, 10 Yr Warr, PVI-25TL-480-APS20 | Inventory Item | 3463.41 |  | 25000 |  | No | Inverters | Shippable | 3341.18
330-0571 : 330-0571_S | 330-0571_S |  |  | Yaskawa Solectria, PVI-25TL-480-R, 3-Ph Grid Tied inverter, 25kW, 480VAC WYE, 60Hz, 1000VDC, 2 MPPT, 3 inputs per MPPT, 20A Fuses, AC/DC Disconnect, Arc-Fault Detection, with Wiring Box, PLC Transmitter and Bleed-Down Circuit for Module-Level Rapid Shutdown with APsmart Receiver, NEMA 4X, UL1741-SA, Rule-21, 10 Yr Warr, PVI-25TL-480-APS20 | Inventory Item | 2353.66 |  | 25000 |  | No | Inverters | Soligent De-listing | 2270.59
330-0572 | 330-0572 |  |  | SolarEdge, SE17.3KUS Grid Tied Inverter, 3-Ph, 17.3kW, 120/208 WYE and 208 Delta Grid, 60Hz, 600Vdc, with AC RSD, DC Safety Switch, DC Fuses and AFCI, 12 Yr Warr, -40C, RS485 and Ethernet, UL-1741-SA, SetApp Enabled, SE17.3K-USR2IBNZ4 | Inventory Item | 3089.86 |  | 17300 |  | No | Inverters | Shippable | 3003.55
330-0572 : 330-0572_S | 330-0572_S |  |  | SolarEdge, SE17.3KUS Grid Tied Inverter, 3-Ph, 17.3kW, 120/208 WYE and 208 Delta Grid, 60Hz, 600Vdc, with AC RSD, DC Safety Switch, DC Fuses and AFCI, 12 Yr Warr, -40C, RS485 and Ethernet, UL-1741-SA, SetApp Enabled, SE17.3K-USR2IBNZ4 | Inventory Item | 2797.39 |  | 17300 |  | No | Inverters | Soligent De-listing | 2735.22
330-0573 | 330-0573 |  |  | SolarEdge, SE30KUS Grid Tied Inverter, 3-Ph, 30kW, 277/480V WYE, 60Hz, 1000VDC, with AC RSD, DC Safety Switch, DC Fuses and AFCI, 12 Yr Warr, -40C, RS485 and Ethernet, UL1741-SA, SetApp Enabled, SE30K-USR8IBNZ4 | Inventory Item | 2740.8 |  | 30000 |  | No | Inverters | Shippable | 2664.25
330-0573 : 330-0573_S | 330-0573_S |  |  | SolarEdge, SE30KUS Grid Tied Inverter, 3-Ph, 30kW, 277/480V WYE, 60Hz, 1000VDC, with AC RSD, DC Safety Switch, DC Fuses and AFCI, 12 Yr Warr, -40C, RS485 and Ethernet, UL1741-SA, SetApp Enabled, SE30K-USR8IBNZ4 | Inventory Item | 2481.36 |  | 30000 |  | No | Inverters | Soligent De-listing | 2426.22
330-0574 | 330-0574 |  |  | SolarEdge, SE40KUS Grid Tied Inverter, 3-Ph, 40kW, 277/480V WYE, 60Hz, 1000VDC, with AC RSD, DC Safety Switch, DC Fuses and AFCI, 12 Yr Warr, -40C, RS485 and Ethernet, UL1741-SA, SetApp Enabled, SE40K-USR8IBNZ4 | Inventory Item | 2805.45 |  | 40000 |  | No | Inverters | Shippable | 2727.08
330-0574 : 330-0574_S | 330-0574_S |  |  | SolarEdge, SE40KUS Grid Tied Inverter, 3-Ph, 40kW, 277/480V WYE, 60Hz, 1000VDC, with AC RSD, DC Safety Switch, DC Fuses and AFCI, 12 Yr Warr, -40C, RS485 and Ethernet, UL1741-SA, SetApp Enabled, SE40K-USR8IBNZ4 | Inventory Item | 2539.89 |  | 40000 |  | No | Inverters | Soligent De-listing | 2483.44
330-0575 | 330-0575 |  |  | SolarEdge, SE33.3KUS Grid Tied Inverter, 3-Ph, 33.3kW, 277/480V WYE, 60Hz, 1000VDC, DC Discon, 12 Yr Warr, AFCI, with AC-RSD, -40C, RS485 and Ethernet, DCD w/DC Fuses, UL1741-SA, SetApp Enabled, SE33.3K-USR8IBNZ4 | Inventory Item | 2569.08 |  | 33300 |  | No | Inverters | Vendor De-listing | 2483.44
330-0575 : 330-0575_S | 330-0575_S |  |  | SolarEdge, SE33.3KUS Grid Tied Inverter, 3-Ph, 33.3kW, 277/480V WYE, 60Hz, 1000VDC, DC Discon, 12 Yr Warr, AFCI, with AC-RSD, -40C, RS485 and Ethernet, DCD w/DC Fuses, UL1741-SA, SetApp Enabled, SE33.3K-USR8IBNZ4 | Inventory Item | 2539.89 |  | 33300 |  | No | Inverters | Soligent De-listing | 2483.44
330-0576 | 330-0576 |  |  | SolarEdge, SE14.4KUS Grid Tied Inverter, 3-Ph, 14.4kW, 120/208 WYE and 208 Delta Grid, 60Hz, 600Vdc, DC Discon, 12 Yr Warr, AFCI, with AC-RSD, -40C, RS485 and Ethernet, DCD w/DC Fuses, UL-1741-SA, SetApp Enabled, SE14.4K-USR2IBNZ4 | Inventory Item | 2829.54 |  | 14400 |  | No | Inverters | Shippable | 2735.22
330-0576 : 330-0576_S | 330-0576_S |  |  | SolarEdge, SE14.4KUS Grid Tied Inverter, 3-Ph, 14.4kW, 120/208 WYE and 208 Delta Grid, 60Hz, 600Vdc, DC Discon, 12 Yr Warr, AFCI, with AC-RSD, -40C, RS485 and Ethernet, DCD w/DC Fuses, UL-1741-SA, SetApp Enabled, SE14.4K-USR2IBNZ4 | Inventory Item | 2797.39 |  | 14400 |  | No | Inverters | Soligent De-listing | 2735.22
330-0577 | 330-0577 |  |  | SolarEdge 3 Phase Synergy Unit, (Use with Synergy Manager) Add 2 with 66.6k or 80k, 3 with 43.2k, 50k, 100k and 120kW Synergy Managers, WYE/Delta, 60Hz, 1000VDC, 12 Yr. Warranty, AFCI, -40C, UL-1741-SA (Rule-21), SESUK-USR0INNN4 | Inventory Item | 1486.75 |  |  |  | No | Inverters | Shippable | 1398.35
330-0577 : 330-0577_S | 330-0577_S |  |  | SolarEdge 3 Phase Synergy Unit, (Use with Synergy Manager) Add 2 with 66.6k or 80k, 3 with 43.2k, 50k, 100k and 120kW Synergy Managers, WYE/Delta, 60Hz, 1000VDC, 12 Yr. Warranty, AFCI, -40C, UL-1741-SA (Rule-21), SESUK-USR0INNN4 | Inventory Item | 1346.02 |  |  |  | No | Inverters | Soligent De-listing | 1273.66
330-0578 : 330-0578_S | 330-0578_S |  |  | SolarEdge, 43.2kW 3 Phase Synergy Manager, Requires 3 Synergy Units, 43.2kW 208V WYE/Delta, 60Hz, 1000VDC, Fused Multiple DC Inputs, DC Discon, AC/DC SPD, 12 Yr. Warranty, AFCI, with AC-RSD, -40C, RS485 and Ethernet, UL-1741-SA (Rule-21), SE43.2K-US02IBNZ4 | Inventory Item | 1616.67 |  | 43200 |  | No | Inverters | Soligent De-listing | 1529.75
330-0579 | 330-0579 |  |  | SolarEdge, 50kW 3 Phase Synergy Manager, Requires 3 Synergy Units, 50kW 208V WYE/Delta, 60Hz, 1000VDC, Fused Multiple DC Inputs, DC Discon, AC/DC SPD, 12 Yr. Warranty, AFCI, with AC-RSD, -40C, RS485 and Ethernet, UL-1741-SA (Rule-21), SE50K-US02IBNZ4 | Inventory Item | 2275.38 |  | 50000 |  | No | Inverters | Shippable | 2140.09
330-0579 : 330-0579_S | 330-0579_S |  |  | SolarEdge, 50kW 3 Phase Synergy Manager, Requires 3 Synergy Units, 50kW 208V WYE/Delta, 60Hz, 1000VDC, Fused Multiple DC Inputs, DC Discon, AC/DC SPD, 12 Yr. Warranty, AFCI, with AC-RSD, -40C, RS485 and Ethernet, UL-1741-SA (Rule-21), SE50K-US02IBNZ4 | Inventory Item | 2060 |  | 50000 |  | No | Inverters | Soligent De-listing | 1949.25
330-0580 : 330-0580_S | 330-0580_S |  |  | SolarEdge, 66.6kW 3 Phase Synergy Manager, Requires 2 Synergy Units, 66.6kW 480V WYE/Delta, 60Hz, 1000VDC, Fused Multiple DC Inputs, DC Discon, AC/DC SPD, 12 Yr. Warranty, AFCI, with AC-RSD, -40C, RS485 and Ethernet, UL-1741-SA (Rule-21), SE66.6K-US08IBNZ4 | Inventory Item | 1077.77 |  | 66600 |  | No | Inverters | Soligent De-listing | 1019.83
330-0581 : 330-0581_S | 330-0581_S |  |  | SolarEdge, 80kW 3 Phase Synergy Manager, Requires 2 Synergy Units, 80kW 480V WYE/Delta, 60Hz, 1000VDC, Fused Multiple DC Inputs, DC Discon, AC/DC SPD, 12 Yr. Warranty, AFCI, with AC-RSD, -40C, RS485 and Ethernet, UL-1741-SA (Rule-21), SE80K-US08IBNZ4 | Inventory Item | 1252.39 |  | 80000 |  | No | Inverters | Soligent De-listing | 1185.05
330-0582 | 330-0582 |  |  | SolarEdge, 100kW 3 Phase Synergy Manager, Requires 3 Synergy Units, 100kW 480V WYE/Delta, 60Hz, 1000VDC, Fused Multiple DC Inputs, DC Discon, AC/DC SPD, 12 Yr. Warranty, AFCI, with AC-RSD, -40C, RS485 and Ethernet, UL-1741-SA (Rule-21), SE100K-US08IBNZ4 | Inventory Item | 1785.69 |  | 100000 |  | No | Inverters | Shippable | 1679.51
330-0582 : 330-0582_S | 330-0582_S |  |  | SolarEdge, 100kW 3 Phase Synergy Manager, Requires 3 Synergy Units, 100kW 480V WYE/Delta, 60Hz, 1000VDC, Fused Multiple DC Inputs, DC Discon, AC/DC SPD, 12 Yr. Warranty, AFCI, with AC-RSD, -40C, RS485 and Ethernet, UL-1741-SA (Rule-21), SE100K-US08IBNZ4 | Inventory Item | 1616.67 |  | 100000 |  | No | Inverters | Soligent De-listing | 1529.75
330-0583 | 330-0583 |  |  | SolarEdge, 120kW 3 Phase Synergy Manager, Requires 3 Synergy Units 120kW 480V WYE/Delta, 60Hz, 1000VDC, Multiple Fused DC Inputs, DC Discon, AC/DC SPD, 12 Yr. Warranty, AFCI, with AC-RSD, -40C, RS485 and Ethernet, UL-1741-SA (Rule-21), SE120K-US08IBNZ4 | Inventory Item | 2275.38 |  | 120000 |  | No | Inverters | Shippable | 2140.09
330-0583 : 330-0583_S | 330-0583_S |  |  | SolarEdge, 120kW 3 Phase Synergy Manager, Requires 3 Synergy Units 120kW 480V WYE/Delta, 60Hz, 1000VDC, Multiple Fused DC Inputs, DC Discon, AC/DC SPD, 12 Yr. Warranty, AFCI, with AC-RSD, -40C, RS485 and Ethernet, UL-1741-SA (Rule-21), SE120K-US08IBNZ4 | Inventory Item | 2060 |  | 120000 |  | No | Inverters | Soligent De-listing | 1949.25
330-0584 | 330-0584 |  |  | SolarEdge, 120kW 3 Phase Synergy Manager, Requires 3 Synergy Units, 120kW 480V WYE/Delta, 60Hz, 1000VDC, Multiple Fused DC Inputs, DC Discon, AC/DC SPD, 12 Yr. Warranty, AFCI, NO AC-RSD, GROUND MOUNT ONLY,-40C, RS485 and Ethernet, UL-1741-SA (Rule-21), SE120K-USG8IBNZ4 | Inventory Item | 2187.86 |  | 120000 |  | No | Inverters | Soligent De-listing | 2057.77
330-0585 | 330-0585 |  |  | SolarEdge, 120kW 3 Phase Synergy Manager, Requires 3 Synergy Units, 120kW, 480V WYE/Delta, 60Hz, 1000VDC, Combined DC Input, (Combiner Box Required) DC Discon, AC/DC SPD, 12 Yr. Warranty, AFCI, NO AC-RSD, GROUND MOUNT ONLY,-40C, RS485 and Ethernet, UL-1741-SA (Rule-21), SE120K-USG8IBNW4 | Inventory Item | 3520 |  | 120000 |  | No | Inverters | Soligent De-listing | 1892.47
330-0586 | 330-0586 |  |  | Yaskawa Solectria, XGI 1000-60/65, 3-Ph WYE Grid tied inverter, 60kW/65kVA, 480VAC, 60Hz, 1000VDC, 4 MPPT, 10 Yr. Warr, AFCI, NEMA 4X, [MUST ADD WIRING BOX], XGI 1000-60/65-UL | Inventory Item | 11960 |  | 60000 |  | No | Inverters | Vendor De-listing | 9492.06
330-0587 | 330-0587 |  |  | Yaskawa Solectria, XGI 1000-60/60, 3-Ph WYE Grid tied inverter, 60kW, 480VAC, 60Hz, 1000VDC, 4 MPPT, 10 Yr. Warr, AFCI, NEMA 4X, [MUST ADD WIRING BOX], XGI 1000-60/60-UL | Inventory Item | 11960 |  | 60000 |  | No | Inverters | Vendor De-listing | 9492.06
330-0588 |  |  |  | SolarEdge, 50kW 3 Phase Synergy Manager, Requires 3 Synergy Units, 50kW 208V WYE/Delta, 60Hz, 1000VDC, Combined DC Inputs, DC Disco, AC/DC SPD, 12 Yr. Warranty, AFCI, with AC-RSD, -40C, RS485 and Ethernet, UL-1741-SA (Rule-21), SE50K-US02IBNW4 | Inventory Item | 2275.38 |  | 50000 |  | No | Inverters | Shippable | 2128.58
330-0589 |  |  |  | SolarEdge, 80kW 3 Phase Synergy Manager, Requires 2 Synergy Units, 80kW 480V WYE/Delta, 60Hz, 1000VDC, Combined DC Inputs, DC Disco, AC/DC SPD, 12 Yr. Warranty, AFCI, with AC-RSD, -40C, RS485 and Ethernet, UL-1741-SA (Rule-21), SE80K-US08IBNW4 | Inventory Item | 1383.32 |  | 80000 |  | No | Inverters | Shippable | 1294.08
330-0590 |  |  |  | SolarEdge, 100kW 3 Phase Synergy Manager, Requires 3 Synergy Units, 100kW 480V WYE/Delta, 60Hz, 1000VDC, Combined DC Inputs, DC Disco, AC/DC SPD, 12 Yr. Warranty, AFCI, with AC-RSD, -40C, RS485 and Ethernet, UL-1741-SA (Rule-21), SE100K-US08IBNW4 | Inventory Item | 1785.69 |  | 100000 |  | No | Inverters | Shippable | 1670.48
330-0591 |  |  |  | SolarEdge, 120kW 3 Phase Synergy Manager, Requires 3 Synergy Units 120kW 480V WYE/Delta, 60Hz, 1000VDC, Combined DC Inputs, DC Disco, AC/DC SPD, 12 Yr. Warranty, AFCI, with AC-RSD, -40C, RS485 and Ethernet, UL-1741-SA (Rule-21), SE120K-US08IBNW4 | Inventory Item | 2275.38 |  | 120000 |  | No | Inverters | Shippable | 2128.58
330-0592 | 330-0592 |  |  | SolarEdge, 110kW/120kVA 3 Phase Synergy Manager, Requires 3 Synergy Units, 110kW 480V WYE/Delta, 60Hz, 1000VDC, Fused Multiple DC Inputs, DC Disco, AC/DC SPD, 12 Yr. Warranty, AFCI, with AC-RSD, -40C, RS485 and Ethernet, UL-1741-SA (Rule-21),SE110K-US08IBNZ4 | Inventory Item | 2022.99 |  | 11000 |  | No | Inverters | Shippable | 1892.47
330-0593 | 330-0593 |  |  | SolarEdge, 110kW/120kVA 3 Phase Synergy Manager, Requires 3 Synergy Units, 110kW 480V WYE/Delta, 60Hz, 1000VDC, Multiple Fused DC Inputs, DC Disco, AC/DC SPD, 12 Yr. Warranty, AFCI, NO AC-RSD, GROUND MOUNT ONLY,-40C, RS485 and Ethernet, UL-1741-SA (Rule-21), SE110K-USG8IBNZ4 | Inventory Item | 1945.18 |  | 11000 |  | No | Inverters | Shippable | 1819.69
330-0594 | 330-0594 |  |  | SolarEdge, 110kW/120kVA 3 Phase Synergy Manager, Requires 3 Synergy Units, 110kW, 480V WYE/Delta, 60Hz, 1000VDC, Combined DC Input, (Combiner Box Required) DC Disco, AC/DC SPD, 12 Yr. Warranty, AFCI, NO AC-RSD, GROUND MOUNT ONLY,-40C, RS485 and Ethernet, UL-1741-SA (Rule-21), SE110K-USG8IBNW4 | Inventory Item | 1945.18 |  | 11000 |  | No | Inverters | Shippable | 1819.69
330-0598 | 330-0598 |  |  | SMA, Sunny Highpower, Peak3, 3-Ph Grid Tied Utility Inverter, 125kW, 480Vac, 50/60Hz, 1500Vdc input, 1 MPPT, 5 Yr. Warr, Transformerless, No Disconnects or AFCI, SHP 125-US-21, 3-125-1500-2-21 | Inventory Item | 10494.44 |  | 125000 |  | No | Inverters | Shippable | 9445
330-0599 | 330-0599 |  |  | SMA, Sunny Highpower, Peak3, 3-Ph Grid Tied Utility Inverter, 150kW, 600Vac, 50/60Hz, 1500Vdc input, 1 MPPT, 5 Yr. Warr, Transformerless, No Disconnects or AFCI, SHP 150-US-21, 3-150-1500-2-21 | Inventory Item | 10648.15 |  | 150000 |  | No | Inverters | Shippable | 9583.33
330-0603 | 330-0603 |  |  | SolarEdge, SE10.0KUS Grid Tied Inverter, 3-Ph, 10kW, 120/208 WYE and 208 Delta Grid, 60Hz, 600Vdc, with AC RSD, DC Safety Switch, DC Fuses and AFCI, 12 Yr Warr, -40C, RS485 and Ethernet, UL-1741-SA, SetApp Enabled, SE10K-USR2IBNZ4 | Inventory Item | 2604.37 |  | 10000 |  | No | Inverters | Shippable | 2436.34
340-0183 | 340-0183 |  |  | Magnum, Custom Quote, Enter Quote Number and Custom Price | Non-inventory Item | 0 |  |  |  | No | Inverters | Shippable | 0
341-0007 | 341-0007 |  |  | Xantrex, Wiring and Mounting Kit for Charge Controllers (no breakers), CC-PCK | Inventory Item | 19.25 |  |  |  | No | Inverters | Soligent De-listing | 0
341-0012 | 341-0012 |  |  | Xantrex, DR Conduit Box, DRCB ~ | Inventory Item | 259 |  |  |  | No | Inverters | Soligent De-listing | 0
341-0020 | 341-0020 |  |  | Xantrex, SW Conduit Box, SWCB | Inventory Item | 63.9 |  |  |  | No | Inverters | Vendor De-listing | 0
341-0023 | 341-0023 |  |  | Xantrex, SW Stacking Interface/Parallel Cable, SWI/PAR ~ | Inventory Item | 543.35 |  |  |  | No | Inverters | Soligent De-listing | 0
341-0026 | 341-0026 |  |  | Schneider Electric, XW Conduit Box, RNW8651025 | Inventory Item | 318 |  |  |  | No | Inverters | Soligent De-listing | 0
341-0027 | 341-0027 |  |  | Schneider Electric, XW Control Panel, XW-CONTROL, RNW8651050 | Inventory Item | 381 |  |  |  | No | Inverters | Vendor De-listing | 0
341-0028 | 341-0028 |  |  | Schneider Electric, XW Generator Start Module, RNW8651060 | Inventory Item | 254 |  |  |  | No | Inverters | Vendor De-listing | 0
341-0029 | 341-0029 |  |  | Schneider Electric, XW 2nd Inverter Kit, incl. conduit, wiring, & breakers, RNW8651020 | Inventory Item | 1220 |  |  |  | No | Inverters | Vendor De-listing | 0
341-0030 | 341-0030 |  |  | Schneider Electric, XW Power Distribution Panel, XW-PANEL, with Mounting Plate & XW Conduit Box, RNW8651015 | Inventory Item | 1559.98 |  |  |  | No | Inverters | Vendor De-listing | 0
341-0086 | 341-0086 |  |  | Magnum, Automatic Generator Start Module 2-Relay with Voltage & Temp Start/Stand Alone Version ME-AGS-S-R | Inventory Item | 322.2 |  |  |  | No | Inverters | Shippable | 181.01
341-0094 | 341-0094 |  |  | Xantrex, AC Conduit box, long, SW plus PP/wL1 bypass | Inventory Item | 30.25 |  |  |  | No | Inverters | Vendor De-listing | 0
341-0098 | 341-0098 |  |  | Outback, Radian GS Load Center, Box only with 500A shunt and 4 busbars, Polished Finish, GSLC | Inventory Item | 852.5 |  |  |  | No | Inverters | Vendor De-listing | 0
341-0099 | 341-0099 |  |  | Outback, Radian Prewired GS Load Center with two 175A breakers, 2-pole 120/240VAC 50A bypass breakers, 2, 2-pole 120/240VAC 50A input breakers, 500A shunt, 10 busbars, Polished Finish, GSLC175-120/240 | Inventory Item | 2151.99 |  |  |  | No | Inverters | Vendor De-listing | 0
341-0100 | 341-0100 |  |  | Outback, Radian Prewired GS Load Center with two 175A breakers, dual 80A GFDI and PV breakers for two charge controllers, FLEXnet DC and three 500A shunts, 2-pole 120/240VAC 50A bypass breakers, 2, 2-pole 120/240VAC 50A input breakers, 10 busbars, Polished Finish, GSLC175-PV-120/240 | Inventory Item | 2711.99 |  |  |  | No | Inverters | Vendor De-listing | 0
341-0101 | 341-0101 |  |  | Schneider Electric, Conext SW DC Breaker Panel, 865-1016 | Inventory Item | 430.47 |  |  |  | No | Inverters | Shippable | 371.09
341-0103 | 341-0103 |  |  | Outback, Radian Prewired AC Coupling GS Load Center with two 175A breakers, 2-pole 50A ROCB and relay board, 2-pole 120/240VAC 50A bypass breakers, dual 2-pole 120/240VAC 50A input breakers, 10 busbars, GSLC175-AC-120/240 | Inventory Item | 2868.46 |  |  |  | No | Inverters | Vendor De-listing | 0
341-0104 | 341-0104 |  |  | Outback, Radian Prewired GS Load Center with two 175A breakers, 230VAC 50A bypass breakers, dual 230VAC 50A input breakers, 500A shunt, 10 busbars, GSLC175-230 | Inventory Item | 1507 |  |  |  | No | Inverters | Soligent De-listing | 866.09
341-0105 | 341-0105 |  |  | Outback, Radian Prewired GS Load Center with two 175A breakers, dual 80A GFDI and PV breakers for two charge controllers, FLEXnet DC and three 500A shunts, 230VAC 50A bypass breakers, dual 230VAC 50A input breakers, 10 busbars, GSLC175-PV-230 | Inventory Item | 1819.44 |  |  |  | No | Inverters | Shippable | 1541.18
341-0106 | 341-0106 |  |  | OutBack, Radian Prewired GS Load Center with one 175A breaker, single 80A GFDI and PV breaker for one charge controller, FLEXnet DC and two 500A shunts, 2-pole 120/240VAC 50A bypass breakers, 2, 2-pole 120/240VAC 50A input breakers, 10 busbars, Polished Finish, GSLC175PV1-120/240 | Inventory Item | 2699.99 |  |  |  | No | Inverters | Vendor De-listing | 0
341-0107 | 341-0107 |  |  | Outback, Radian Prewired GS Load Center with one 175A breaker, single 80A GFDI and PV breaker for one charge controller, FLEXnet DC and two 500A shunts, 230VAC 50A bypass breakers, dual 230VAC 50A input breakers, 10 busbars, GSLC175PV1-230 | Inventory Item | 1815 |  |  |  | No | Inverters | Soligent De-listing | 1043.1
341-0109 | 341-0109 |  |  | Schneider Electric, CONEXT XW, SCP, System Control Panel, for XW and SW, 865-1050-01 | Inventory Item | 225.6 |  |  |  | No | Inverters | Vendor De-listing | 194.48
341-0111 | 341-0111 |  |  | Schneider Electric, CONEXT XW+ CONDUIT BOX, 865-1025-01 | Inventory Item | 142.27 |  |  |  | No | Inverters | Shippable | 133.38
341-0113 | 341-0113 |  |  | Schneider Electric, CONEXT XW, PDP, Power Distribution Panel, 1-Pole, 250A/160VDC Breaker, (No AC Breakers), 865-1014-01 | Inventory Item | 1017.87 |  |  |  | No | Inverters | Shippable | 877.47
341-0115 | 341-0115 |  |  | Schneider Electric, CONEXT Breaker Kit for PDP, 120/208VAC, 3-Pole, 60A, 3 Sets including: Square-D type QOU DIN-rail mountable AC breakers, jumpers, bypass, 865-1315-01 | Inventory Item | 314.6 |  |  |  | No | Inverters | Shippable | 271.21
341-0116 | 341-0116 |  |  | Schneider Electric, CONEXT XW+,MINI-PDP, POWER DISTRIBUTION PANEL For One Inverter ONLY, NOT Expandable,1-POLE 250A 160VDC, 3,2-POLE 60A AC Breakers & By-Pass, 120-240V, 865-1013-01 | Inventory Item | 1095.9 |  |  |  | No | Inverters | Soligent De-listing | 0
341-0119 | 341-0119 |  |  | Outback, Radian Prewired GS Load Center with two 175A breakers, 2-pole 120/240VAC 50A bypass breakers, 2, 2-pole 120/240VAC 50A input breakers, 500A shunt, 10 busbars, Powder-Coated Finish, GSLC175-120/240 | Inventory Item | 1380 |  |  |  | No | Inverters | Shippable | 1189.66
348-0001 | 348-0001 |  |  | Outback, FLEXpowerONE VFX3524, with Bypass, GFDI, Mate2, HUB4, RTS, FM80, FN-DC, SP, 120V-60Hz, FP1-1 | Inventory Item | 5388.99 |  | 3500 |  | No | Inverters | Vendor De-listing | 0
348-0002 | 348-0002 |  |  | Outback, FLEXpowerONE VFX3648, with Bypass, GFDI, Mate2, HUB4, RTS, FM80, FN-DC, SP, 120V-60Hz, FP1-2 | Inventory Item | 5388.99 |  | 3600 |  | No | Inverters | Vendor De-listing | 0
348-0003 | 348-0003 |  |  | Outback, FLEXpowerONE GVFX3524, with Bypass, GFDI, Mate2, HUB4, RTS, FM80, FN-DC, SP, 120V-60Hz, FP1-3 | Inventory Item | 5388.99 |  | 3500 |  | No | Inverters | Vendor De-listing | 0
348-0004 | 348-0004 |  |  | Outback, FLEXpowerONE GVFX3648, with Bypass, GFDI, Mate2, HUB4, RTS, FM80, FN-DC, SP, 120V-60Hz, FP1-4 | Inventory Item | 5388.99 |  | 3600 |  | No | Inverters | Vendor De-listing | 0
348-0005 | 348-0005 |  |  | Outback, FLEXpowerONE ROW VFX3024E, with Bypass, GFDI, Mate2, HUB4, RTS, FM80, FN-DC, SP, 230V-50Hz, FP1-5 | Inventory Item | 5388.99 |  | 3000 |  | No | Inverters | Vendor De-listing | 0
348-0006 | 348-0006 |  |  | Outback, FLEXpowerONE ROW VFX3048E, with Bypass, GFDI, Mate2, HUB4, RTS, FM80, FN-DC, SP, 230V-50Hz, FP1-6 | Inventory Item | 5388.99 |  | 3000 |  | No | Inverters | Vendor De-listing | 0
348-0007 | 348-0007 |  |  | Outback, FLEXpowerTWO FX2524T inverter, with Bypass, Mate2, HUB10, RTS, SP, X-240, 120/240V, 60Hz,FP2-32 | Inventory Item | 7588.99 |  | 2500 |  | No | Inverters | Vendor De-listing | 0
348-0008 | 348-0008 |  |  | Outback, FLEXpowerTWO FX3048T inverter, with Bypass, Mate2, HUB10, RTS, SP, X-240, 120/240V, 60Hz,FP2-31 | Inventory Item | 7588.99 |  | 6000 |  | No | Inverters | Vendor De-listing | 0
348-0009 | 348-0009 |  |  | Outback, FLEXpowerTWO VFX3648 inverters, 7.2kW with Bypass, Mate2, HUB10, RTS, SP, X-240, 120/240V, 60Hz, FP2-10 | Inventory Item | 7588.99 |  | 7200 |  | No | Inverters | Vendor De-listing | 0
348-0010 | 348-0010 |  |  | Outback, FLEXpowerTWO VFX3524 inverters, 7kW with Bypass, Mate2, HUB10, RTS, SP, X-240, 120/240V, 60Hz, FP2-12 | Inventory Item | 7588.99 |  | 3500 |  | No | Inverters | Vendor De-listing | 0
348-0011 | 348-0011 |  |  | Outback, FLEXpowerTWO GVFX3524 inverters, 7kW with Bypass, Mate2, HUB10, RTS, SP,120/240V, 60Hz, FP2-28 | Inventory Item | 7588.99 |  | 3500 |  | No | Inverters | Vendor De-listing | 0
348-0012 | 348-0012 |  |  | Outback, FLEXpowerTWO GVFX3648 inverters, 7.2kW with Bypass, Mate2, HUB10, RTS,SP,120/240V, 60Hz, FP2-29 | Inventory Item | 7588.99 |  | 7200 |  | No | Inverters | Vendor De-listing | 0
348-0013 | 348-0013 |  |  | Outback, FLEXpowerTWO VFX3048E ROW Inverters, 6kW with 230VAC Bypass, Mate2, HUB10, RTS, 230V, 50Hz, FP2-22 | Inventory Item | 7588.99 |  | 6000 |  | No | Inverters | Vendor De-listing | 0
348-0014 | 348-0014 |  |  | Outback, FLEXpowerTWO VFX3024E ROW inverters 6kW with 230VAC Bypass, Mate2, HUB10, RTS, SP, 120/240V, 60Hz, FP2-24 | Inventory Item | 7588.99 |  | 6000 |  | No | Inverters | Vendor De-listing | 0
348-0015 | 348-0015 |  |  | Outback, FLEXpowerTWO GTFX3048-HI inverters, 6kW with Bypass, Mate2, HUB10, RTS,SP,120/240V, 60Hz, FP2-30 | Inventory Item | 7588.99 |  | 6000 |  | No | Inverters | Vendor De-listing | 0
348-0016 | 348-0016 |  |  | Midnite Solar, Pre-Wired Grid Tied System, 120VAC, GVFX3524 Inverter, Classic 150, Mate, MNE250AL-Plus E-Panel, 2 MNSPD300, 2 BTS, MNEPLUSGVFX3524CL150 | Inventory Item | 0 |  | 3500 |  | No | Inverters | Vendor De-listing | 0
348-0017 | 348-0017 |  |  | Outback, FLEXpowerONE GTFX2524-HI, with Bypass, 250A DC Breaker, GFDI, Mate2, HUB4, RTS, FM80, SP, 120V-60Hz, FP1-36 | Inventory Item | 4728.99 |  | 2500 |  | No | Inverters | Vendor De-listing | 0
348-0018 | 348-0018 |  |  | Outback, FLEXpowerONE GTFX3048-HI, with Bypass, 175A DC Breaker, GFDI, Mate2, HUB4, RTS, FM80, SP, 120V-60Hz, FP1-37 | Inventory Item | 4728.99 |  | 3000 |  | No | Inverters | Vendor De-listing | 0
348-0019 | 348-0019 |  |  | Outback, FLEXpowerONE FX3048T, with Bypass, GFDI, Mate2, HUB4, RTS, FM80, FN-DC, SP, 120V-60Hz, FP1-26 | Inventory Item | 5168.99 |  | 3000 |  | No | Inverters | Vendor De-listing | 0
348-0020 | 348-0020 |  |  | Midnite Solar, Pre-Wired Grid Tied System, 120/240VAC, 2 GVFX3648 Inverters, 2 Classic 150, Mate, Hub4, 2 MNE175AL E-Panels, 3 MNSPD300, 3 BTS, MNEPLUSGVFX3648CL150DUAL | Inventory Item | 12649.99 |  | 7000 |  | No | Inverters | Soligent De-listing | 0
348-0021 | 348-0021 |  |  | Midnite Solar, Pre-Wired Off Grid System, 120VAC, MS4024 Inverter, Classic 150, RC50 display, MNE250STM E-Panel, 2 MNSPD300, MNEMS4024CL150 | Inventory Item | 6125.9 |  | 4000 |  | No | Inverters | Soligent De-listing | 3520.63
348-0022 | 348-0022 |  |  | Midnite Solar, Pre-Wired AC Coupled System in D3R Battery Box, 120/240VAC, MS4024PAE Inverter, ME-RTR LCD Router, 50A 2-P Bypass, 30A 2-P Main, 15A 2-P GT inverter breaker & relay, 250ADC breaker and Shunt, Cables for 4 Golf Cart Batteries, MND3RACCPLME | Inventory Item | 7423.9 |  | 4000 |  | No | Inverters | Vendor De-listing | 0
348-0023 | 348-0023 |  |  | Midnite Solar, Pre-Wired AC Coupled System, 120/240VAC, 1 MS4024PAE Inverter, ME-RTR LCD & Router, MNE250STM-240 E-Panel, 15A 2-P GT inverter breaker & relay, 2 MNSPD300, MNEMS4024PAEACCPL | Inventory Item | 6803.99 |  | 4000 |  | No | Inverters | Soligent De-listing | 0
348-0024 | 348-0024 |  |  | Midnite Solar, Pre-Wired AC Coupled System, 120/240VAC, 2 MS4024PAE Inverters, ME-RTR LCD & Router, 2 MNE250STM-240 E-Panels on Backplate, 30A 2-P GT inverter breaker & relay, 2 MNSPD300, MNEMS4024PAEACCPL-Dual | Inventory Item | 12779 |  | 8000 |  | No | Inverters | Soligent De-listing | 0
348-0025 | 348-0025 |  |  | Midnite Solar, Pre-Wired AC Coupled System, 120/240VAC, 3 MS4024PAE Inverters, ME-RTR LCD & Router, 3 MNE250STM-240 E-Panels & NotaGutter on backboard, 45A 2-P GT inverter breaker & relay, 2 MNSPD300, MNEMS4024PAEACCPL-Triple | Inventory Item | 17351.99 |  | 12000 |  | No | Inverters | Soligent De-listing | 0
348-0026 | 348-0026 |  |  | Midnite Solar, Pre-Wired AC Coupled System, 120/240VAC, 4 MS4024PAE Inverters, ME-RTR LCD & Router, 4 MNE250STM-240 E-Panels & NotaGutter on backboard, 60A 2-P GT inverter breaker & relay, 2 MNSPD300, MNEMS4024PAEACCPL-Quad | Inventory Item | 25140 |  | 16000 |  | No | Inverters | Soligent De-listing | 0
348-0028 | 348-0028 |  |  | Midnite Solar, DO NOT USE - WRONG ITEM TYPE. Custom Pre-Wired System, AC Coupled, Enter Quote Number and Custom Price | Inventory Item | 0 |  |  |  | No | Inverters | Soligent De-listing | 0
348-0029 | 348-0029 |  |  | Midnite Solar, DO NOT USE - WRONG ITEM TYPE. Custom Pre-Wired System, Grid-Tie with Battery back-up, Enter Quote Number and Custom Price | Inventory Item | 0 |  |  |  | No | Inverters | Soligent De-listing | 0
348-0030 | 348-0030 |  |  | Outback, FLEXpowerTWO GTFX3048 inverters 6kW with 120VAC Bypass, Mate2, HUB10, RTS, SP, 120/240V, 60Hz, FP2-25 | Inventory Item | 7588.99 |  | 6000 |  | No | Inverters | Vendor De-listing | 0
348-0031 | 348-0031 |  |  | Outback, FLEXpowerTWO GTFX2524-HI inverter, with Bypass, Mate2, HUB10, RTS, SP, X-240, 120/240V, 60Hz, FP2-33 | Inventory Item | 7588.99 |  | 2500 |  | No | Inverters | Vendor De-listing | 0
348-0032 | 348-0032 |  |  | Outback, FLEXpowerONE, VFX3524, 3500W, 60Hz, 120VAC Bypass, 24VDC, GFDI, Mate3, HUB10, RTS, FM80, FN-DC, SP, FP1 VFX3524 | Inventory Item | 6728.12 |  | 3500 |  | No | Inverters | Vendor De-listing | 0
348-0033 | 348-0033 |  |  | Outback, FLEXpowerONE, VFX3648, 3600W, 60Hz, 120VAC Bypass, 48VDC, GFDI, Mate3, HUB10, RTS, FM80, FN-DC, SP, FP1 VFX3648 | Inventory Item | 6728.12 |  | 3600 |  | No | Inverters | Vendor De-listing | 0
348-0034 | 348-0034 |  |  | Outback, FLEXpowerONE, GVFX3524, 3500W, 60Hz, 120VAC Bypass, 24VDC, GFDI, Mate3, HUB10, RTS, FM80, FN-DC, SP, FP1 GVFX3524 | Inventory Item | 6728.12 |  | 3500 |  | No | Inverters | Vendor De-listing | 0
348-0035 | 348-0035 |  |  | Outback, FLEXpowerONE, GVFX3648, 3600W, 60Hz, 120VAC Bypass, 48VDC, GFDI, Mate3, HUB10, RTS, FM80, FN-DC, SP, FP1 GVFX3648 | Inventory Item | 6728.12 |  | 3600 |  | No | Inverters | Vendor De-listing | 0
348-0036 | 348-0036 |  |  | Outback, FLEXpowerONE, ROW VFX3024E, 3000W, 50Hz, 230VAC Bypass, 24VDC, GFDI, Mate3, HUB10, RTS, FM80, FN-DC, SP, FP1 VFX3024E | Inventory Item | 6339.88 |  | 3000 |  | No | Inverters | Vendor De-listing | 0
348-0037 | 348-0037 |  |  | Outback, FLEXpowerONE, ROW VFX3048E, 3000W, 50Hz, 230VAC Bypass, 48VDC, GFDI, Mate3, HUB10, RTS, FM80, FN-DC, SP, FP1 VFX3048E | Inventory Item | 6339.88 |  | 3000 |  | No | Inverters | Vendor De-listing | 0
348-0038 | 348-0038 |  |  | Outback, FLEXpowerTWO, Dual FX2524T, 5000W, 60Hz, 120/240VAC Bypass, 24VDC, GFDI, Mate3, HUB10, RTS, Dual FM80, FN-DC, SP, X-240, FP2 FX2524T | Inventory Item | 12163.41 |  | 5000 |  | No | Inverters | Vendor De-listing | 0
348-0039 | 348-0039 |  |  | Outback, FLEXpowerTWO, Dual FX3048T, 6000W, 60Hz, 120/240VAC Bypass, 48VDC, GFDI, Mate3, HUB10, RTS, Dual FM80, FN-DC, SP, X-240, FP2 FX3048T | Inventory Item | 12163.41 |  | 6000 |  | No | Inverters | Vendor De-listing | 0
348-0040 | 348-0040 |  |  | Outback, FLEXpowerTWO, Dual VFX3648, 7200W, 60Hz, 120/240VAC Bypass, 48VDC, GFDI, Mate3, HUB10, RTS, Dual FM80, FN-DC, SP, X-240, FP2 VFX3648 | Inventory Item | 12551.68 |  | 7200 |  | No | Inverters | Vendor De-listing | 0
348-0041 | 348-0041 |  |  | Outback, FLEXpowerTWO, Dual VFX3524, 7000W, 60Hz, 120/240VAC Bypass, 24VDC, GFDI, Mate3, HUB10, RTS, Dual FM80, FN-DC, SP, X-240, FP2 VFX3524 | Inventory Item | 12551.65 |  | 7000 |  | No | Inverters | Vendor De-listing | 0
348-0042 | 348-0042 |  |  | Outback, FLEXpowerTWO, Dual GVFX3524, 7000W, 60Hz, 120/240VAC Bypass, 24VDC, GFDI, Mate3, HUB10, RTS, Dual FM80, FN-DC, SP, FP2 GVFX3524 | Inventory Item | 12163.41 |  | 7000 |  | No | Inverters | Vendor De-listing | 0
348-0043 | 348-0043 |  |  | Outback, FLEXpowerTWO, Dual GVFX3648, 7200W, 60Hz, 120/240VAC Bypass, 48VDC, GFDI, Mate3, HUB10, RTS, Dual FM80, FN-DC, SP, FP2 GVFX3648 | Inventory Item | 12163.41 |  | 7200 |  | No | Inverters | Vendor De-listing | 0
348-0044 | 348-0044 |  |  | Outback, FLEXpowerTWO, ROW Dual VFX3048E, 6000W, 50Hz, 230VAC Bypass, 48VDC, GFDI, Mate3, HUB10, RTS, Dual FM80, FN-DC, SP, FP2 VFX3048E | Inventory Item | 11904.59 |  | 6000 |  | No | Inverters | Vendor De-listing | 0
348-0045 | 348-0045 |  |  | Outback, FLEXpowerTWO, ROW Dual VFX3024E, 6000W, 50Hz, 230VAC Bypass, 24VDC, GFDI, Mate3, HUB10, RTS, Dual FM80, FN-DC, SP, FP2 VFX3024E | Inventory Item | 11904.59 |  | 6000 |  | No | Inverters | Vendor De-listing | 0
348-0046 | 348-0046 |  |  | Outback, FLEXpowerTWO, Dual GTFX3048-HI, 6000W, 60Hz, 120/240VAC Bypass, 48VDC, GFDI, Mate3, HUB10, RTS, Dual FM80, FN-DC, SP, for Hawaii, FP2 GTFX3048-HI | Inventory Item | 11904.59 |  | 6000 |  | No | Inverters | Vendor De-listing | 0
348-0047 | 348-0047 |  |  | Outback, FLEXpowerONE, GTFX2524-HI, 2500W, 60Hz, 120VAC Bypass, 24VDC, GFDI, Mate3, HUB10, RTS, FM80, FN-DC, SP, for Hawaii, FP1 GTFX2524-HI | Inventory Item | 6469.29 |  | 2500 |  | No | Inverters | Vendor De-listing | 0
348-0048 | 348-0048 |  |  | Outback, FLEXpowerONE, GTFX3048-HI, 3000W, 60Hz, 120VAC Bypass, 48VDC, GFDI, Mate3, HUB10, RTS, FM80, FN-DC, SP, for Hawaii, FP1 GTFX3048-HI | Inventory Item | 6469.29 |  | 3000 |  | No | Inverters | Vendor De-listing | 0
348-0049 | 348-0049 |  |  | Outback, FLEXpowerONE, FX3048T, 3000W, 60Hz, 120VAC Bypass, 48VDC, GFDI, Mate3, HUB10, RTS, FM80, FN-DC, SP, FP1 FX3048T | Inventory Item | 6469.29 |  | 3000 |  | No | Inverters | Vendor De-listing | 0
348-0050 | 348-0050 |  |  | Outback, FLEXpowerTWO, Dual GTFX3048, 6000W, 60Hz, 120/240VAC Bypass, 48VDC, GFDI, Mate3, HUB10, RTS, Dual FM80, FN-DC, SP, FP2 GTFX3048 | Inventory Item | 11904.59 |  | 6000 |  | No | Inverters | Vendor De-listing | 0
348-0051 | 348-0051 |  |  | Outback, FLEXpowerTWO, Dual GTFX2524-HI, 5000W, 60Hz, 120/240VAC Bypass, 24VDC, GFDI, Mate3, HUB10, RTS, Dual FM80, FN-DC, SP, FP2 GTFX2524-HI | Inventory Item | 11904.59 |  | 6000 |  | No | Inverters | Vendor De-listing | 0
348-0053 | 348-0053 |  |  | Outback, FLEXpowerONE, GTFX3048, 3000W, 60Hz, 120VAC Bypass, 48VDC, GFDI, Mate3, HUB10, RTS, FM80, FN-DC, SP, FP1 GTFX3048 | Inventory Item | 6469.98 |  | 3000 |  | No | Inverters | Vendor De-listing | 0
348-0054 | 348-0054 |  |  | Outback, FLEXpowerONE, ROW GVFX3024E, 3000W, 50Hz, 230VAC Bypass, 24VDC, GFDI, Mate3, HUB10, RTS, FM80, FN-DC, SP, FP1 GVFX3024E | Inventory Item | 6340 |  | 3000 |  | No | Inverters | Vendor De-listing | 0
348-0055 | 348-0055 |  |  | Outback, FLEXpowerONE, ROW GVFX3048E, 3000W, 50Hz, 230VAC Bypass, 48VDC, GFDI, Mate3, HUB10, RTS, FM80, FN-DC, SP, FP1 GVFX3048E | Inventory Item | 6339.98 |  | 3000 |  | No | Inverters | Vendor De-listing | 0
348-0056 | 348-0056 |  |  | Outback, FLEXpowerONE, FX2524T, 2500W, 60Hz, 120VAC Bypass, 24VDC, GFDI, Mate3, HUB10, RTS, FM80, FN-DC, SP, FP1 FX2524T | Inventory Item | 6469.98 |  | 2500 |  | No | Inverters | Vendor De-listing | 0
348-0057 | 348-0057 |  |  | Midnite Solar, Pre-Wired AC Coupled System, 120/240VAC, 1 Schneider XW6048 inverter with SCP, MNE250XW E-Panel, Bypass built-in, 3 MNSPD300’s, 250ADC breaker and Shunt, AGS, MNXWAC6048-AGS | Inventory Item | 11582 |  | 6000 |  | No | Inverters | Soligent De-listing | 0
348-0059 | 348-0059 |  |  | MidNite Solar, Pre-Wired Off Grid System, 120/240VAC, 2 MS4448PAE 4400W 48V Inverters, Magnum Router, 2 MNE175STM-L-240 White Steel E-Panels, 2 Classic 200 & 4 Breakers, 4 MN-SPD, MNEMS4448PAE-2CL200 | Inventory Item | 7837.5 |  | 4000 |  | No | Inverters | Soligent De-listing | 4504.31
348-0061 | 348-0061 |  |  | Midnite Solar, Pre-Wired Off Grid System, 120VAC, MM1524AE 1500W Inverter, Classic 150 & WhizBang Jr., RC50 display, MNE175STM-240 E-Panel, 2 MNSPD, MNEMM1524AECL150 | Inventory Item | 3903.9 |  | 1500 |  | No | Inverters | Vendor De-listing | 0
348-0062 | 348-0062 |  |  | Outback, FLEXpowerTHREE, Triple FX3048, 9kW, 60Hz, 208VAC Bypass, 48VDC, GFDI, Mate3, HUB10.3, RTS, (3) FM80, FN-DC, SP, X-240, FP3 FX3048T | Inventory Item | 21028 |  | 9000 |  | No | Inverters | Vendor De-listing | 0
348-0063 | 348-0063 |  |  | Outback, FLEXpowerTHREE, Triple VFX3648, 10.8kW, 60Hz, 208VAC Bypass, 48VDC, GFDI, Mate3, HUB10.3, RTS, (3) FM80, FN-DC, SP,FP3 VFX3648 | Inventory Item | 21805 |  | 10800 |  | No | Inverters | Vendor De-listing | 0
348-0064 | 348-0064 |  |  | Outback, FLEXpowerFOUR, Quad FX3048, 12kW, 60Hz, 240VAC Bypass, 48VDC, GFDI, Mate3, HUB10.3, RTS, (4) FM80, FN-DC, SP, X-240, FP4 FX3048T | Inventory Item | 24458 |  | 12000 |  | No | Inverters | Vendor De-listing | 0
348-0065 | 348-0065 |  |  | Outback, FLEXpowerFOUR, Quad VFX3648, 14.4kW, 60Hz, 240VAC Bypass, 48VDC, GFDI, Mate3, HUB10.3, RTS, (4) FM80, FN-DC, SP, X-240, FP4 VFX3648 | Inventory Item | 25493 |  | 14400 |  | No | Inverters | Vendor De-listing | 0
348-0068 | 348-0068 |  |  | Outback, FLEXpowerONE, FXR2524A Inverter/Charger 2.5kW FLEXpower One, prewired AC and DC boxes with 120Vac Bypass, NEMA 5-15R Outlet, 250A DC breaker, GFDI, 80Amp charge controller breaker, Mate 3 HUB 10.3, RTS, FLEXmax 80, FLEXnet DC and surge protector, FP1 FXR2524A | Inventory Item | 6625.18 |  | 2500 |  | No | Inverters | Vendor De-listing | 0
348-0069 | 348-0069 |  |  | Outback, FLEXpowerONE, VFXR3524A Inverter/Charger 3.5kW FLEXpower One, prewired AC and DC boxes with 120Vac Bypass, NEMA 5-15R Outlet, 250A DC breaker, GFDI, 80Amp charge controller breaker, Mate 3 HUB 10.3, RTS, FLEXmax 80, FLEXnet DC and surge protector, FP1 VFXR3524A | Inventory Item | 6890.24 |  | 3500 |  | No | Inverters | Vendor De-listing | 0
348-0070 | 348-0070 |  |  | Outback, FLEXpowerONE, FXR3048A Inverter/Charger 3kW FLEXpower One, prewired AC and DC boxes with 120Vac Bypass, NEMA 5-15R Outlet, 175A DC breaker, GFDI, 80Amp charge controller breaker, Mate 3 HUB 10.3, RTS, FLEXmax 80, FLEXnet DC and surge protector, FP1 FXR3048A | Inventory Item | 6625.18 |  | 3000 |  | No | Inverters | Vendor De-listing | 0
348-0071 | 348-0071 |  |  | Outback, FLEXpowerONE, VFXR3648A Inverter/Charger 3.6kW FLEXpower One, prewired AC and DC boxes with 120Vac Bypass, NEMA 5-15R Outlet, 175A DC breaker, GFDI, 80Amp charge controller breaker, Mate 3 HUB 10.3, RTS, FLEXmax 80, FLEXnet DC and surge protector, FP1 VFXR3648A | Inventory Item | 6890.24 |  | 3600 |  | No | Inverters | Vendor De-listing | 0
348-0072 | 348-0072 |  |  | Outback, FLEXpowerONE, ROW, VFXR3048E ROW Inverter/Charger 3kW FLEXpower One, prewired AC and DC boxes with 230Vac Bypass, 175A DC breaker, GFDI, 80Amp charge controller breaker, Mate 3 HUB 10.3, RTS, FLEXmax 80, FLEXnet DC and surge protector, FP1 VFXR3048E | Inventory Item | 3846.07 |  | 3000 |  | No | Inverters | Soligent De-listing | 3167.35
348-0073 | 348-0073 |  |  | Outback, FLEXpowerONE, ROW, VFXR3024E ROW Inverter/Charger 3kW FLEXpower One, prewired AC and DC boxes with 120Vac Bypass, NEMA 5-15R Outlet, 250A DC breaker, GFDI, 80Amp charge controller breaker, Mate 3 HUB 10.3, RTS, FLEXmax 80, FLEXnet DC and surge protector, FP1 VFXR3024E | Inventory Item | 4081.79 |  | 3000 |  | No | Inverters | Soligent De-listing | 3361.47
348-0074 | 348-0074 |  |  | Outback, FLEXpowerTWO, Dual FXR3524A 7.0kW FLEXpower TWO, prewired AC & DC boxes with AC bypass 250A DC breakers, PNL-GFDI-80D and 80 Amp charge controller breakers, HUB 10.3, RTS, FLEXnet DC, surge protectors plus two FLEXmax 80 MPPT controllers, MATE3 and brackets , FP2 FXR3524A | Inventory Item | 12810 |  |  |  | No | Inverters | Vendor De-listing | 0
348-0075 | 348-0075 |  |  | Outback, FLEXpowerTWO, Dual VFXR3524A 7.0kW FLEXpower TWO, prewired AC & DC boxes with AC bypass 250A DC breakers, PNL-GFDI-80D and 80 Amp charge controller breakers, HUB 10.3, RTS, FLEXnet DC, surge protectors plus two FLEXmax 80 MPPT controllers, MATE3 and brackets , FP2 VFXR3524A | Inventory Item | 12854.1 |  | 7000 |  | No | Inverters | Vendor De-listing | 0
348-0076 | 348-0076 |  |  | Outback, FLEXpowerTWO, Dual VFXR3648A 7.2kW FLEXpower TWO, prewired AC & DC boxes with AC bypass 175A DC breakers, PNL-GFDI-80D and 80 Amp charge controller breakers, HUB 10.3, RTS, FLEXnet DC, surge protectors plus two FLEXmax 80 MPPT controllers, MATE3 and brackets , FP2 VFXR3648A | Inventory Item | 7620.64 |  | 7200 |  | No | Inverters | Vendor De-listing | 0
348-0077 | 348-0077 |  |  | Outback, FLEXpowerTWO, Dual FXR3048A 6.0kW FLEXpower TWO, prewired AC & DC boxes with AC bypass 175A DC breakers, PNL-GFDI-80D and 80 Amp charge controller breakers, HUB 10.3, RTS, FLEXnet DC, surge protectors plus two FLEXmax 80 MPPT controllers, MATE3 and brackets , FP2 FXR3048A | Inventory Item | 12456.5 |  | 6000 |  | No | Inverters | Vendor De-listing | 0
348-0078 | 348-0078 |  |  | Outback, FLEXpowerTHREE, Triple FXR3048A 9kW FLEXpower THREE, Pre-wired AC and DC boxes with AC Bypass, 175A DC breakers, PNL-GFDI-80Q and 80 Amp charge controller breakers, HUB 10.3, RTS, FLEXnet DC and surge protectors plus three FLEXmax 80 MPPT charge controllers, MATE3 and brackets , FP3 FXR3048A | Inventory Item | 21416 |  |  |  | No | Inverters | Soligent De-listing | 0
348-0079 | 348-0079 |  |  | Outback, FLEXpowerTHREE, Triple VFXR3648A 10.8kW FLEXpower THREE, Pre-wired AC and DC boxes with AC Bypass, 175A DC breakers, PNL-GFDI-80Q and 80 Amp charge controller breakers, HUB 10.3, RTS, FLEXnet DC and surge protectors plus three FLEXmax 80 MPPT charge controllers, MATE3 and brackets , FP3 VFXR3648A | Inventory Item | 22330 |  | 10800 |  | No | Inverters | Vendor De-listing | 0
348-0080 | 348-0080 |  |  | Outback, FLEXpowerFOUR, Quad FXR3048A 12kW FLEXpower FOUR Pre-wired AC and DC boxes with AC Bypass, 175A DC breakers, PNL-GFDI-80Q and 80 Amp charge controller breakers, HUB 10.3, RTS, FLEXnet DC, surge protectors plus four FLEXmax 80 MPPT charge controllers, MATE3 and brackets-Coming June , FP4 FXR3048A | Inventory Item | 25576.98 |  | 12000 |  | No | Inverters | Vendor De-listing | 0
348-0081 | 348-0081 |  |  | Outback, FLEXpowerFOUR, Quad VFXR3648A 14.4kW FLEXpower FOUR Pre-wired AC and DC boxes with AC Bypass, 175A DC breakers, PNL-GFDI-80Q and 80 Amp charge controller breakers, HUB 10.3, RTS, FLEXnet DC, surge protectors plus four FLEXmax 80 MPPT charge controllers, MATE3 and brackets -Coming June , FP4 VFXR3648A | Inventory Item | 26637.22 |  | 14400 |  | No | Inverters | Vendor De-listing | 0
348-0082 | 348-0082 |  |  | Midnite Solar, Pre-Wired Grid Tied System, 120/240VAC Schneider Conext XW+ 5548 Inverter, MNE250XWP-SINGLE E-Panel, MNXWPAC5548 | Inventory Item | 8228 |  | 5500 |  | No | Inverters | Soligent De-listing | 4728.74
348-0083 | 348-0083 |  |  | Midnite Solar, Pre-Wired Grid Tied System, 120/240VAC Schneider Conext XW+ 6848, MNE250XWP-SINGLE E-Panel, MNXWPAC6848 | Inventory Item | 9080.5 |  | 6800 |  | No | Inverters | Soligent De-listing | 5218.68
348-0084 | 348-0084 |  |  | Outback, FLEXpower AC Coupling System, includes one each Radian GS8048A, GSLC175-AC-120/240, MATE3 and FW-MB3 Bracket , FPR-AC-8048A | Inventory Item | 11518 |  | 8000 |  | No | Inverters | Vendor De-listing | 0
348-0085 | 348-0085 |  |  | Outback, FLEXpower AC Coupling System, includes one each Radian GS4048A, GSLC175-AC-120/240, MATE3 and FW-MB3 Bracket, FPR-AC-4048A | Inventory Item | 8282 |  | 4000 |  | No | Inverters | Vendor De-listing | 0
348-0086 | 348-0086 |  |  | Outback, FLEXpower Radian, GS4048A, 4.0kW, 120/240Vac, all prewired AC & DC, GSLC175-PV1-120/240, with AC bypass, 1, 175A DC breaker, GFDI-80, 1, 80 Amp charge controller breaker, HUB 10.3, RTS, FLEXnet DC, surge protectors, 1, FLEXmax 80 MPPT controller, MATE3 and mounting back plate, FPR-4048A | Inventory Item | 11921.08 |  | 4000 |  | No | Inverters | Vendor De-listing | 0
348-0087 | 348-0087 |  |  | Outback, FLEXpower Radian, GS8048A, 8.0kW, 120/240Vac, all prewired AC & DC, GSLC175-PV-120/240, with AC bypass, 2, 175A DC breakers, GFDI-80D, 2, 80 Amp charge controller breakers, HUB 10.3, RTS, FLEXnet DC, surge protectors, 2, FLEXmax 80 MPPT controllers, MATE3 and mounting back plate, FPR-8048A | Inventory Item | 15240.96 |  | 8000 |  | No | Inverters | Vendor De-listing | 0
348-0089 | 348-0089 |  |  | Outback, FLEXpowerTWO Dual FXR2524A 5.0kW FLEXpower TWO, prewired AC & DC boxes with AC bypass 250A DC breakers, PNL-GFDI-80D & 80 Amp cc breakers, HUB 10.3, RTS, FLEXnet DC, surge protectors plus two FLEXmax 80 MPPT controllers, MATE3 & brackets, FP2 FXR2524A | Inventory Item | 12456.5 |  | 5000 |  | No | Inverters | Vendor De-listing | 0
348-0090 | 348-0090 |  |  | Outback, FLEXpowerTWO, ROW, Dual VFXR3048E 6kW FLEXpower TWO, Pre-wired AC & DC boxes with 230Vac Bypass, 175ADC breakers, PNL-GFDI-80D & 80 Amp cc breakers, HUB, RTS, FLEXnet DC, & surge protectors plus two FLEXmax 80 MPPT ccs, MATE3 & brackets, FP2 VFXR3048E | Inventory Item | 7224.64 |  | 6000 |  | No | Inverters | Soligent De-listing | 5949.71
348-0091 | 348-0091 |  |  | Outback, FLEXpowerTWO, ROW, Dual VFXR3024E 6kW FLEXpower TWO, Pre-wired AC & DC boxes with 230Vac Bypass, 250ADC breakers, PNL-GFDI-80D & 80 Amp cc breakers, HUB, RTS, FLEXnet DC, & surge protectors plus two FLEXmax 80 MPPT ccs, MATE3 & brackets, FP2 VFXR3024E | Inventory Item | 7617.5 |  | 6000 |  | No | Inverters | Soligent De-listing | 6273.24
348-0092 | 348-0092 |  |  | Outback, FLEXpowerTHREE, ROW, Three VFXR3048E 9kW FLEXpower THREE, Pre-wired AC & DC boxes with AC Bypass, 175A DC breakers, PNL-GFDI-80Q & 80 Amp cc breakers, HUB 10.3, RTS, FLEXnet DC, surge protectors plus three FLEXmax 80 MPPT ccs, MATE3 & brackets, FP3 VFXR3048E | Inventory Item | 12256.36 |  | 9000 |  | No | Inverters | Soligent De-listing | 10093.47
348-0093 | 348-0093 |  |  | Outback, FLEXpowerTHREE, ROW, Three VFXR3024E 9kW FLEXpower THREE, Pre-wired AC & DC boxes with AC Bypass, 250A DC breakers, PNL-GFDI-80Q & 80 Amp cc breakers, HUB 10.3, RTS, FLEXnet DC, surge protectors plus three FLEXmax 80 MPPT ccs, MATE3 & brackets, FP3 VFXR3024E | Inventory Item | 12256.36 |  | 9000 |  | No | Inverters | Soligent De-listing | 10093.47
348-0094 | 348-0094 |  |  | Outback, FLEXpowerTHREE, ROW, Three FXR2024E 6kW FLEXpower THREE,Pre-wired AC & DC boxes with AC Bypass, 250A DC breakers, PNL-GFDI-80Q & 80 Amp cc breakers, HUB 10.3, RTS, FLEXnet DC, surge protectors plus three FLEXmax 80 MPPT ccs, MATE3 & brackets, FP3 FXR2024E | Inventory Item | 12256.36 |  | 6000 |  | No | Inverters | Soligent De-listing | 10093.47
348-0095 | 348-0095 |  |  | Outback, FLEXpowerFOUR, ROW, Four VFXR3048E 12kW FLEXpower FOUR, Pre-wired AC & DC boxes with AC Bypass, 250A DC breakers, PNL-GFDI-80Q & 80 Amp cc breakers, HUB 10.3, RTS, FLEXnet DC, surge protectors plus four FLEXmax 80 MPPT ccs, MATE3 & brackets, FP4 VFXR3048E | Inventory Item | 14299.21 |  | 12000 |  | No | Inverters | Soligent De-listing | 11775.82
348-0096 | 348-0096 |  |  | Outback, FLEXpowerFOUR, ROW Four FXR2348E 9.2kW FLEXpower FOUR Pre-wired AC & DC boxes with AC Bypass, 250A DC breakers, PNL-GFDI-80Q & 80 Amp cc breakers, HUB 10.3, RTS, FLEXnet DC, surge protectors plus four FLEXmax 80 MPPT ccs, MATE3 & brackets, FP4 FXR2348E | Inventory Item | 13356.36 |  | 9200 |  | No | Inverters | Soligent De-listing | 10999.35
348-0097 | 348-0097 |  |  | Outback, FLEXpower Radian, GS8048A-01, 8.0kW, 120/240Vac, all prewired AC & DC, GSLC175-PV-120/240, with AC bypass, 2, 175A DC breakers, GFDI-80D, 2, 80 Amp charge controller breakers, HUB 10.3, RTS, FLEXnet DC, surge protectors, 2 FLEXmax 80 MPPT controllers, MATE3-S and mounting back plate, UL1741-SA, FPR-8048A-01 | Inventory Item | 7194.94 |  | 8000 |  | No | Inverters | Shippable | 6848.19
348-0097 : 348-0097_S | 348-0097_S |  |  | Outback, FLEXpower Radian, GS8048A-01, 8.0kW, 120/240Vac, all prewired AC & DC, GSLC175-PV-120/240, with AC bypass, 2, 175A DC breakers, GFDI-80D, 2, 80 Amp charge controller breakers, HUB 10.3, RTS, FLEXnet DC, surge protectors, 2 FLEXmax 80 MPPT controllers, MATE3-S and mounting back plate, UL1741-SA, FPR-8048A-01 | Inventory Item | 7165.93 |  | 8000 |  | No | Inverters | Soligent De-listing | 6913.01
348-0098 | 348-0098 |  |  | Outback, FLEXpower Radian, GS4048A-01, 4.0kW, 120/240Vac, all prewired AC & DC, GSLC175-PV1-120/240, with AC bypass, 1, 175A DC breaker, GFDI-80, 1, 80 Amp charge controller breaker, HUB 10.3, RTS, FLEXnet DC, surge protectors, 1 FLEXmax 80 MPPT controller, MATE3-S and mounting back plate, UL1741-SA, FPR-4048A-01 | Inventory Item | 5148.1 |  | 4000 |  | No | Inverters | Shippable | 4900
348-0098 : 348-0098_S | 348-0098_S |  |  | Outback, FLEXpower Radian, GS4048A-01, 4.0kW, 120/240Vac, all prewired AC & DC, GSLC175-PV1-120/240, with AC bypass, 1, 175A DC breaker, GFDI-80, 1, 80 Amp charge controller breaker, HUB 10.3, RTS, FLEXnet DC, surge protectors, 1 FLEXmax 80 MPPT controller, MATE3-S and mounting back plate, UL1741-SA, FPR-4048A-01 | Inventory Item | 4665.78 |  | 4000 |  | No | Inverters | Soligent De-listing | 4501.11
348-0099 : 348-0099_S | 348-0099_S |  |  | Outback, FLEXpowerONE, VFXR3648A-01, Inverter/Charger 3.6kW FLEXpower One, prewired AC and DC boxes with 120Vac Bypass, NEMA 5-15R Outlet, 175A DC breaker, GFDI, 80Amp charge controller breaker, Mate3-S, HUB 10.3, RTS, 1 FLEXmax 80, FLEXnet DC and surge protector, UL1741-SA, FP1 VFXR3648A-01 | Inventory Item | 3658.67 |  | 3600 |  | No | Inverters | Soligent De-listing | 3529.54
348-0100 | 348-0100 |  |  | Outback, FLEXpowerONE, VFXR3524A-01, Inverter/Charger 3.5kW FLEXpower One, prewired AC and DC boxes with 120Vac Bypass, NEMA 5-15R Outlet, 250A DC breaker, GFDI, 80Amp charge controller breaker, Mate3-S, HUB 10.3, RTS, 1 FLEXmax 80, FLEXnet DC and surge protector, UL1741-SA, FP1 VFXR3524A-01 | Inventory Item | 4491.14 |  | 3500 |  | No | Inverters | Shippable | 4274.7
348-0100 : 348-0100_S | 348-0100_S |  |  | Outback, FLEXpowerONE, VFXR3524A-01, Inverter/Charger 3.5kW FLEXpower One, prewired AC and DC boxes with 120Vac Bypass, NEMA 5-15R Outlet, 250A DC breaker, GFDI, 80Amp charge controller breaker, Mate3-S, HUB 10.3, RTS, 1 FLEXmax 80, FLEXnet DC and surge protector, UL1741-SA, FP1 VFXR3524A-01 | Inventory Item | 3658.67 |  | 3500 |  | No | Inverters | Soligent De-listing | 3529.54
348-0101 | 348-0101 |  |  | Outback, FLEXpowerONE, FXR3048A-01, Inverter/Charger 3kW FLEXpower One, prewired AC and DC boxes with 120Vac Bypass, NEMA 5-15R Outlet, 175A DC breaker, GFDI, 80Amp charge controller breaker, Mate-S,3 HUB 10.3, RTS, 1 FLEXmax 80, FLEXnet DC and surge protector, UL1741-SA, FP1 FXR3048A-01 | Inventory Item | 3956.07 |  | 3000 |  | No | Inverters | Soligent De-listing | 3257.94
348-0102 | 348-0102 |  |  | Outback, FLEXpowerONE, FXR2524A-01, Inverter/Charger 2.5kW FLEXpower One, prewired AC and DC boxes with 120Vac Bypass, NEMA 5-15R Outlet, 250A DC breaker, GFDI, 80Amp charge controller breaker, Mate3-S, HUB 10.3, RTS, 1 FLEXmax 80, FLEXnet DC and surge protector,UL1741-SA, FP1 FXR2524A-01 | Inventory Item | 3817.51 |  | 2500 |  | No | Inverters | Soligent De-listing | 3679.53
348-0102 : 348-0102_S | 348-0102_S |  |  | Outback, FLEXpowerONE, FXR2524A-01, Inverter/Charger 2.5kW FLEXpower One, prewired AC and DC boxes with 120Vac Bypass, NEMA 5-15R Outlet, 250A DC breaker, GFDI, 80Amp charge controller breaker, Mate3-S, HUB 10.3, RTS, 1 FLEXmax 80, FLEXnet DC and surge protector,UL1741-SA, FP1 FXR2524A-01 | Inventory Item | 3545.99 |  | 2500 |  | No | Inverters | Soligent De-listing | 3420.84
348-0103 | 348-0103 |  |  | Outback, FLEXpowerTWO, Dual FXR2524A-01, 5.0kW FLEXpower TWO, prewired AC & DC boxes with AC bypass 250A DC breakers, PNL-GFDI-80D and 80 Amp charge controller breakers, HUB 10.3, RTS, FLEXnet DC, surge protectors plus 2 FLEXmax 80 MPPT controllers, MATE3-S, and brackets , UL1741-SA, FP2 FXR2524A-01 | Inventory Item | 7409.29 |  | 5000 |  | No | Inverters | Soligent De-listing | 6101.76
348-0104 | 348-0104 |  |  | Outback, FLEXpowerTWO, Dual VFXR3648A-01, 7.2kW FLEXpower TWO, prewired AC & DC boxes with AC bypass 175A DC breakers, PNL-GFDI-80D and 80 Amp charge controller breakers, HUB 10.3, RTS, FLEXnet DC, surge protectors plus 2 FLEXmax 80 MPPT controllers, MATE3-S and brackets , UL1741-SA, FP2 VFXR3648A-01 | Inventory Item | 8064.56 |  | 7200 |  | No | Inverters | Shippable | 7675.9
348-0104 : 348-0104_S | 348-0104_S |  |  | Outback, FLEXpowerTWO, Dual VFXR3648A-01, 7.2kW FLEXpower TWO, prewired AC & DC boxes with AC bypass 175A DC breakers, PNL-GFDI-80D and 80 Amp charge controller breakers, HUB 10.3, RTS, FLEXnet DC, surge protectors plus 2 FLEXmax 80 MPPT controllers, MATE3-S and brackets , UL1741-SA, FP2 VFXR3648A-01 | Inventory Item | 6827.88 |  | 7200 |  | No | Inverters | Soligent De-listing | 6586.89
348-0105 | 348-0105 |  |  | Outback, FLEXpowerTWO, Dual VFXR3524A-01, 7.0kW FLEXpower TWO, prewired AC & DC boxes with AC bypass 250A DC breakers, PNL-GFDI-80D and 80 Amp charge controller breakers, HUB 10.3, RTS, FLEXnet DC, surge protectors plus 2 FLEXmax 80 MPPT controllers, MATE3-S and brackets , UL1741-SA, FP2 VFXR3524A-01 | Inventory Item | 8225.32 |  | 7000 |  | No | Inverters | Shippable | 7828.92
348-0105 : 348-0105_S | 348-0105_S |  |  | Outback, FLEXpowerTWO, Dual VFXR3524A-01, 7.0kW FLEXpower TWO, prewired AC & DC boxes with AC bypass 250A DC breakers, PNL-GFDI-80D and 80 Amp charge controller breakers, HUB 10.3, RTS, FLEXnet DC, surge protectors plus 2 FLEXmax 80 MPPT controllers, MATE3-S and brackets , UL1741-SA, FP2 VFXR3524A-01 | Inventory Item | 6827.88 |  | 7000 |  | No | Inverters | Soligent De-listing | 6586.89
348-0106 | 348-0106 |  |  | Outback, FLEXpowerTWO, Dual FXR3048A-01, 6.0kW FLEXpower TWO, prewired AC & DC boxes with AC bypass 175A DC breakers, PNL-GFDI-80D and 80 Amp charge controller breakers, HUB 10.3, RTS, FLEXnet DC, surge protectors plus 2 FLEXmax 80 MPPT controllers, MATE3-S and brackets, UL1741-SA, FP2 FXR3048A-01 | Inventory Item | 7409.29 |  | 6000 |  | No | Inverters | Soligent De-listing | 6101.76
348-0107 | 348-0107 |  |  | Outback, FLEXpowerTHREE, Triple FXR3048A-01, 9kW FLEXpower THREE, Pre-wired AC and DC boxes with AC Bypass, 175A DC breakers, PNL-GFDI-80Q and 80 Amp charge controller breakers, HUB 10.3, RTS, FLEXnet DC and surge protectors plus 3 FLEXmax 80 MPPT charge controllers, MATE3-S and brackets , UL1741-SA, FP3 FXR3048A-01 | Inventory Item | 12763.93 |  | 9000 |  | No | Inverters | Soligent De-listing | 10511.47
348-0108 | 348-0108 |  |  | Outback, FLEXpowerTHREE, Triple VFXR3648A-01, 10.8kW FLEXpower THREE, Pre-wired AC and DC boxes with AC Bypass, 175A DC breakers, PNL-GFDI-80Q and 80 Amp charge controller breakers, HUB 10.3, RTS, FLEXnet DC and surge protectors plus 3 FLEXmax 80 MPPT charge controllers, MATE3-s and brackets , UL1741-SA,FP3 VFXR3648A-01 | Inventory Item | 12759.14 |  | 10800 |  | No | Inverters | Soligent De-listing | 12297.96
348-0108 : 348-0108_S | 348-0108_S |  |  | Outback, FLEXpowerTHREE, Triple VFXR3648A-01, 10.8kW FLEXpower THREE, Pre-wired AC and DC boxes with AC Bypass, 175A DC breakers, PNL-GFDI-80Q and 80 Amp charge controller breakers, HUB 10.3, RTS, FLEXnet DC and surge protectors plus 3 FLEXmax 80 MPPT charge controllers, MATE3-s and brackets , UL1741-SA,FP3 VFXR3648A-01 | Inventory Item | 11933.83 |  | 10800 |  | No | Inverters | Soligent De-listing | 11512.64
348-0109 | 348-0109 |  |  | Outback, FLEXpowerFOUR, Quad VFXR3648A-01, 14.4kW FLEXpower FOUR Pre-wired AC and DC boxes with AC Bypass, 175A DC breakers, PNL-GFDI-80Q and 80 Amp charge controller breakers, HUB 10.3, RTS, FLEXnet DC, surge protectors plus 4 FLEXmax 80 MPPT charge controllers, MATE3-S and brackets , UL1741-SA, FP4 VFXR3648A-01 | Inventory Item | 17458.23 |  | 14400 |  | No | Inverters | Soligent De-listing | 16616.87
348-0109 : 348-0109_S | 348-0109_S |  |  | Outback, FLEXpowerFOUR, Quad VFXR3648A-01, 14.4kW FLEXpower FOUR Pre-wired AC and DC boxes with AC Bypass, 175A DC breakers, PNL-GFDI-80Q and 80 Amp charge controller breakers, HUB 10.3, RTS, FLEXnet DC, surge protectors plus 4 FLEXmax 80 MPPT charge controllers, MATE3-S and brackets , UL1741-SA, FP4 VFXR3648A-01 | Inventory Item | 14152.27 |  | 14400 |  | No | Inverters | Soligent De-listing | 13652.78
348-0110 | 348-0110 |  |  | Outback, FLEXpowerFOUR, Quad FXR3048A-01, 12kW FLEXpower FOUR Pre-wired AC and DC boxes with AC Bypass, 175A DC breakers, PNL-GFDI-80Q and 80 Amp charge controller breakers, HUB 10.3, RTS, FLEXnet DC, surge protectors plus 4 FLEXmax 80 MPPT charge controllers, MATE3-S and brackets, UL1741-SA, FP4 FXR3048A-01 | Inventory Item | 15160.36 |  | 12000 |  | No | Inverters | Soligent De-listing | 12485
348-0111 | 348-0111 |  |  | Magnum, Storm Kit Indoor Application 4.4kW 48Vdc, 120/240Vac, includes: MS4448PAE battery inverter, PT-100 Controller with AFCI & GFDI, MMP175-30D Mini Panel with AC & DC breakers & AC by-pass, Mounting Plate, ARC-50 Remote, Battery Monitor and PV breakers , 5 year Warranty, SKI-48 | Inventory Item | 6629.99 |  | 4400 |  | No | Inverters | Vendor De-listing | 0
348-0112 | 348-0112 |  |  | Magnum, Storm Kit Indoor Application 4.0kW 24Vdc, 120/240Vac, includes: MS4024PAE battery inverter, PT-100 Controller with AFCI & GFDI, MMP250-30D Mini Panel with AC & DC breakers & AC by-pass, Mounting Plate, ARC-50 Remote, Battery Monitor and PV breakers , 5 year Warranty, SKI-24 | Inventory Item | 6138.99 |  | 4000 |  | No | Inverters | Vendor De-listing | 0
348-0113 | 348-0113 |  |  | Magnum, Storm Kit Outdoor Application 4.4kW 48Vdc, 120/240Vac, includes: MS4448PAE battery inverter, PT-100 Controller with AFCI & GFDI, MMP175-30D Mini Panel with AC & DC breakers & AC by-pass, Mounting Plate, ARC-50 Remote, Battery Monitor and PV breakers , NEMA 3R Enclosure, 5 year Warranty, SKO-48 | Inventory Item | 7616.99 |  | 4400 |  | No | Inverters | Vendor De-listing | 0
348-0114 | 348-0114 |  |  | Magnum, Storm Kit Outdoor Application 4.0kW 24Vdc, 120/240Vac, includes: MS4024PAE battery inverter, PT-100 Controller with AFCI & GFDI, MMP250-30D Mini Panel with AC & DC breakers & AC by-pass, Mounting Plate, ARC-50 Remote, Battery Monitor and PV breakers , NEMA 3R Enclosure, 5 year Warranty, SKO-24 | Inventory Item | 7562.99 |  | 4000 |  | No | Inverters | Vendor De-listing | 0
348-0115 | 348-0115 |  |  | Outback, FLEXpower Radian, GS8048A-01, 8.0kW, 120/240Vac, Prewired GSLC, with 120/240 AC bypass, 2, 175A DC breakers, 2 FLEXmax 100 MPPT Controllers, 125A Charge Controller Breakers, 80 Amp PV Breakers, HUB 10.3, RTS, FLEXnet DC, MATE3-S and Mounting Back Plate, UL1741-SA, FPR-8048A-300VDC | Inventory Item | 8246.07 |  | 8000 |  | No | Inverters | Vendor De-listing | 0
348-0116 | 348-0116 |  |  | Outback, FLEXpower Radian, GS4048A-01, 4.0kW, 120/240Vac, Prewired GSLC, with 120/240 AC bypass, 175A DC breaker, 1 FLEXmax 100 MPPT Controllers, 125A Charge Controller Breaker, 80 Amp PV Breaker, HUB 10.3, RTS, FLEXnet DC, MATE3-S and Mounting Back Plate, UL1741-SA, FPR-4048A-300VDC | Inventory Item | 5653.21 |  | 4000 |  | No | Inverters | Vendor De-listing | 0
348-0117 | 348-0117 |  |  | Outback, FLEXpower TWO, Dual FXR3048A-01, 6.0kW, Prewired AC & DC Boxes with AC bypass, 175A DC breakers, 2 FLEXmax 100 MPPT Controllers, 125 Amp Charge Controller Breakers, 80 Amp PV Breakers, HUB 10.3, RTS, FLEXnet DC, Surge Protectors , MATE3-S and Brackets, UL1741-SA, FP2 FXR3048A-300 | Inventory Item | 11346.5 |  | 6000 |  | No | Inverters | Vendor De-listing | 0
348-0118 | 348-0118 |  |  | Outback, FLEXpower TWO, Dual FXR2524A-01, 5.0kW, Prewired AC & DC Boxes with AC bypass, 250A DC breakers, 2 FLEXmax 100 MPPT Controllers, 125 Amp Charge Controller Breakers, 80 Amp PV Breakers, HUB 10.3, RTS, FLEXnet DC, Surge Protectors , MATE3-S and Brackets, UL1741-SA, FP2 FXR2524A-300 | Inventory Item | 11346.5 |  | 5000 |  | No | Inverters | Vendor De-listing | 0
348-0119 | 348-0119 |  |  | Outback, FLEXpower TWO, Dual VFXR3648A-01, 7.2kW, Prewired AC & DC Boxes with AC bypass, 175A DC breakers, 2 FLEXmax 100 MPPT Controllers, 125 Amp Charge Controller Breakers, 80 Amp PV Breakers, HUB 10.3, RTS, FLEXnet DC, Surge Protectors , MATE3-S and Bracket, UL1741-SA, FP2 VFXR3648A-300 | Inventory Item | 11709.5 |  | 7200 |  | No | Inverters | Vendor De-listing | 0
348-0120 | 348-0120 |  |  | Outback, FLEXpower TWO, Dual VFXR3524A-01, 7.0kW, Prewired AC & DC Boxes with AC bypass, 250A DC breakers, 2 FLEXmax 100 MPPT Controllers, 125 Amp Charge Controller Breakers, 80 Amp PV Breakers, HUB 10.3, RTS, FLEXnet DC, Surge Protectors , MATE3-S and Brackets, UL1741-SA, FP2 VFXR3524A-300 | Inventory Item | 8363.93 |  | 7000 |  | No | Inverters | Vendor De-listing | 0
348-0121 | 348-0121 |  |  | Outback, FLEXpower THREE, Triple FXR3048A-01, 9.0kW-120/208, Prewired AC & DC Boxes with AC bypass, 175A DC breakers, 2 FLEXmax 100 MPPT Controllers, 125 Amp Charge Controller Breakers, 80 Amp PV Breakers, HUB 10.3, RTS, FLEXnet DC, Surge Protectors , MATE3-S and Brackets, UL1741-SA, FP3 FXR3048A-300 | Inventory Item | 12135.36 |  | 9000 |  | No | Inverters | Vendor De-listing | 0
348-0122 | 348-0122 |  |  | Outback, FLEXpower THREE, Triple VFXR3648A-01, 10.8kW-120/208, Prewired AC & DC Boxes with AC bypass, 175A DC breakers, 2 FLEXmax 100 MPPT Controllers, 125 Amp Charge Controller Breakers, 80 Amp PV Breakers, HUB 10.3, RTS, FLEXnet DC, Surge Protectors , MATE3-S and Brackets, UL1741-SA, FP3 VFXR3648A-300 | Inventory Item | 12763.93 |  | 10800 |  | No | Inverters | Vendor De-listing | 0
348-0123 | 348-0123 |  |  | Outback, FLEXpower FOUR, Quad FXR3048A-01, 12kW, Prewired AC & DC Boxes with AC bypass, 175A DC breakers, 2 FLEXmax 100 MPPT Controllers, 125 Amp Charge Controller Breakers, 80 Amp PV Breakers, HUB 10.3, RTS, FLEXnet DC, Surge Protectors , MATE3-S and Brackets, UL1741-SA, FP4 FXR3048A-300 | Inventory Item | 14806.79 |  | 12000 |  | No | Inverters | Vendor De-listing | 0
348-0124 | 348-0124 |  |  | Outback, FLEXpower FOUR, Quad VFXR3648A-01, 14.4kW, Prewired AC & DC Boxes with AC bypass, 175A DC breakers, 2 FLEXmax 100 MPPT Controllers, 125 Amp Charge Controller Breakers, 80 Amp PV Breakers, HUB 10.3, RTS, FLEXnet DC, Surge Protectors , MATE3-S and Brackets, UL1741-SA, FP4 VFXR3648A-300 | Inventory Item | 15356.79 |  | 14400 |  | No | Inverters | Vendor De-listing | 0
348-0126 | 348-0126 |  |  | Midnite Solar, Pre-Wired AC Coupled System, 120/240VAC, 2 SMA Sunny Island 6048, 6000 watt/48Volt Inverters, E-Panels, AC By-Pass, 250A Main Battery Breakers, 2 SPD300 Surge Suppressors, MNSI6048D-ACCPL | Inventory Item | 14010.07 |  | 6000 |  | No | Inverters | Soligent De-listing | 11537.71
348-0127 | 348-0127 |  |  | MidNite Solar, Pre-Wired Off Grid System, 120/240VAC, MS4448PAE 4400W 48V Inverter, Classic 150 & WhizBang Jr., ARC-50 display, MNE175STM-L-240 E-Panel, 3 MN-SPD, MNEMS4448PAE-CL150 | Inventory Item | 6565.9 |  | 4400 |  | No | Inverters | Soligent De-listing | 3773.51
348-0128 | 348-0128 |  |  | MidNite Solar, Pre-Wired Off Grid System, 120/240VAC, MS4448PAE 4400W 48V Inverter, 2 Classic 150’s & WhizBang Jr., ARC-50 display, MNE175STM-L-240 E-Panel, 3 MN-SPD, MNEMS4448PAE-2CL150 | Inventory Item | 8449.3 |  | 4400 |  | No | Inverters | Vendor De-listing | 0
348-0129 | 348-0129 |  |  | Schneider Electric, Quick-Fit, XW-Pro-H, Pre-Built Conext XW-Pro 6848, 1, MPPT80/600 Charge Controller, Breakers, Mini PDP, Gateway, SCP, Battery Monitor and Backplate, UL1741-SA, 865-6848-21HPS | Inventory Item | 11600 |  |  |  | No | Inverters | Vendor De-listing | 0
348-0130 | 348-0130 |  |  | Schneider Electric, Quick-Fit, XW-Pro-L, Pre-Built Conext XW-Pro 6848, 2, MPPT60/150 Charge Controllers, Breakers, Mini PDP, Gateway, SCP, Battery Monitor and Backplate, UL1741-SA, 865-6848-21LPS | Inventory Item | 11600 |  |  |  | No | Inverters | Vendor De-listing | 0
348-0131 | 348-0131 |  |  | Schneider Electric, Quick-Fit, SW-4024, Pre-Built Conext SW-4024, 1, MPPT60/150 Charge Controller, Breakers, AC & DC PDP, Gateway, SCP and Backplate, 865-4024LPS | Inventory Item | 6400 |  |  |  | No | Inverters | Vendor De-listing | 0
348-0132 | 348-0132 |  |  | Schneider Electric, Quick-Fit, SW-4048, Pre-Built Conext SW-4048, 1, MPPT60/150 Charge Controller, Breakers, AC & DC PDP, Gateway, SCP and Backplate, 865-4048LPS | Inventory Item | 6400 |  |  |  | No | Inverters | Vendor De-listing | 0
348-0133 | 348-0133 |  |  | Outback, FLEXpower TWO, ROW, Dual VFXR3048E 6kW FLEXpower TWO, Pre-wired AC & DC boxes with 230Vac Bypass, 175Adc Breakers, 2 FM-100 Charge Controllers, PV Breakers, HUB 10.3, RTS, FLEXnet DC, & Surge Protectors, MATE3s, FP2 VFXR3048E-300 | Inventory Item | 10829.5 |  |  |  | No | Inverters | Vendor De-listing | 0
348-0134 | 348-0134 |  |  | Outback, FLEXpower TWO, ROW, Dual VFXR3024E 6kW FLEXpower TWO, Pre-wired AC & DC boxes with 230Vac Bypass, 250Adc Breakers, 2 FM-100 Charge Controllers, PV Breakers, HUB 10.3, RTS, FLEXnet DC, & Surge Protectors, MATE3s, FP2 VFXR3024E-300 | Inventory Item | 10719.5 |  |  |  | No | Inverters | Vendor De-listing | 0
348-0135 | 348-0135 |  |  | Outback, FLEXpower Radian, GS8048A-01, 8.0kW, 120/240Vac, Prewired GSLC, with 120/240 AC bypass, 2, 175A DC breakers, 2 FLEXmax 100 AFCI MPPT Charge Controllers, 125A Charge Controller Breakers, 80 Amp PV Breakers, HUB 10.3, RTS, FLEXnet DC, MATE3-S and Mounting Back Plate, UL1741-SA, FPR-8048A-300AFCI | Inventory Item | 8370.83 |  | 8000 |  | No | Inverters | Shippable | 7090.59
348-0136 | 348-0136 |  |  | Outback, FLEXpower Radian, GS8048A-01, 8.0kW, 120/240Vac, Prewired GSLC, with 120/240 AC bypass, 2, 175A DC breakers, 1 FLEXmax 100 AFCI MPPT Charge Controller, 125A Charge Controller Breaker, 80 Amp PV Breaker, HUB 10.3, RTS, FLEXnet DC, MATE3-S and Mounting Back Plate, UL1741-SA, FPR-8048A-300A-LT | Inventory Item | 9156.94 |  | 8000 |  | No | Inverters | Shippable | 7756.47
348-0137 | 348-0137 |  |  | Outback, FLEXpower Radian, GS4048A-01, 4.0kW, 120/240Vac, Prewired GSLC, with 120/240 AC bypass, 175A DC breaker, 1 FLEXmax 100 AFCI MPPT Charge Controller, 125A Charge Controller Breaker, 80 Amp PV Breaker, HUB 10.3, RTS, FLEXnet DC, MATE3-S and Mounting Back Plate, UL1741-SA, FPR-4048A-300AFCI | Inventory Item | 6125 |  | 4000 |  | No | Inverters | Shippable | 5188.24
348-0138 | 348-0138 |  |  | Outback, FLEXpower TWO, Dual FXR3048A-01, 6.0kW, Prewired AC & DC Boxes with AC bypass, 175A DC breakers, 2 FLEXmax 100 AFCI MPPT Charge Controllers, 125 Amp Charge Controller Breakers, 80 Amp PV Breakers, HUB 10.3, RTS, FLEXnet DC, Surge Protectors , MATE3-S and Brackets, UL1741-SA,FP2-3048A-300AFCI | Inventory Item | 11346.5 |  |  |  | No | Inverters | Vendor De-listing | 6520.98
348-0139 | 348-0139 |  |  | Outback, FLEXpower TWO, Dual VFXR3648A-01, 7.2kW, Prewired AC & DC Boxes with AC bypass, 175A DC breakers, 2 FLEXmax 100 AFCI MPPT Charge Controllers, 125 Amp Charge Controller Breakers, 80 Amp PV Breakers, HUB 10.3, RTS, FLEXnet DC, Surge Protectors , MATE3-S and Bracket, UL1741-SA, FP2 VFXR3648A-300AFCI | Inventory Item | 7806.33 |  |  |  | No | Inverters | Vendor De-listing | 6729.6
348-0140 | 348-0140 |  |  | Outback, AC-Coupled Frequency Shifting GS8048A-01 Radian Kit, 1 GS8048,8.0kW, 120/240Vac, with GSLC175-120/240 Load Center, RTS, Mate3-S, Mate Mount, 30A 2 Pole breaker for GT inverter connection, Generator Relay Kit, UL1741-SA, GS8048A-AC-KIT | Inventory Item | 5085.84 |  | 8000 |  | No | Inverters | Soligent De-listing | 4906.34
348-0141 | 348-0141 |  |  | Outback, AC-Coupled Frequency Shifting GS4048A-01 Radian Kit, 1 GS4048,4.0kW, 120/240Vac, with GSLC175-120/240 Load Center, RTS, Mate3-S, Mate Mount, 30A 2 Pole breaker for GT inverter connection, Generator Relay Kit, UL1741-SA, GS4048A-AC-KIT | Inventory Item | 3987.5 |  | 4000 |  | No | Inverters | Soligent De-listing | 3283.82
348-0142 | 348-0142 |  |  | Outback GS8048A-AC-Kit Bundled for frequency shifting AC Coupling, one of each - Radian GS8048A-01 inverter, GSLC175-120/240 load center, mounting hardware, RTS, MATE3s and mounting bracket (FW-MB3), generator kit (GS-AC-GEN-KIT) and 30 Amp 120/240 VAC double pole breaker (PNL-30D-AC-120/240) for connecting the grid-tie inverter(s). Listed to UL1741-SA. Components invoiced and shipped individually with discount. Not a FLEXpower Pre-Wired System. | Inventory Item | 6296 |  |  |  | No | Inverters | Vendor De-listing | 0
348-0143 | 348-0143 |  |  | Outback, FLEXpower Radian, GS8048A-01, 8.0kW, 120/240Vac, Prewired GSLC, with 120/240 AC bypass, 2, 175A DC breakers, 1 FLEXmax 100 AFCI MPPT Charge Controller, 125A Charge Controller Breaker, 80 Amp PV Breaker, HUB 10.3, RTS, FLEXnet DC, MATE3-S and Mounting Back Plate, UL1741-SA, FPR-8048A-300A-LT | Inventory Item | 10147.5 |  |  |  | No | Inverters | Vendor De-listing | 0
348-0144 | 348-0144 |  |  | Outback, FLEXpower Radian, GS4048A-01, 4.0kW, 120/240Vac, Prewired GSLC, with 120/240 AC bypass, 175A DC breaker, 1 FLEXmax 100 AFCI MPPT Charge Controller, 125A Charge Controller Breaker, 80 Amp PV Breaker, HUB 10.3, RTS, FLEXnet DC, MATE3-S and Mounting Back Plate, UL1741-SA, FPR-4048A-300AFCI | Inventory Item | 7914.5 |  |  |  | No | Inverters | Vendor De-listing | 0
348-0145 | 348-0145 |  |  | Outback, FLEXpower TWO, Dual FXR3048A-01, 6.0kW, Prewired AC & DC Boxes with AC bypass, 175A DC breakers, 2 FLEXmax 100 AFCI MPPT Charge Controllers, 125 Amp Charge Controller Breakers, 80 Amp PV Breakers, HUB 10.3, RTS, FLEXnet DC, Surge Protectors , MATE3-S and Brackets, UL1741-SA, FP2 FXR3048A-300AFCI | Inventory Item | 11346.5 |  |  |  | No | Inverters | Vendor De-listing | 0
348-0146 | 348-0146 |  |  | Outback, FLEXpower TWO, Dual VFXR3648A-01, 7.2kW, Prewired AC & DC Boxes with AC bypass, 175A DC breakers, 2 FLEXmax 100 AFCI MPPT Charge Controllers, 125 Amp Charge Controller Breakers, 80 Amp PV Breakers, HUB 10.3, RTS, FLEXnet DC, Surge Protectors , MATE3-S and Bracket, UL1741-SA, FP2 VFXR3648A-300AFCI | Inventory Item | 11709.5 |  |  |  | No | Inverters | Vendor De-listing | 0
348-0148 | 348-0148 |  |  | Outback, FLEXpower Radian, GS4048A-01, 4.0kW, 120/240Vac, Prewired GSLC, with 120/240 AC bypass, 175A DC breaker, 2 FLEXmax 100 MPPT Controllers, 2, 125A Charge Controller Breaker, 2, 80 Amp PV Breaker, HUB 10.3, RTS, FLEXnet DC, MATE3-S and Mounting Back Plate, UL1741-SA, FPR-4048A-300-DPV | Inventory Item | 7111.87 |  | 4000 |  | No | Inverters | Vendor De-listing | 6130.92
349-0001 | 349-0001 |  |  | Outback, Packaged FPR-4048A 4.0kW FLEXpower Radian with an IBR-2-48-175 battery rack and eight 200RE batteries providing 19.2kWhs of energy storage, FPR-4048A-19.2kWh | Inventory Item | 11707.14 |  | 4000 |  | No | Inverters | Vendor De-listing | 0
349-0002 | 349-0002 |  |  | Outback, Packaged FPR-8048A 8.0kW FLEXpower Radian with an IBR-3-48-175 battery rack and twelve 200RE batteries providing 28.8kWhs of energy storage, FPR-8048A-28.8kWh | Inventory Item | 26771.99 |  | 8000 |  | No | Inverters | Vendor De-listing | 0
349-0003 | 349-0003 |  |  | Outback, SystemEdge, Packaged FPR-4048A-01, 4.0kW FLEXpower Radian, IBR-2-48-175 battery rack, 8- 200RE batteries, 19.2kWhs of nameplate energy storage, 1- FWPV6-FH600 Combiner box with six 600Vdc fuse holders, cable gland and touch-safe distribution blocks. Includes one ground bus bar. (Fuses sold separately), SE-420RE | Inventory Item | 20159.99 |  | 4000 |  | No | Inverters | Vendor De-listing | 0
349-0004 | 349-0004 |  |  | Outback, SystemEdge, Packaged FPR-8048A-01, 8.0kW FLEXpower Radian, IBR-3-48-175 battery rack, 12- 200RE batteries, 28.8kWhs of nameplate energy storage, 2- FWPV6-FH600 combiner boxes with six 600Vdc fuse holders, cable glands and touch-safe distribution blocks. Includes one ground bus bar. (Fuses sold separately), SE-830RE | Inventory Item | 23402.5 |  | 8000 |  | No | Inverters | Vendor De-listing | 0
349-0005 | 349-0005 |  |  | Outback, SystemEdge, Packaged FPR-4048A 4.0kW FLEXpower Radian, IBR-2-48-175 battery rack, 8- 200NC batteries, 19.2kWhs of nameplate energy storage,1- ICSPLUS-1 rapid shutdown combiner system, SE-420NC | Inventory Item | 16841 |  | 4000 |  | No | Inverters | Vendor De-listing | 0
349-0006 | 349-0006 |  |  | Outback, SystemEdge, Packaged FPR-8048A 8.0kW FLEXpower Radian, IBR-3-48-175 battery rack, 12- 200NC batteries, 28.8kWhs of nameplate energy storage, 1- ICSPLUS-2 rapid shutdown combiner system, SE-830NC | Inventory Item | 25399 |  | 8000 |  | No | Inverters | Vendor De-listing | 0
349-0011 | 349-0011 |  |  | Outback, Packaged FPR-8048A-01, 8.0kW FLEXpower Radian with an IBR-3-48-175 battery rack and twelve 200RE batteries providing 28.8kWhs of Name Plate Energy Storage,UL1741-SA, FPR-8048A-28.8kWh-01 | Inventory Item | 16028.57 |  | 8000 |  | No | Inverters | Vendor De-listing | 0
349-0012 | 349-0012 |  |  | Outback, Packaged FPR-4048A-01, 4.0kW FLEXpower Radian with an IBR-2-48-175 battery rack and eight 200RE batteries providing 19.2kWhs of Name Plate Energy Storage, UL1741-SA, FPR-4048A-19.2kWh-01 | Inventory Item | 11785.71 |  | 4000 |  | No | Inverters | Vendor De-listing | 0
349-0013 | 349-0013 |  |  | Outback, SystemEdge, Packaged FP1-VFXR3648A 3.6 kW FLEXpower ONE, IBR-2-48-175 battery rack, 8- 200NC batteries, 19.2 kWhs of nameplate energy storage, 1- ICSPLUS-1 rapid shutdown combiner system, SE-320NC | Inventory Item | 15394.5 |  | 3600 |  | No | Inverters | Vendor De-listing | 0
349-0014 | 349-0014 |  |  | Outback, SystemEdge, Packaged FP2-VFXR3648A FLEXpower TWO, 1- High-Capacity 800RE VRLA battery, 38.4 kWh of nameplate energy storage, 1- ICSPLUS-2 rapid shutdown combiner system, SE-740RE | Inventory Item | 30800 |  | 8000 |  | No | Inverters | Vendor De-listing | 0
349-0015 | 349-0015 |  |  | Outback, SystemEdge, Packaged FP2-VFXR3648A-01, FLEXpower TWO, 1- High-Capacity 1100RE Nano-Carbon Batteries, 52.8 kWh of nameplate energy storage, 1- ICSPLUS-2 Rapid Shutdown combiner system, SE-750NC | Inventory Item | 51733.99 |  | 8000 |  | No | Inverters | Vendor De-listing | 0
349-0016 | 349-0016 |  |  | Outback, SystemEdge, Packaged FPR-8048A-01, 8.0kW FLEXpower Radian, 1- High-Capacity 1100NC Nano-Carbon battery, 52.8kWhs of nameplate energy storage, 1- ICSPLUS-2 Rapid Shutdown combiner system, SE-850NC | Inventory Item | 52159.99 |  | 8000 |  | No | Inverters | Vendor De-listing | 0
349-0017 | 349-0017 |  |  | Outback, SystemEdge, Packaged FPR-8048A-01, 8.0kW FLEXpower Radian, 1- High Capacity 2200NC Nano-Carbon battery, 105.6kWhs of nameplate energy storage, 2- FWPV6-FH600 combiner boxes with six 600Vdc fuse holders, cable glands and touch-safe distribution blocks. Includes one ground bus bar. (Fuses sold separately), SE-8100NC | Inventory Item | 50121.5 |  | 8000 |  | No | Inverters | Vendor De-listing | 0
349-0018 | 349-0018 |  |  | Outback, SystemEdge, Packaged FP4-VFXR3648A-01, 14.4kW FLEXpower FOUR, 1- High-Capacity 2700RE VRLA battery, 129.6 kWhs of nameplate energy storage, 1- ICSPLUS-4 Rapid Shutdown combiner system, SE-14130RE | Inventory Item | 71000 |  | 14400 |  | No | Inverters | Vendor De-listing | 0
349-0019 | 349-0019 |  |  | Outback, SystemEdge, Packaged FPR-8048A-01, 8.0kW FLEXpower Radian, IBR-3-48-175 battery rack, 12- 200GH batteries, 28.8kWhs of nameplate energy storage, 1- ICSPLUS-2 Rapid Shutdown combiner system, SE-830GH | Inventory Item | 36999.99 |  | 8000 |  | No | Inverters | Vendor De-listing | 0
349-0020 | 349-0020 |  |  | Outback, SystemEdge, Packaged FPR-4048A-01, 4.0kW FLEXpower Radian, IBR-2-48-175 battery rack, 8- 200GH batteries, 19.2kWhs of nameplate energy storage 1- ICSPLUS-1 Rapid Shutdown combiner system, SE-420GH | Inventory Item | 24266.99 |  | 8000 |  | No | Inverters | Vendor De-listing | 0
349-0021 | 349-0021 |  |  | Outback, SystemEdge, Packaged FPR-4048A 4.0kW FLEXpower Radian, IBR-2-48-175 battery rack, 8- 200PLC batteries, 19.2kWhs of nameplate energy storage,1- ICSPLUS-1 rapid shutdown combiner system, SE-420PLC | Inventory Item | 24266.99 |  | 4000 |  | No | Inverters | Vendor De-listing | 0
349-0022 | 349-0022 |  |  | Outback, SystemEdge, Packaged FP1-VFXR3648A-01, 3.6 kW FLEXpower ONE, IBR-2-48-175 battery rack, 8- 200PLC batteries, 19.2 kWhs of nameplate energy storage, 1- ICSPLUS-1 Rapid Shutdown combiner system, SE-320PLC | Inventory Item | 22133.99 |  | 3600 |  | No | Inverters | Vendor De-listing | 0
349-0023 | 349-0023 |  |  | Outback, SystemEdge, Packaged FPR-4048A-01, 4.0kW FLEXpower Radian, IBR-2-48-175 battery rack, 8- 200PLC batteries, 19.2kWhs of nameplate energy storage 1- ICSPLUS-1 Rapid Shutdown combiner system, SE-420PLC | Inventory Item | 24266.99 |  | 4000 |  | No | Inverters | Vendor De-listing | 0
349-0024 | 349-0024 |  |  | Outback, SystemEdge, Packaged FPR-8048A-01, 8.0kW FLEXpower Radian, IBR-3-48-175 battery rack, 12- 200PLC batteries, 28.8kWhs of nameplate energy storage, 1- ICSPLUS-2 Rapid Shutdown combiner system, SE-830PLC | Inventory Item | 36533.99 |  | 8000 |  | No | Inverters | Vendor De-listing | 0
349-0099 | 349-0099 |  |  | Storz Power, AI+ 30A with Sol-Ark 5kW AC/DC Coupled, 120/240Vac Inverter, 1, 5.12kWh LFP (Lithium Iron Phosphate) Battery with 1 Wall Mount Battery Cabinet, NEMA 3R Enclosure, UL-1973, UL-1741-SA, 10322 | Inventory Item | 8353.66 |  | 5000 |  | No | Inverters | Soligent De-listing | 8058.82
349-1002 | 349-1002 |  |  | Storz Power, AI+ 50A with Sol-Ark 12kW EMP Hardened AC/DC Coupled, 120/240Vac Inverter, 2, 5.12kWh LFP(Lithium Iron Phosphate) Batteries 10.24kWh, with 1 Wall Mount Battery Cabinet, NEMA 3R Enclosure, UL-1973, UL-1741-SA, (Rule-21), 10261 | Inventory Item | 15402.44 |  |  |  | No | Inverters | Soligent De-listing | 14858.82
349-1004 | 349-1004 |  |  | Storz Power, AI+ 70A Smart Access with Sol-Ark 12kW EMP Hardened AC/DC Coupled, 120/240Vac Inverter, 3, 5.12kWh LFP(Lithium Iron Phosphate) Batteries 15.36kWh, with 2 Wall Mount Battery Cabinets and 1, 12 Circuit Smart Access Load Controller, NEMA 3R Enclosure, UL-1973, UL-1741-SA, (Rule-21), 10262 | Inventory Item | 21317.07 |  |  |  | No | Inverters | Soligent De-listing | 20564.71
350-0321 | 350-0321 |  |  | Xantrex, XW 4024-120/240-60, 5 Year Warranty Extension - 10 year total, 865-1010 WAR | Non-inventory Item | 400 |  |  |  | Yes | Inverters | Soligent De-listing | 0
350-0322 | 350-0322 |  |  | Xantrex, XW4548-120/240-60, 5 Year Warranty Extension - 10 year total, 865-1005 WAR | Non-inventory Item | 400 |  |  |  | Yes | Inverters | Soligent De-listing | 0
350-0323 | 350-0323 |  |  | Xantrex, XW6048-120/240-60, 5 Year Warranty Extension - 10 year total, 865-1000 WAR | Non-inventory Item | 400 |  |  |  | Yes | Inverters | Soligent De-listing | 0
360-0002 : 360-0002 : 360-0002 : 360-0002_U | 360-0002 : 360-0002 : 360-0002_U |  |  | APsystems, AC Bus Cable Unlocking Tool, for DS3, YC600 & QS1, 2352000001 | Inventory Item | 4 |  |  |  | No | Inverters | Soligent De-listing | 3.75
360-0003 : 360-0003 : 360-0003_U | 360-0003 : 360-0003_U |  |  | APsystems, Y-Conn Cap, to seal off unused AC Bus Cable Connectors, for DS3, YC600 & QS1, 2061702007 | Inventory Item | 4 |  |  |  | No | Inverters | Soligent De-listing | 3.75
360-0009 : 360-0009 : 360-0009 : 360-0009_U | 360-0009 : 360-0009 : 360-0009_U |  |  | APsystems, Sealing cap for MC-4 DC Connector - Male (purchase w/ F), 2060401006 | Inventory Item | 1.33 |  |  |  | No | Inverters | Soligent De-listing | 1.25
360-0010 : 360-0010 : 360-0010 : 360-0010_U | 360-0010 : 360-0010 : 360-0010_U |  |  | APsystems, Sealing cap for MC-4 DC Connector - Female (purchase w/ M), 2060402006 | Inventory Item | 1.33 |  |  |  | No | Inverters | Soligent De-listing | 1.25
360-0014 | 360-0014 |  |  | APsystems, YC1000 AC Bus Cable End Cap, 2062050005 | Inventory Item | 10.67 |  |  |  | No | Inverters | Vendor De-listing | 9.2
360-0015 | 360-0015 |  |  | APsystems, YC1000 Terminal Seal Cap, to seal off unused AC Bus Cable Connectors, 2061252032 | Inventory Item | 2.67 |  |  |  | No | Inverters | Vendor De-listing | 2.3
360-0016 | 360-0016 |  |  | NEP, BQ Male Connector, M1080249 | Inventory Item | 12.36 |  |  |  | No | Inverters | Shippable | 11.59
360-0017 | 360-0017 |  |  | Solectria, Option, Integrated Sub-Combiner, for PVI 50-100KW, 2 Fuses, 110-200A, Specify Fuse Size, OPT-FUSCOM-02X-110A-200A | Inventory Item | 942 |  |  |  | No | Inverters | Soligent De-listing | 0
360-0018 | 360-0018 |  |  | Solectria, Option, Integrated Sub-Combiner, for PVI 50-100KW, 3 Fuses, 110-200A, Specify Fuse Size, OPT-FUSCOM-03X-110A-200A | Inventory Item | 1224 |  |  |  | No | Inverters | Soligent De-listing | 0
360-0019 | 360-0019 |  |  | Solectria, Option, Integrated Sub-Combiner, for PVI 50-100KW, 4 Fuses, 110-200A, Specify Fuse Size, OPT-FUSCOM-04X-110A-200A | Inventory Item | 1506 |  |  |  | No | Inverters | Soligent De-listing | 0
360-0024 | 360-0024 |  |  | Solectria, Option, Integrated Sub-Combiner, for PVI 50-100KW, 8 Fuses, 40-60A, Specify Fuse Size, OPT-FUSCOM-08X-040A-060A | Inventory Item | 1248 |  |  |  | No | Inverters | Soligent De-listing | 0
360-0025 | 360-0025 |  |  | NEP, BQ Tail Cable with Female Connector and 5 meter cable, M2020098 | Inventory Item | 31.59 |  |  |  | No | Inverters | Shippable | 29.61
360-0026 | 360-0026 |  |  | NEP, BQ Female Connector, M1080250 | Inventory Item | 12.36 |  |  |  | No | Inverters | Shippable | 11.59
360-0029 | 360-0029 |  |  | Solectria, Option, Integrated Sub-Combiner, for PVI 50-100KW, 4 Fuses, 70-100A, Specify Fuse Size, OPT-FUSCOM-04X-070A-100A | Inventory Item | 1106 |  |  |  | No | Inverters | Soligent De-listing | 0
360-0032 | 360-0032 |  |  | NEP, BQ End Cap for Female Connector, M1080258 | Inventory Item | 10.99 |  |  |  | No | Inverters | Shippable | 10.3
360-0033 | 360-0033 |  |  | NEP, MC-4 Male Sealing Cap, M3020022 | Inventory Item | 3.77 |  |  |  | No | Inverters | Shippable | 3.64
360-0034 | 360-0034 |  |  | SMA, Sunny Breeze Cooling Fan | Inventory Item | 128 |  |  |  | No | Inverters | Vendor De-listing | 0
360-0035 | 360-0035 |  |  | NEP, MC-4 Female Sealing Cap, M3020023 | Inventory Item | 4.12 |  |  |  | No | Inverters | Shippable | 3.86
360-0039 | 360-0039 |  |  | Magnum, Digital LCD Display Remote Panel with 50' Cable, Flush Mount, ME-RC50 | Inventory Item | 148.24 |  |  |  | No | Inverters | Shippable | 141.57
360-0066 | 360-0066 |  |  | Fronius, Symo 10-24kW Shade Cover, Powdered Coated Aluminum, CA2,0201,5443 | Inventory Item | 92.83 |  |  |  | No | Inverters | Vendor De-listing | 87.03
360-0067 | 360-0067 |  |  | OutBack, ProHarvest, 380/480V AC Cable, 5ft. Includes ProHarvest 480V AC mating connector, other end unterminated, CBL-480A-05 | Inventory Item | 49.5 |  |  |  | No | Inverters | Vendor De-listing | 0
360-0068 | 360-0068 |  |  | OutBack, ProHarvest, 380/480V AC Cable, 15ft. Includes ProHarvest 480V AC mating connector, other end unterminated, CBL-480A-15 | Inventory Item | 69.3 |  |  |  | No | Inverters | Vendor De-listing | 0
360-0069 | 360-0069 |  |  | OutBack, ProHarvest, 380/480V AC Cable, 30ft. Includes ProHarvest 480V AC mating connector, other end unterminated, CBL-480A-30 | Inventory Item | 118.8 |  |  |  | No | Inverters | Vendor De-listing | 0
360-0070 | 360-0070 |  |  | OutBack, ProHarvest, 380/480V AC Cable, 50ft. Includes ProHarvest 480V AC mating connector, other end unterminated, CBL-480A-50 | Inventory Item | 168.3 |  |  |  | No | Inverters | Vendor De-listing | 0
360-0071 | 360-0071 |  |  | OutBack, ProHarvest, 208V AC Cable, 5ft. Includes ProHarvest 208V AC mating connector, other end unterminated, CBL-208A-05 | Inventory Item | 49.5 |  |  |  | No | Inverters | Vendor De-listing | 0
360-0072 | 360-0072 |  |  | OutBack, ProHarvest, 208V AC Cable, 15ft. Includes ProHarvest 208V AC mating connector, other end unterminated, CBL-208A-15 | Inventory Item | 69.3 |  |  |  | No | Inverters | Vendor De-listing | 0
360-0073 | 360-0073 |  |  | OutBack, ProHarvest, 208V AC Cable, 30ft. Includes ProHarvest 208V AC mating connector, other end unterminated, CBL-208A-30 | Inventory Item | 118.8 |  |  |  | No | Inverters | Vendor De-listing | 0
360-0074 | 360-0074 |  |  | OutBack, ProHarvest, 208V AC Cable, 50ft. Includes ProHarvest 208V AC mating connector, other end unterminated, CBL-208A-50 | Inventory Item | 168.3 |  |  |  | No | Inverters | Vendor De-listing | 0
360-0075 | 360-0075 |  |  | OutBack, ProHarvest, Ballast Roof Mounting System, Hardware to mount 1 ProHarvest inverter. Includes 4 feet and associated hardware, Qty. 1, MNT-TS1-01 | Inventory Item | 79.2 |  |  |  | No | Inverters | Vendor De-listing | 0
360-0076 | 360-0076 |  |  | SolarEdge, Cable Cover for 3PH Synergy 66.6K, DCD-SGY-COVER-LP | Inventory Item | 89.36 |  |  |  | No | Inverters | Soligent De-listing | 51.35
360-0077 | 360-0077 |  |  | SolarEdge, Cable Cover for 3PH Synergy 43.2 & 100kW, DCD-SGY-COVER-HP | Inventory Item | 149.94 |  |  |  | No | Inverters | Vendor De-listing | 86.17
360-0118 | 360-0118 |  |  | Yaskawa Solectria, Shade Cover, PVI 28-36TL Inverters Only, OPT-SHADECOVER-PVI-28-36TL | Inventory Item | 240 |  |  |  | No | Inverters | Vendor De-listing | 206.9
360-0119 | 360-0119 |  |  | Yaskawa Solectria, Shade Cover, PVI 50/60TL Inverters Only, OPT-SHADECOVER-PVI-50-60 | Inventory Item | 240 |  |  |  | No | Inverters | Shippable | 206.9
360-0120 | 360-0120 |  |  | Fronius, Rule-21 Firmware up-grade kit, for Primo 10-15kW and Symo 10, 12 & 15kW, 208-240, includes: 1, UL-1741-SA (Rule-21) Label, 1 Firmware Up-Grade USB Stick, & Instructions, Qty 1 Kit | Inventory Item | 0 |  |  |  | No | Inverters | Vendor De-listing | 0
360-0136 | 360-0136 |  |  | Enphase, Line Communication Filter 120VAC, for 208/240VAC, 100A, with Envoy Communications Gateway hub, Qty. 1, ELCF-120-001 | Inventory Item | 1442 |  |  |  | No | Inverters | Vendor De-listing | 0
360-0137 | 360-0137 |  |  | Solectria, Option, Fused AC Disconnect, for PVI 50-100KW, OPT-DISCO-SFFAC | Inventory Item | 1567.98 |  |  |  | No | Inverters | Soligent De-listing | 0
360-0138 | 360-0138 |  |  | Solectria, Option, Low Voltage Input Tap, for PVI 50-100KW, MPPT down 5% to 309Vdc, OPT-LDCV-PVI | Inventory Item | 624 |  |  |  | No | Inverters | Soligent De-listing | 0
360-0153 | 360-0153 |  |  | Enphase, AC Interconnect Cable with One Plug, 20', for D380, Qty. 1, ECWP-G2-20 | Inventory Item | 130 |  |  |  | No | Inverters | Vendor De-listing | 0
360-0155 | 360-0155 |  |  | Enphase, Extension Cable, Connectors on Both Ends, 12', for D380, Qty. 1, EEXC-G2-12 | Inventory Item | 112 |  |  |  | No | Inverters | Vendor De-listing | 0
360-0166 | 360-0166 |  |  | Magnum, Advanced Digital LCD Display Remote Panel with 50' Cable, Flush Mount, ME-ARC50 | Inventory Item | 198.53 |  |  |  | No | Inverters | Shippable | 189.61
360-0173 | 360-0173 |  |  | SolarEdge, Rule-21 Firmware up-grade kit, includes: 10 UL-1741-SA (Rule-21) Labels, 1 Firmware SD Card, & Instructions, Qty 1 Kit | Inventory Item | 0 |  |  |  | No | Inverters | Vendor De-listing | 0
360-0174 | 360-0174 |  |  | Fronius, Rule-21 Firmware up-grade kit, for Primo 3.8 - 8.2kW and Symo 480V only, includes: 1, UL-1741-SA (Rule-21) Label, 1 Firmware Up-Grade USB Stick, & Instructions, Qty 1 Kit | Inventory Item | 0 |  |  |  | No | Inverters | Vendor De-listing | 0
360-0174 : 360-0174 : 360-0174_U | 360-0174 : 360-0174_U |  |  | Fronius, Rule-21 Firmware up-grade kit, for Primo 3.8 - 8.2kW and Symo 480V only, includes: 1, UL-1741-SA (Rule-21) Label, 1 Firmware Up-Grade USB Stick, & Instructions, Qty 1 Kit | Inventory Item | 0 |  |  |  | No | Inverters | Vendor De-listing | 0
360-0175 | 360-0175 |  |  | Fronius, Rule-21 Firmware up-grade kit, for all Primo and Symo Inverters, includes: 1, UL-1741-SA (Rule-21) Label, 1 Firmware Up-Grade USB Stick, & Instructions, Qty 1 Kit | Inventory Item | 0 |  |  |  | No | Inverters | Soligent De-listing | 0
360-0176 | 360-0176 |  |  | Chilicon, Module Branch Connector, AWG 18, 650mm (~25.5”) (1 for each Micro), MBC | Inventory Item | 14 |  |  |  | No | Inverters | Soligent De-listing | 7.14
360-0177 | 360-0177 |  |  | Chilicon, Modular Trunk Cable, AWG 10, 1025mm (~40”) for 60/72 Cell Portrait Modules, MTC-1.025 | Inventory Item | 28.5 |  |  |  | No | Inverters | Soligent De-listing | 0
360-0178 | 360-0178 |  |  | Chilicon, Modular Trunk Cable, AWG 10, 1.7m (~67”) for 60 Cell Landscape Modules, MTC-1.7 | Inventory Item | 17.22 |  |  |  | No | Inverters | Soligent De-listing | 15.82
360-0178 : 360-0178 : 360-0178_U | 360-0178 : 360-0178_U |  |  | Chilicon, Modular Trunk Cable, AWG 10, 1.7m (~67”) for 60 Cell Landscape Modules, MTC-1.7 | Inventory Item | 17.22 |  |  |  | No | Inverters | Soligent De-listing | 15.82
360-0179 | 360-0179 |  |  | Chilicon, Modular Trunk Cable, AWG 10, 2.15m (~85”) for 72 Cell Landscape Modules, MTC-2.15 | Inventory Item | 45 |  |  |  | No | Inverters | Soligent De-listing | 0
360-0180 | 360-0180 |  |  | Chilicon, Trunk Homerun Cable Option, AWG 10, 1.7mm (~67”) 1 connector, to avoid cutting MTC cable, MTC-HR-1.7 | Inventory Item | 34.1 |  |  |  | No | Inverters | Soligent De-listing | 0
360-0181 | 360-0181 |  |  | Chilicon, Modular Trunk Tool, MTool | Inventory Item | 11.11 |  |  |  | No | Inverters | Soligent De-listing | 11.11
360-0181_U | 360-0181_U |  |  | Chilicon, Modular Trunk Tool, MTool | Inventory Item | 11.11 |  |  |  | No | Inverters | Soligent De-listing | 12.5
360-0182_U | 360-0182_U |  |  | Chilicon, Modular Trunk Cap Male, T6 Male Cap | Inventory Item | 2.22 |  |  |  | No | Inverters | Soligent De-listing | 2.5
360-0183 | 360-0183 |  |  | Chilicon, Modular Trunk Cap Female, T6 Female Cap | Inventory Item | 5.88 |  |  |  | No | Inverters | Soligent De-listing | 0
360-0184_U | 360-0184_U |  |  | Chilicon, Modular Trunk Cap Sealing Tape, 10’, 1 for 4 T6 Male Caps, Tape Roll | Inventory Item | 8.89 |  |  |  | No | Inverters | Soligent De-listing | 10
360-0196 | 360-0196 |  |  | Xantrex, Remote ON/OFF switch for TR series inverters | Inventory Item | 194 |  |  |  | No | Inverters | Vendor De-listing | 0
360-0197 | 360-0197 |  |  | Xantrex, SW Plus Back Plate | Inventory Item | 24.75 |  |  |  | No | Inverters | Vendor De-listing | 0
360-0203 | 360-0203 |  |  | Enphase, Branch Terminator for M215 and M250, Qty. 1, ET-TERM-10 | Inventory Item | 24.2 |  |  |  | No | Inverters | Vendor De-listing | 0
360-0204 | 360-0204 |  |  | Enphase, Engage Coupler, Watertight Cable Splice for M215 and M250, Qty. 1, ET-SPLK-05 | Inventory Item | 34.28 |  |  |  | No | Inverters | Vendor De-listing | 0
360-0205 : 360-0205 : 360-0205_U | 360-0205 : 360-0205_U |  |  | Enphase, Accessory, Water tight cap for M215 and M250, Qty. 1, ET-SEAL-10 | Inventory Item | 2.78 |  |  |  | No | Inverters | Vendor De-listing | 2.53
360-0206 | 360-0206 |  |  | Enphase, Install Kit for M215 and M250 (4 Terminators, 1 Disconnect Tool, 5 Water tight caps), ET-INSTL | Inventory Item | 134 |  |  |  | No | Inverters | Vendor De-listing | 0
360-0207 | 360-0207 |  |  | Enphase, AC Trunk Cable, 1-Phase Trunk Cable for M215, 40 Connectors, Portrait, with Install Kit and 100 R2 WEEB Cable Clips, ET10-240-40 | Inventory Item | 1587.98 |  |  |  | No | Inverters | Vendor De-listing | 0
360-0208 | 360-0208 |  |  | Enphase, Engage AC Trunk Cable, 1-Ph (4-Wire) for M215 and M250, 40 Connectors, Landscape (67"), with Install Kit and 100 x R2 WEEB Cable Clips, ET17-240-40 | Inventory Item | 56.23 |  |  |  | No | Inverters | Soligent De-listing | 0
360-0209 | 360-0209 |  |  | Enphase, Engage AC Trunk Cable, 3-Ph Trunk Cable for M215 and M250, 30 Connectors, Portrait, with Install Kit and 100 x R2 WEEB Cable Clips, ET10-208-30 | Inventory Item | 1265.98 |  |  |  | No | Inverters | Vendor De-listing | 0
360-0216 | 360-0216 |  |  | Enphase, Engage AC Trunk Cable, 1-Ph (4-Wire) for M or S Inverters, Per Connector Qty, Continuous length in Landscape (67"), 60 Cell, ET17-240-BULK(1) | Inventory Item | 48 |  |  |  | No | Inverters | Vendor De-listing | 0
360-0217 | 360-0217 |  |  | Enphase, Engage AC Trunk Cable, 1-Ph (4-Wire) for M215 and M250, Per Connector Qty, Continuous length in Portrait (40"),Non-Cancelable/Non-Returnable on Cut Lengths, ET10-240-BULK(1) | Inventory Item | 39.6 |  |  |  | No | Inverters | Vendor De-listing | 20
360-0218 | 360-0218 |  |  | Enphase, Engage AC Trunk Cable, 3-Ph (5-Wire) for M or S Inverters, Per Connector Qty, Continuous length in Landscape (67"), Non-Cancelable/Non-Returnable on Cut Lengths, 60 Cell, ET17-208-BULK(1) | Inventory Item | 26.67 |  |  |  | No | Inverters | Vendor De-listing | 24.24
360-0219 | 360-0219 |  |  | Enphase, Engage AC Trunk Cable, 3-Ph (5-Wire) for M215 and M250, Per Connector Qty, Continuous length in Portrait (40"), Non-Cancelable/Non-Returnable on Cut Lengths , ET10-208-BULK(1) | Inventory Item | 39.6 |  |  |  | No | Inverters | Vendor De-listing | 20
360-0221 | 360-0221 |  |  | Fronius, Base Plate for CL Series Central Inverters, REQUIRED FOR ALL CL INVERTERS, 44,0240,0006 | Inventory Item | 381.6 |  |  |  | No | Inverters | Vendor De-listing | 0
360-0257 | 360-0257 |  |  | ABB, AC Trunk Cable, 1-Ph (4-Wire) 14.6mm OD for the MICRO-0.25/0.3, Continuous length in Portrait (41"), 10AWG, Qty.1 Connector, AC-TRUNK-41INCHES-(packaged in 50PLUG/spool) | Inventory Item | 36 |  |  |  | No | Inverters | Soligent De-listing | 0
360-0258 | 360-0258 |  |  | ABB, AC Trunk Cable, 1-Ph (4-Wire) 14.6mm OD for the MICRO-0.25/0.3, Continuous length in Landscape (67"), 10AWG, Qty. 1 Connector, AC-TRUNK-67INCHES-(packaged in 32PLUGS/spool) | Inventory Item | 52 |  |  |  | No | Inverters | Soligent De-listing | 0
360-0259 | 360-0259 |  |  | ABB, AC Trunk Cable, 1-Ph (4-Wire) 14.6mm OD for the MICRO-0.25/0.3, Continuous length in Landscape (81"), 10AWG, Qty. 1 Connector, AC-TRUNK-81INCHES-(packaged in 27PLUGS/spool) | Inventory Item | 59 |  |  |  | No | Inverters | Soligent De-listing | 0
360-0260 | 360-0260 |  |  | ABB, Optional 15 meters coax extension cable for CDD antennas, MOBILE-MARK-CABLE-ASSY-C25-26-15L | Inventory Item | 176 |  |  |  | No | Inverters | Soligent De-listing | 0
360-0268 | 360-0268 |  |  | ABB, Accessory, End Cap Branch Terminator for MICRO-0.25/0.3 AC Trunk Cable , Black, Qty. 1, AC-TRUNK-END-CAP | Inventory Item | 16 |  |  |  | No | Inverters | Soligent De-listing | 0
360-0269 | 360-0269 |  |  | ABB, Accessory, Water-tight Cap for MICRO-0.25/0.3 AC Trunk Cable, Qty. 1, AC-TRUNK-PLUG-CAP | Inventory Item | 3 |  |  |  | No | Inverters | Soligent De-listing | 0
360-0281 | 360-0281 |  |  | Solectria, Option, Factory Installed Neutral Connection, OPT-NTRL-PVI | Inventory Item | 612 |  |  |  | No | Inverters | Soligent De-listing | 0
360-0282 | 360-0282 |  |  | SMA, Sunny Boy REPLACEMENT Disconnect, Transformerless (unfused), for SB3000TLUS-22 to SB7700TLUS-22 Inverters, DC-DISCON2TLUS-10(Replacement) | Inventory Item | 465 |  |  |  | No | Inverters | Vendor De-listing | 0
360-0284 | 360-0284 |  |  | Solectria, Option, Stainless Steel Enclosure (316 Grade), for PVI 50-100KW inverters, OPT-SS316-PVI | Inventory Item | 22000 |  |  |  | No | Inverters | Soligent De-listing | 0
360-0285 | 360-0285 |  |  | SMA, Fan kit for use with Sunny Boy SB3000TLUS-22 to SB6000TLUS-22 Inverters only, FANKIT02-10 | Inventory Item | 181 |  |  |  | No | Inverters | Vendor De-listing | 0
360-0287 | 360-0287 |  |  | SMA, AC cable with 2 Male plugs, for SB240 Microinverter, 1.4m (55”) long, Qty. 1, 41-51921, SPECIAL PRICING - LIMITED QUANTITY - ONLY WHILE SUPPLIES LAST | Inventory Item | 26 |  |  |  | No | Inverters | Soligent De-listing | 0
360-0288 | 360-0288 |  |  | SMA, DC input adapter with MC4 plugs, for SB240 Microinverter, Qty. 1, 42-463312, SPECIAL PRICING - LIMITED QUANTITY - ONLY WHILE SUPPLIES LAST | Inventory Item | 23 |  |  |  | No | Inverters | Soligent De-listing | 0
360-0289 | 360-0289 |  |  | SMA, DC input adapter with TE F+M0 plugs, for SB240 Microinverter, Qty. 1, 42-46313, SPECIAL PRICING - LIMITED QUANTITY - ONLY WHILE SUPPLIES LAST | Inventory Item | 21 |  |  |  | No | Inverters | Soligent De-listing | 0
360-0291 | 360-0291 |  |  | ABB, Accessory, Joiner (splice kit) for MICRO-0.25/0.3 AC Trunk Cable , IP67, Black, Qty. 1, AC-TRUNK-CABLE-JOINER | Inventory Item | 18 |  |  |  | No | Inverters | Soligent De-listing | 0
360-0293 | 360-0293 |  |  | Solectria, Option, DC Surge Protection, For String Combiners, Must purchase Qty. 1 of these with Each Combiner, OPT-SRG-DISCOM | Inventory Item | 235 |  |  |  | No | Inverters | Soligent De-listing | 0
360-0294 | 360-0294 |  |  | Magnum, Mounting Bezel for ME-RC Remote, Qty. 1, ME-RC-BZ | Inventory Item | 16 |  |  |  | No | Inverters | Soligent De-listing | 0
360-0301 | 360-0301 |  |  | Solectria, Option, Integrated Sub-Combiner with DC Circuit Breakers, for PVI 50-100KW, 4 Fuses, 110-200A, Specify Fuse Size, OPT-BRKCOM-04X-110A-200A | Inventory Item | 2643.99 |  |  |  | No | Inverters | Soligent De-listing | 0
360-0302 | 360-0302 |  |  | Solectria, Option, Air Intake Filtering System, 1 Intake Vent, PVI 50-100KW (Customer to Specify Filter Merv Rating), OPT-AIFILTER-1X | Inventory Item | 765 |  |  |  | No | Inverters | Soligent De-listing | 0
360-0304 | 360-0304 |  |  | Enphase, Power Line Ethernet Bridge, Qty.2, EPLC-01 | Inventory Item | 80.2 |  |  |  | No | Inverters | Soligent De-listing | 0
360-0305 | 360-0305 |  |  | Solectria, Option, External Transformer, for SGI-750XTM-380, 750kVA, Single-Wound, 380D-480Y, NEMA 3R Enclosure, XT and XTM Only, OPT-XFMR-0750S-380D-480YN | Inventory Item | 31765 |  |  |  | No | Inverters | Soligent De-listing | 0
360-0306 | 360-0306 |  |  | Enphase, WiFi Adaptor for Gateway (ENV-120 M), Qty. 1, WF-01 | Inventory Item | 62.5 |  |  |  | No | Inverters | Soligent De-listing | 0
360-0307 | 360-0307 |  |  | Enphase, Envoy Communications Gateway, 120VAC, with Lifetime MyEnlighten System level monitoring, add ethernet bridge (#360-0304) or Wi-Fi (#360-0306), Qty. 1, ENV-120 M | Inventory Item | 875 |  |  |  | No | Inverters | Vendor De-listing | 0
360-0308 | 360-0308 |  |  | Enphase, Engage AC Trunk Cable for C250, 277/480Y VAC, Portrait (60/72 cell), BULK Pack containing 240 connectors, ET10-277-BULK | Inventory Item | 17000 |  |  |  | No | Inverters | Vendor De-listing | 9770.11
360-0309 | 360-0309 |  |  | Enphase, Engage AC Trunk Cable for C250, 277/480Y VAC, Landscape (60 cell), BULK Pack containing 240 connectors, ET17-277-BULK | Inventory Item | 28000 |  |  |  | No | Inverters | Vendor De-listing | 16091.95
360-0310 | 360-0310 |  |  | Enphase, Engage AC Trunk Cable for C250, 277/480Y VAC, Landscape (72 cell), 2110mm PITCH, 192 connectors, ET21-277-192-12AWG | Inventory Item | 16000 |  |  |  | No | Inverters | Vendor De-listing | 9195.4
360-0312 | 360-0312 |  |  | Solectria, Option, Internal Power Supply, AFDI String Combiners, 120VAC, ARCCOM Only, OPT-IPS-ARCCOM-M-120VAC | Inventory Item | 306 |  |  |  | No | Inverters | Soligent De-listing | 0
360-0313 | 360-0313 |  |  | ABB, Rapid Shutdown Device kits, For one string of modules (3kW inverter) or when there are two arrays more than 10' apart, 2 strings in, 1 combined string out, includes inverter power supply, 600VDC, Nema 4X, 10 Yr Warranty, Qty. 1, RS2-1CN6-KIT | Inventory Item | 417 |  |  |  | No | Inverters | Vendor De-listing | 0
360-0314 | 360-0314 |  |  | ABB, Rapid Shutdown Device kits, For two strings of modules (3kW - 6 kW inverters), 2 strings in, 2 strings out, no combining, includes inverter power supply, 600VDC, Nema 4X, 10 Yr Warranty, RS2-2PN6-KIT | Inventory Item | 439 |  |  |  | No | Inverters | Vendor De-listing | 0
360-0315 | 360-0315 |  |  | ABB, Rapid Shutdown Device kits, For three or four strings of PV modules (5-8.6KW inverters), 4 strings in, 2 combined strings out, includes inverter power supply, 600VDC, Nema 4X, 10 Yr Warranty, RS4-2CN6-KIT | Inventory Item | 511 |  |  |  | No | Inverters | Vendor De-listing | 0
360-0316 | 360-0316 |  |  | Solectria, Option, Integrated Sub-Combiner with DC Circuit Breakers, for PVI 50-100KW, 2 Fuses, 110-200A, Specify Fuse Size, OPT-BRKCOM-02X-110A-200A | Inventory Item | 3059 |  |  |  | No | Inverters | Soligent De-listing | 0
360-0317 | 360-0317 |  |  | ABB, CDD Microinverter acquisition tool for in-office, pre-commissioning of Microinverter projects, MICRO-PRE-INSTALLATION-KIT | Inventory Item | 247 |  |  |  | No | Inverters | Soligent De-listing | 0
360-0318 | 360-0318 |  |  | ABB, Rapid Shutdown Device, Rooftop junction box, 2 strings in, 1 combined string out, (power supply not included), NEMA4X, 10 year warranty, Qty. 1, RS2-1CN6 | Inventory Item | 314.8 |  |  |  | No | Inverters | Vendor De-listing | 0
360-0319 | 360-0319 |  |  | ABB, Rapid Shutdown Device, Rooftop junction box, 2 strings in, 2 strings out, no combining, (power supply not included), NEMA4X, 10 year warranty, Qty. 1, RS2-2PN6 | Inventory Item | 391 |  |  |  | No | Inverters | Vendor De-listing | 0
360-0320 | 360-0320 |  |  | ABB, Rapid Shutdown Device, Rooftop junction box, 4 strings in, 2 combined strings out, (power supply not included), NEMA4X, 10 year warranty, Qty. 1, RS4-2CN6 | Inventory Item | 473 |  |  |  | No | Inverters | Soligent De-listing | 0
360-0321 | 360-0321 |  |  | ABB, Rapid Shutdown, Inverter Power Supply Kit, 10 year warranty, PSK1.3 | Inventory Item | 82 |  |  |  | No | Inverters | Soligent De-listing | 0
360-0323 | 360-0323 |  |  | Enphase, Engage AC Trunk Cable, 1-Ph (4-Wire) for M and S series inverters, Continuous length of 240 connectors in Landscape (67"), ET17-240-BULK(240) | Inventory Item | 13879.99 |  |  |  | No | Inverters | Soligent De-listing | 0
360-0324 | 360-0324 |  |  | Enphase, Engage AC Trunk Cable, 1-Ph (4-Wire) for M and S series inverters, Continuous length of 240 connectors in Portrait (40"), ET10-240-BULK(240) | Inventory Item | 10409.99 |  |  |  | No | Inverters | Soligent De-listing | 0
360-0325 | 360-0325 |  |  | Enphase, Engage AC Trunk Cable, 3-Ph (5-Wire) for M and S series inverters, Continuous length of 240 connectors in Landscape (67"), ET17-208-BULK(240) | Inventory Item | 13879.99 |  |  |  | No | Inverters | Soligent De-listing | 0
360-0326 | 360-0326 |  |  | Enphase, Engage AC Trunk Cable, 3-Ph (5-Wire) for M and S series inverters, Continuous length of 240 connectors in Portrait (40"), ET10-208-BULK(240) | Inventory Item | 10409.99 |  |  |  | No | Inverters | Soligent De-listing | 0
360-0327 | 360-0327 |  |  | Suncrest MRB, INSTALL KIT FOR M215 & M250 (4 term, 1 disc tool, 5 water-tight caps), ENP-0003 | Inventory Item | 0 |  |  |  | No | Inverters | Soligent De-listing | 0
360-0328 : 360-0328 : 360-0328 : 360-0328 : 360-0328_U | 360-0328 : 360-0328 : 360-0328 : 360-0328_U |  |  | Enphase, IQ, Q-Cable, 240 Volt, for 60/72 cell 1.0m Portrait Module Pitch. Connector Pitch is 1.3m (51"), Continuous Length, Order by Number of Connectors, Q-12-10-240 | Inventory Item | 16.16 |  |  |  | No | Inverters | Soligent De-listing | 14.8
360-0329 : 360-0329 : 360-0329 : 360-0329 : 360-0329 : 360-0329 : 360-0329 : 360-0329_U | 360-0329 : 360-0329 : 360-0329 : 360-0329 : 360-0329 : 360-0329 : 360-0329_U |  |  | Enphase, IQ, Q-Cable, 240 Volt, for 60 cell 1.7m Landscape Module Pitch. Connector Pitch is 2.0m (78.7"), Continuous Length, Order by Number of Connectors, Q-12-17-240 | Inventory Item | 19.01 |  |  |  | No | Inverters | Soligent De-listing | 17.41
360-0330 | 360-0330 |  |  | Enphase, IQ, Q-Cable, 240 Volt, for 72 cell 2.0m Landscape module pitch. Connector Pitch is 2.3m (90.5"), Q-12-20-200 | Inventory Item | 37.99 |  |  |  | No | Inverters | Soligent De-listing | 0
360-0331 : 360-0331 : 360-0331_U | 360-0331 : 360-0331_U |  |  | Enphase, IQ Micro inverter Replacement Adaptor for MultiContact MC4 DC, Q-DCC-2 | Inventory Item | 9.67 |  |  |  | No | Inverters | Soligent De-listing | 9.06
360-0332 : 360-0332_U : 360-0332 : 360-0332 : 360-0332 : 360-0332_U | 360-0332 : 360-0332 : 360-0332 : 360-0332_U |  |  | Enphase, IQ, Female Sealing Cap for unused Q-Cable Connectors, Q-SEAL | Inventory Item | 3.77 |  |  |  | No | Inverters | Soligent De-listing | 3.23
360-0333 : 360-0333 : 360-0333 : 360-0333_U | 360-0333 : 360-0333 : 360-0333_U |  |  | Enphase, IQ, Terminator Cap for Q-Cable Ends, Qty. 1, Q-TERM-10 | Inventory Item | 16.72 |  |  |  | No | Inverters | Soligent De-listing | 15.68
360-0334 | 360-0334 |  |  | Enphase, IQ, Female Field-wireable connector for Q Cable open connector. Pack of 10 connector bodies with 25 Female MC4 Tool crimpable pins. Q-CONN-10F | Inventory Item | 170 |  |  |  | No | Inverters | Soligent De-listing | 106.25
360-0335 | 360-0335 |  |  | Enphase, IQ, Male Field-wireable connector for Q Cable. Pack of 10 connector bodies with 25 Male MC4 Tool crimpable pins Q-CONN-10M | Inventory Item | 170 |  |  |  | No | Inverters | Soligent De-listing | 106.25
360-0336 : 360-0336 : 360-0336 : 360-0336_U | 360-0336 : 360-0336 : 360-0336_U |  |  | Enphase, IQ, Male Sealing Cap for Branch Aggregator Unused Connections, Q-BA-CAP-10 | Inventory Item | 3.64 |  |  |  | No | Inverters | Vendor De-listing | 3.12
360-0337 | 360-0337 |  |  | Enphase, IQ, Q Cable, 12 AWG, no connectors, Use with Field Wireable M/FM Connectors, by the foot, Q-12-RAW | Inventory Item | 1855.99 |  |  |  | No | Inverters | Soligent De-listing | 0
360-0338 : 360-0338 : 360-0338_U | 360-0338 : 360-0338_U |  |  | Enphase, IQ, Q Cable, 12 AWG, no connectors, Use with Field Wireable M/FM Connectors, by the foot, Non-Cancelable/Non-Returnable on Cut Lengths, Q-12-RAW | Inventory Item | 1.32 |  |  |  | No | Inverters | Soligent De-listing | 1.2
360-0339 | 360-0339 |  |  | Enphase, IQ, Q-Cable, 240 Volt, for 72 cell 2.0m Landscape module pitch. Connector Pitch is 2.3m (90.5"), Q-12-20-200 | Inventory Item | 38.49 |  |  |  | No | Inverters | Soligent De-listing | 0
360-0340 : 360-0340 : 360-0340 : 360-0340 : 360-0340_U | 360-0340 : 360-0340 : 360-0340 : 360-0340_U |  |  | Enphase, IQ, Q-Cable, 240 Volt, for 72 cell 2.0m Landscape Module Pitch. Connector Pitch is 2.3m (90.5"), Continuous Length, Order by Number of Connectors, Q-12-20-200 | Inventory Item | 28.49 |  |  |  | No | Inverters | Soligent De-listing | 26.08
360-0341 | 360-0341 |  |  | Enphase, IQ, Female Field-Wireable Connector for Q Cable open connector. Pack of 10 connector bodies with 25 Female MC4 Tool crimpable pins, Q-CONN-10F | Inventory Item | 117.47 |  |  |  | No | Inverters | Soligent De-listing | 110.12
360-0342 | 360-0342 |  |  | Enphase, IQ, Male Field-Wireable Connector for Q Cable. Pack of 10 connector bodies with 25 Male MC4 Tool crimpable pins, Q-CONN-10M | Inventory Item | 117.47 |  |  |  | No | Inverters | Soligent De-listing | 110.12
360-0343 | 360-0343 |  |  | Yaskawa Solectria, Shade Cover and 15-Degree Rooftop Mounting Legs for PVI 25TL-480 Inverters Only, ROOFKIT-25TL-480 | Inventory Item | 266.67 |  |  |  | No | Inverters | Shippable | 229.89
360-0344 | 360-0344 |  |  | Magnum, Digital LCD Display Remote Panel with 50' Cable, Flush Mount, with lithium Upgrade, ME-RC50-L | Inventory Item | 238.5 |  |  |  | No | Inverters | Soligent De-listing | 132.5
360-0353 | 360-0353 |  |  | Aptos, Male AC End Cable, 12AWG, 2m, AC_End_Cable-M-2m | Inventory Item | 25.33 |  |  |  | No | Inverters | Vendor De-listing | 24.36
360-0355 | 360-0355 |  |  | Aptos, Male AC End Cable, 12AWG, 3m, AC_End_Cable-M-3m | Inventory Item | 37.33 |  |  |  | No | Inverters | Vendor De-listing | 35.9
360-0357 | 360-0357 |  |  | Generac, Modular Branch Cable, AWG 18, 650mm (~25.5”) (1 for each Micro), CP-MBC | Inventory Item | 12.59 |  |  |  | No | Inverters | Shippable | 11.85
360-0358 | 360-0358 |  |  | Generac, Modular Trunk Cable, AWG 10, 1025mm (~40”) for 60/72 Cell Portrait Modules, CP-MTC-1.025 | Inventory Item | 25.19 |  |  |  | No | Inverters | Shippable | 23.7
360-0359 | 360-0359 |  |  | Generac, Modular Trunk Cable, AWG 10, 1.7m (~67”) for 60 Cell Landscape Modules, CP-MTC-1.7 | Inventory Item | 29.77 |  |  |  | No | Inverters | Shippable | 28.01
360-0362 | 360-0362 |  |  | Generac, Modular Trunk Tool, CP-AC-TOOL | Inventory Item | 6.87 |  |  |  | No | Inverters | Shippable | 6.46
360-0363 | 360-0363 |  |  | Generac, MC-4 Unlocking Tool, CP-DC-TOOL | Inventory Item | 6.87 |  |  |  | No | Inverters | Shippable | 6.46
360-0366 | 360-0366 |  |  | Aptos, AC Trunk Port Disconnect Tool, AC_TRUNK PORT DISCONNECT TOOL | Inventory Item | 8 |  |  |  | No | Inverters | Shippable | 7.69
360-0367 | 360-0367 |  |  | Aptos, AC Trunk Connector Disconnect Tool, AC_TRUNK CONNECTOR UNLOCK TOOL | Inventory Item | 8 |  |  |  | No | Inverters | Shippable | 7.69
360-0368 | 360-0368 |  |  | Aptos, AC Trunk Connector, AC_TRUNK CONNECTO | Inventory Item | 13.33 |  |  |  | No | Inverters | Soligent De-listing | 12.82
360-0369 | 360-0369 |  |  | Aptos, AC Trunk Port Cap, AC_TRUNK PORT CAP | Inventory Item | 8 |  |  |  | No | Inverters | Shippable | 7.69
360-0371 | 360-0371 |  |  | Aptos, AC Extension Cable, 3 meter, AC_Ext_Cable-3m | Inventory Item | 43.33 |  |  |  | No | Inverters | Vendor De-listing | 41.67
360-0375 | 360-0375 |  |  | Aptos, Female AC Trunk Cable, 12 AWG 2.2M, Qty. 20 Cables, AC TRUNK CABLE_ 2.2M | Inventory Item | 686.67 |  |  |  | No | Inverters | Shippable | 660.26
360-0378 | 360-0378 |  |  | APsystems, Y3 AC Bus (Trunk) Cable for QT-2 Micro Inverters, (1 per Inverter), 10 AWG, 2m (78.7"), 2322600703 | Inventory Item | 40 |  |  |  | No | Inverters | Shippable | 35.29
370-0002 | 370-0002 |  |  | APsystems, Custom Quote, Enter Quote Number and Custom Price | Non-inventory Item |  |  |  |  | No | Inverters | Shippable | 0
370-0019 | 370-0019 |  |  | Xantrex, Minimum Order Fee to orders under $1000 | Non-inventory Item | 50 |  |  |  | Yes | Inverters | Vendor De-listing | 0
370-0025 | 370-0025 |  |  | Fronius, IG Plus Busbar to combine 6 inputs to 1 (need 2 per inverter), 42,0201,2923 | Inventory Item | 27 |  |  |  | No | Inverters | Vendor De-listing | 0
370-0055 | 370-0055 |  |  | Enphase, Accessory, Cable Disconnect Tool, M215 and M250, Qty. 1, ET-DISC-05 | Inventory Item | 13.99 |  |  |  | No | Inverters | Vendor De-listing | 0
370-0057 | 370-0057 |  |  | Fronius, RJ45 DatCom Termination Plug, 43,0003,0812 | Inventory Item | 9.86 |  |  |  | No | Inverters | Soligent De-listing | 0
370-0058 | 370-0058 |  |  | Fronius, DO NOT USE - WRONG ITEM TYPE. Custom Quote, Enter Quote Number and Custom Price | Inventory Item | 0 |  |  |  | No | Inverters | Soligent De-listing | 0
370-0060 : 370-0060 : 370-0060 : 370-0060_U | 370-0060 : 370-0060 : 370-0060_U |  |  | Enphase, IQ, Disconnect Tool for Q-Cable connectors, MC and Amphenol DC Connectors, Q-DISC | Inventory Item | 3.77 |  |  |  | No | Inverters | Soligent De-listing | 3.23
370-0072 | 370-0072 |  |  | Magnum, Replacement Top Cover, White, (Serial Number Required), TC-WHT | Inventory Item | 46.42 |  |  |  | No | Inverters | Vendor De-listing | 0
370-0073 | 370-0073 |  |  | Samlex, DO NOT USE - WRONG ITEM TYPE. Custom Quote, Enter Quote Number and Custom Price | Inventory Item | 0 |  |  |  | No | Inverters | Soligent De-listing | 0
370-0080 | 370-0080 |  |  | ABB, Accessory, Unlock and Disconnect Tool for MICRO-0.25/0.3 AC Trunk Cable, Qty. 1, AC-TRUNK-UNLOCK-TOOL | Inventory Item | 1 |  |  |  | No | Inverters | Soligent De-listing | 0
370-0088 | 370-0088 |  |  | SMA, Custom Inverter Item, Enter Quote Number and Custom Price | Non-inventory Item | 0 |  |  |  | No | Inverters | Soligent De-listing | 0
370-0089 | 370-0089 |  |  | Yaskawa Solectria, Custom Inverter system, SGI 225/250/266/300/500/500PE/500XT/500XTM/750XTM, Enter Quote Number and Custom Price | Non-inventory Item | 0 |  |  |  | No | Inverters | Shippable | 0
370-0091 | 370-0091 |  |  | APS, Custom Quote, Enter Quote Number and Custom Price | Non-inventory Item | 0 |  |  |  | No | Inverters | Shippable | 0
370-0093 | 370-0093 |  |  | SMA, DUPLICATE, Custom Inverter Item, Enter Quote Number and Custom Price | Non-inventory Item | 0 |  |  |  | No | Inverters | One-Off | 0
370-0094 | 370-0094 |  |  | Fronius, Custom Inverter Item, Enter Quote Number and Custom Price | Non-inventory Item | 0 |  |  |  | No | Inverters | Soligent De-listing | 0
370-0098 | 370-0098 |  |  | Yaskawa Solectria, Custom Inverter system, PVI 50kW- 100kW, Enter Quote Number and Custom Price | Non-inventory Item | 0 |  |  |  | No | Inverters | Soligent De-listing | 0
370-0105 | 370-0105 |  |  | Magnum, Optional Router Front Top Cover, for MP enclosure that has middle 8 truss head screws, MP-RFC | Inventory Item | 32 |  |  |  | No | Inverters | Soligent De-listing | 0
370-0106 | 370-0106 |  |  | SMA, Tripower Roofmount ReadyRack with AC Switch, for STP12000TL-US-10, STP-RACK-CU-AC4-12, the STP12000 and CU1000 must be purchased separately, 34-100900.01 | Inventory Item | 2968 |  |  |  | No | Inverters | Vendor De-listing | 0
370-0107 | 370-0107 |  |  | Schneider, Custom Item, Enter Quote Number and Custom Price | Non-inventory Item | 0 |  |  |  | No | Inverters | Shippable | 0
370-0114 | 370-0114 |  |  | Fronius, Primo/Symo, DC Positive combined input buss bar, 42,0201,4479 | Inventory Item | 26.11 |  |  |  | No | Inverters | Vendor De-listing | 24.48
370-0115 | 370-0115 |  |  | Fronius, Primo/Symo, DC Negative combined input buss bar, 42,0201,4480 | Inventory Item | 26.11 |  |  |  | No | Inverters | Vendor De-listing | 24.48
370-0116 | 370-0116 |  |  | SolarEdge, Dummy, 1-Ph Inverter Display Unit (non functional), Dummy 1Ø HD Wave Inverter | Inventory Item | 330.86 |  |  |  | No | Inverters | Soligent De-listing | 183.81
370-0117 | 370-0117 |  |  | Yaskawa Solectria, Fuse By-Pass Kit, PVI-28-36TL, Includes 2 terminals. Order 1 for Combined MPPT, 2 for Dual MPPT, OPT-FUSEBYPASS-PVI-28-36TL | Inventory Item | 80 |  |  |  | No | Inverters | Soligent De-listing | 45.98
370-0118 | 370-0118 |  |  | Yaskawa Solectria, Fuse By-Pass Kit, PVI50-60TL, 1 Set includes 6 pieces, for 1 inverter, OPT-FUSEBYPASS-PVI-50-60TL | Inventory Item | 104 |  |  |  | No | Inverters | Shippable | 89.66
370-0119 | 370-0119 |  |  | SolarEdge, HD-Wave EV Charging Cable, 40 Amp, Level 2 Electric Vehicle J1772 Charge Connector with 25 feet cable and holder, use with HD-Wave-EV Inverter, SE-EV-KIT-25J40-1 | Inventory Item | 651.24 |  |  |  | No | Inverters | Vendor De-listing | 0
370-0121 | 370-0121 |  |  | SMA, Core-1 Universal Mounting System Kit, UMS_KIT-10 | Inventory Item | 184 |  |  |  | No | Inverters | Shippable | 158.62
440-0078 | 440-0078 |  |  | Outback, Battery Cable Heatshrink, Qty. 12, White with Logo, OBHS-W | Inventory Item | 12.05 |  |  |  | No | Inverters | Vendor De-listing | 0
440-0194 | 440-0194 |  |  | OutBack, California Replacement Battery Fee, For any 6 or 12V replacement battery, not for new installations | Inventory Item | 0 |  |  |  | No | Inverters | Soligent De-listing | 0
450-0195 | 450-0195 |  |  | Storz Power, Indoor 20kWh Battery Cabinet for up to 4 5.12kWh LFP Batteries, 10252 | Inventory Item | 1050.4 |  |  |  | No | Inverters | Shippable | 1010
500-0019 | 500-0019 |  |  | Outback, FlexWare 500 AC Disconnect Box with Ground Bar & DIN Rail, 1 to 2 Inverters, FW500-AC | Inventory Item | 276.83 |  |  |  | No | Inverters | Soligent De-listing | 251.67
500-0020 | 500-0020 |  |  | Outback, FlexWare 500 DC Enclosure with Ground & Pos Bus, 500A DC Shunt, FW-BBUS, for 1 to 2 Inverters, FW500-DC | Inventory Item | 430.56 |  |  |  | No | Inverters | Shippable | 364.71
500-0025 | 500-0025 |  |  | Outback, FlexWare Charge Control Top Bracket for FW-500, FW1000, for 2 MX60's, FM60 or FM80 (Not compatible with FM100-300VDC charge controller), FW-CCB2-T | Inventory Item | 76 |  |  |  | No | Inverters | Soligent De-listing | 0
500-0026 | 500-0026 |  |  | Outback, FlexWare Input/Output/Bypass, 60A, 120VAC for Dual Inverter, FW-IOBD-120VAC | Inventory Item | 282 |  |  |  | No | Inverters | Soligent De-listing | 0
500-0027 | 500-0027 |  |  | Outback, FlexWare Input/Output/Bypass, 60A, 120/240VAC for Dual Inverter, FW-IOBD-120/240VAC | Inventory Item | 284.04 |  |  |  | No | Inverters | Soligent De-listing | 243.94
500-0029 | 500-0029 |  |  | Outback, FlexWare Input/Output/Bypass, 60A, 120/240VAC for Quad Inverter, FW-IOBQ-120/240VAC | Inventory Item | 723.61 |  |  |  | No | Inverters | Shippable | 612.94
500-0030 | 500-0030 |  |  | Outback, FlexWare Input/Output/Bypass, 60A, 120VAC for FW250 Only, FW-IOBS-120VAC | Inventory Item | 180.56 |  |  |  | No | Inverters | Shippable | 152.94
500-0031 | 500-0031 |  |  | Outback, FlexWare ROW Input/Output/Bypass Kit, Single Phase, 230VAC, FW-IOBS-230VAC | Inventory Item | 159.5 |  |  |  | No | Inverters | Soligent De-listing | 0
500-0032 | 500-0032 |  |  | Outback, FlexWare Input/Output/Bypass, 60A, 120/208VAC for Triple Inverter, FW-IOBT-120/208VAC | Inventory Item | 599.5 |  |  |  | No | Inverters | Soligent De-listing | 344.54
500-0038 | 500-0038 |  |  | Outback, Power System Rack, Spill Contain Tray, PSR-SCT | Inventory Item | 35.93 |  |  |  | No | Inverters | Soligent De-listing | 30.98
500-0044 | 500-0044 |  |  | Outback, Busbar, 180A, White, Long, TBB-WHITE | Inventory Item | 23.61 |  |  |  | No | Inverters | Shippable | 21.79
500-0046 | 500-0046 |  |  | Midnite Solar, E-Panel, 250A, 125VDC, Stretched Gray Steel for Outback Inverter, MNE250STS | Inventory Item | 823.9 |  |  |  | No | Inverters | Soligent De-listing | 514.94
500-0047 | 500-0047 |  |  | Midnite Solar, E-Panel, 175A, 120/240VAC, White Steel for Magnum Inverter, MNE175STM-240 | Inventory Item | 742.5 |  |  |  | No | Inverters | Shippable | 695.51
500-0051 | 500-0051 |  |  | Midnite Solar, E-Panel, Grey steel with 250A breaker for MS4024-MS2812, MNE250STM | Inventory Item | 661.49 |  |  |  | No | Inverters | Shippable | 617.67
500-0056 | 500-0056 |  |  | Outback, FlexWare ROW Input/Output/Bypass, 30A, 230/400VAC for Triple Inverter, FW-IOBT-230/400VAC | Inventory Item | 400 |  |  |  | No | Inverters | Soligent De-listing | 0
500-0059 | 500-0059 |  |  | Outback, Reversible Combiner Busbar for 12 150VDC breakers or 8 600VDC fuse holders, FW-CBUS-12 | Inventory Item | 56.94 |  |  |  | No | Inverters | Shippable | 48.24
500-0061 | 500-0061 |  |  | Midnite Solar, E-Panel, 175A, 125VDC, Stretched Aluminum for Outback Inverter with FM, MNE175AL-PLUS | Inventory Item | 720.95 |  |  |  | No | Inverters | Shippable | 673.19
500-0072 | 500-0072 |  |  | Magnum, DC Load Disconnect - Pigtail Adapter for 12VDC Load Disconnect Feature, ME-DCLD | Inventory Item | 35.1 |  |  |  | No | Inverters | Soligent De-listing | 20.17
500-0073 | 500-0073 |  |  | Magnum, Ignition Switch Lockout - Pigtail Adapter for 12V Ignition Switch Lockout Feature, ME-ISW | Inventory Item | 28 |  |  |  | No | Inverters | Soligent De-listing | 0
500-0074 | 500-0074 |  |  | Magnum, Pigtail Adapter - Auto Gen Start + 12V input, ME-PT1 | Inventory Item | 28 |  |  |  | No | Inverters | Soligent De-listing | 0
500-0075 | 500-0075 |  |  | Magnum, Pigtail Adapter - Auto Gen Start Two Contact Remote Control, ME-PT2 | Inventory Item | 35.1 |  |  |  | No | Inverters | Soligent De-listing | 20.17
500-0076 | 500-0076 |  |  | Magnum, Remote Switch Adapter - Pigtail Adapter for Remote Switch, SPST, ME-RSA | Inventory Item | 35.1 |  |  |  | No | Inverters | Soligent De-listing | 20.17
500-0079 | 500-0079 |  |  | Magnum, Remote 3 LED with 25' Cable - use with MM 612 only, MM-R25 | Inventory Item | 47.2 |  |  |  | No | Inverters | Soligent De-listing | 0
500-0080 | 500-0080 |  |  | Magnum, Remote 6 LED with 25' Cable - use with MM 612AE, MM 1212 and MM 1212AE, MM-RC25 | Inventory Item | 55.2 |  |  |  | No | Inverters | Soligent De-listing | 0
500-0097 | 500-0097 |  |  | Magnum, Mini Magnum, Panel with 175ADC breaker & 60A single pole AC input breaker, 120VAC, MMP175-60S | Inventory Item | 832.5 |  |  |  | No | Inverters | Soligent De-listing | 478.45
500-0099 | 500-0099 |  |  | Magnum, Panel Single Enclosure, LoPower for 1-2 inverters, with 60A single pole AC input breaker, MPSL250-60S | Inventory Item | 1138.5 |  |  |  | No | Inverters | Vendor De-listing | 654.31
500-0100 | 500-0100 |  |  | Magnum, Panel Single Enclosure, HiPower for max 3 inverters, with 30A dual pole AC input breaker, MPSH250-30D | Inventory Item | 1961.1 |  |  |  | No | Inverters | Soligent De-listing | 0
500-0101 | 500-0101 |  |  | Magnum, Panel Dual Enclosure, HiPower for max 4 inverters, with 30A dual pole AC input breaker, 250A Disconnect, MPDH250-30D | Inventory Item | 2057.58 |  |  |  | No | Inverters | Shippable | 1903.26
500-0102 | 500-0102 |  |  | Magnum, Panel Extension Box for MPSL/MPSH Right Side, 250ADC breaker, 30A 2-pole AC breaker, Wires, Hood, MPXS250-30D-R | Inventory Item | 430.65 |  |  |  | No | Inverters | Soligent De-listing | 371.25
500-0103 | 500-0103 |  |  | Magnum, Panel Extension Box for MPSL/MPSH Right Side, 250ADC breaker, 60A 1-pole AC breaker, Wires, Hood, MPXS250-60S-R | Inventory Item | 445.5 |  |  |  | No | Inverters | Vendor De-listing | 278.44
500-0107 | 500-0107 |  |  | Magnum, Panel Extension Conduit Box Only, without AC or DC breakers or wiring, MPX-CB | Inventory Item | 166.5 |  |  |  | No | Inverters | Vendor De-listing | 95.69
500-0108 | 500-0108 |  |  | Magnum, Panel Hood Only (included in MMP, MPSL), MP-HOOD | Inventory Item | 34.4 |  |  |  | No | Inverters | Soligent De-listing | 29.66
500-0109 | 500-0109 |  |  | Magnum, Digital LCD Display & Router, required for parallel stacking of the MS-PAE models, ME-RTR | Inventory Item | 431.1 |  |  |  | No | Inverters | Vendor De-listing | 0
500-0114 | 500-0114 |  |  | SMA, Multicluster Box, 3-Ph for 12 x 120V, 60 Hz, SI6048-US-10 and SI4548-US-10, 120/208V, add MC-PB, UL listed off-grid only, MCB-12U | Inventory Item | 11475.2 |  |  |  | No | Inverters | Shippable | 10327.68
500-0116 | 500-0116 |  |  | SMA, Multicluster Communications (Piggy-Back) Card, One for each SI Cluster Master, MC-PB | Inventory Item | 176.69 |  |  |  | No | Inverters | Shippable | 168.75
500-0122 | 500-0122 |  |  | Outback, Custom Quote, Enter Quote Number and Custom Price | Non-inventory Item | 0 |  |  |  | No | Inverters | Shippable | 0
500-0132 | 500-0132 |  |  | Outback, FLEXware Gen-Start Relay, 16 Amp Maximum, 30VDC/250VAC, with DIN Mount Base, OBR-16-DIN | Inventory Item | 93.99 |  |  |  | No | Inverters | Soligent De-listing | 0
500-0139 | 500-0139 |  |  | Xantrex, Connection Kit for use with PRXT854201500 | Inventory Item | 3.63 |  |  |  | No | Inverters | Soligent De-listing | 0
500-0140 | 500-0140 |  |  | Outback, FM100 GFDI Fuse Replacement Kit, 10mmx38mm, 0.75A, compatible with both FM100 models, SPARE-045 | Inventory Item | 104.5 |  |  |  | No | Inverters | Soligent De-listing | 60.06
500-0147 | 500-0147 |  |  | Outback, Radian DC Shunt Bus for GS Load Center, GS-SBUS | Inventory Item | 22.22 |  |  |  | No | Inverters | Shippable | 18.82
500-0149 | 500-0149 |  |  | Magnum, Panel Extension Box for MPSL/MPSH Left Side, 250ADC breaker, 30A 2-pole AC breaker, Wires, Hood, MPXS250-30D-L | Inventory Item | 345.96 |  |  |  | No | Inverters | Shippable | 298.24
500-0150 | 500-0150 |  |  | SMA, Bluetooth Communication Piggyback Plus Card with External Antenna, BTPB-EXTANT-NR/US | Inventory Item | 302 |  |  |  | No | Inverters | Soligent De-listing | 0
500-0151 | 500-0151 |  |  | Magnum, Panel Extension Box for MPDH Right Side, 250ADC breaker, 30A 2-pole AC breaker, Wires, Hood, MPXD250-30D-R | Inventory Item | 479.7 |  |  |  | No | Inverters | Soligent De-listing | 275.69
500-0152 | 500-0152 |  |  | Magnum, Panel Extension Box for MPDH Left Side, 250ADC breaker, 30A 2-pole AC breaker, Wires, Hood, MPXD250-30D-L | Inventory Item | 474.3 |  |  |  | No | Inverters | Soligent De-listing | 272.59
500-0181 | 500-0181 |  |  | Midnite Solar, E-Panel, 250ADC, No bypass, Yellow Aluminum for SMA Sunny Island Slave Inverter, No relay, MNE250SMA-SLAVE | Inventory Item | 961.76 |  |  |  | No | Inverters | Shippable | 889.63
500-0182 | 500-0182 |  |  | Midnite Solar, E-Panel Short Mounting Plate for XW & SMA Inverters and E-Panel, MNESMAXW-SHORT BP | Inventory Item | 255.68 |  |  |  | No | Inverters | Shippable | 238.74
500-0183 | 500-0183 |  |  | Outback, Busbar, 180A, White, Short, STBB-WHITE | Inventory Item | 20.9 |  |  |  | No | Inverters | Soligent De-listing | 12.01
500-0184 | 500-0184 |  |  | Magnum, Panel Dual Enclosure, HiPower for max 4 inverters, with 30A dual pole AC input breaker, 175A Disconnect, MPDH175-30D | Inventory Item | 2034.77 |  |  |  | No | Inverters | Shippable | 1754.11
500-0188 | 500-0188 |  |  | Midnite Solar, E-Panel, 250ADC, 120/240VAC, 120A dual bypass, Yellow Aluminum for SMA Sunny Island Quad Master Inverter, MNE250SMA-QUAD MSTR | Inventory Item | 1651.1 |  |  |  | No | Inverters | Soligent De-listing | 1031.94
500-0191 | 500-0191 |  |  | Magnum, Replacement, Battery temperature sensor, ME-BTS-15 | Inventory Item | 29 |  |  |  | No | Inverters | Soligent De-listing | 0
500-0193 | 500-0193 |  |  | Midnite Solar, E-Panel, 250ADC breaker, 120/240VAC, 60A dual bypass, Yellow Aluminum for SMA AC Coupled Sunny Island Single Inverter, MNE250SMA-AC-SINGLE | Inventory Item | 1373.51 |  |  |  | No | Inverters | Shippable | 1282.52
500-0198 | 500-0198 |  |  | Outback, Optional Fan for FLEXmax Extreme, FM Extreme Fan | Inventory Item | 128 |  |  |  | No | Inverters | Vendor De-listing | 0
500-0204 | 500-0204 |  |  | Magnum, Panel Single Enclosure, LoPower, w/175A fits 48VDC models, with 30A dual pole AC input breaker, fits 1-2 MS-PAE, MPSL175-30D | Inventory Item | 790.8 |  |  |  | No | Inverters | Shippable | 681.72
500-0205 | 500-0205 |  |  | Magnum, Panel Extension Box for MPSL/MPSH Left Side, 175ADC breaker, 30A 2-pole AC breaker, Wires, Hood, MPXS175-30D-L | Inventory Item | 470.7 |  |  |  | No | Inverters | Soligent De-listing | 270.52
500-0210 | 500-0210 |  |  | Midnite Solar, E-Panel, 250A breaker, for Schneider SW4024 inverter, MNE250SW | Inventory Item | 513.58 |  |  |  | No | Inverters | Soligent De-listing | 479.56
500-0213 | 500-0213 |  |  | Magnum, Panel Single Enclosure, High Power for 1-3 inverters, with 30A dual pole AC input breaker, MPSH250-30D | Inventory Item | 1379.4 |  |  |  | No | Inverters | Soligent De-listing | 1189.14
500-0219 | 500-0219 |  |  | Midnite Solar, E-Panel, 250A, 125VDC, White Steel for Schneider Conext XW+ inverter, MNE250XWP-SINGLE | Inventory Item | 927.67 |  |  |  | No | Inverters | Shippable | 799.71
500-0220 | 500-0220 |  |  | Midnite Solar, E-Panel, 175A, 125VDC, White Steel for Schneider Conext XW+ inverter, MNE175XWP-SINGLE | Inventory Item | 940.2 |  |  |  | No | Inverters | Soligent De-listing | 869.69
500-0222 | 500-0222 |  |  | Magnum, Panel Extension Box for MPSL/MPSH Right Side, 175ADC breaker, 30A 2-pole AC breaker, Wires, Hood, MPXS175-30D-R | Inventory Item | 470.7 |  |  |  | No | Inverters | Soligent De-listing | 270.52
500-0225 | 500-0225 |  |  | Midnite Solar, E-Panel, 175A breaker, for Schneider SW2524 or SW4048 inverter, MNE175SW | Inventory Item | 513.58 |  |  |  | No | Inverters | Soligent De-listing | 479.56
500-0226 | 500-0226 |  |  | Outback, FXR Replacement Control Board, 12V(A Models), SPARE-101 | Inventory Item | 352 |  |  |  | No | Inverters | Soligent De-listing | 202.3
500-0227 | 500-0227 |  |  | Outback, FXR Replacement Control Board, 12V(E Models), SPARE-102 | Inventory Item | 352 |  |  |  | No | Inverters | Soligent De-listing | 202.3
500-0228 | 500-0228 |  |  | Outback, FXR Replacement Control Board, 24V(A Models), SPARE-103 | Inventory Item | 352 |  |  |  | No | Inverters | Soligent De-listing | 202.3
500-0229 | 500-0229 |  |  | Outback, FXR Replacement Control Board, 24V(E Models), SPARE-104 | Inventory Item | 352 |  |  |  | No | Inverters | Soligent De-listing | 202.3
500-0230 | 500-0230 |  |  | Outback, FXR Replacement Control Board, 48V(A Models), SPARE-105 | Inventory Item | 352 |  |  |  | No | Inverters | Soligent De-listing | 202.3
500-0231 | 500-0231 |  |  | Outback, FXR Replacement Control Board, 48V(E Models), SPARE-106 | Inventory Item | 352 |  |  |  | No | Inverters | Soligent De-listing | 202.3
500-0232 | 500-0232 |  |  | Outback, FXR Replacement Control Board, 120V AC , SPARE-107 | Inventory Item | 352 |  |  |  | No | Inverters | Soligent De-listing | 202.3
500-0233 | 500-0233 |  |  | Outback, FXR Replacement Control Board, 230V AC, SPARE-108 | Inventory Item | 352 |  |  |  | No | Inverters | Soligent De-listing | 202.3
500-0234 | 500-0234 |  |  | Outback, FXR Replacement Control Board, 12V FET, SPARE-109 | Inventory Item | 715 |  |  |  | No | Inverters | Soligent De-listing | 410.92
500-0235 | 500-0235 |  |  | Outback, FXR Replacement Control Board, 24V FET, SPARE-110 | Inventory Item | 715 |  |  |  | No | Inverters | Soligent De-listing | 410.92
500-0236 | 500-0236 |  |  | Outback, FXR Replacement Control Board, 48V FET, SPARE-111 | Inventory Item | 715 |  |  |  | No | Inverters | Soligent De-listing | 410.92
500-0237 | 500-0237 |  |  | Outback, Option, FXR, Filter for EMIAC/ DC , FXR FILTER | Inventory Item | 647 |  |  |  | No | Inverters | Vendor De-listing | 0
500-0239 | 500-0239 |  |  | Outback, Specialty DC Shunt Bus for GS Load Center, Positive Battery, Right side, 303-0082-01-00 | Inventory Item | 22.76 |  |  |  | No | Inverters | Soligent De-listing | 19.51
500-0241 | 500-0241 |  |  | Outback, FX,GS Replacement Fan Kit, FX/GS FAN KIT | Inventory Item | 30.56 |  |  |  | No | Inverters | Shippable | 22.45
500-0246 | 500-0246 |  |  | OutBack, GS Radian Power Supply Board Replacement, SPARE-215 | Inventory Item | 176 |  |  |  | No | Inverters | Shippable | 151.72
500-0248 | 500-0248 |  |  | OutBack, VFX Filter Replacement, 856-0012-1 | Inventory Item | 8.09 |  |  |  | No | Inverters | Soligent De-listing | 3.57
500-0249 | 500-0249 |  |  | Magnum, Advanced Router/Display, required for parallel stacking of the MS-PAE models, ME-ARTR | Inventory Item | 348.61 |  |  |  | No | Inverters | Shippable | 300.53
500-0256 | 500-0256 |  |  | Outback, FM100-300VDC-AFCI Fan Replacement Kit, not compatible with previous FM100-300VDC, SPARE-046 | Inventory Item | 104.5 |  |  |  | No | Inverters | Soligent De-listing | 60.06
500-0258 | 500-0258 |  |  | Outback, GS7048E, GS3548E Replacement Board Assembly Stack, SPARE 202 | Inventory Item | 2796.2 |  |  |  | No | Inverters | Soligent De-listing | 1607.01
500-0259 | 500-0259 |  |  | Outback, GS7048E, GS3548E Replacement Power Module, SPARE-203 | Inventory Item | 2194.5 |  |  |  | No | Inverters | Soligent De-listing | 1261.21
500-0260 | 500-0260 |  |  | Outback, GS8048A, GS4048A Replacement Board Assembly Stack, SPARE 204 | Inventory Item | 2184 |  |  |  | No | Inverters | Shippable | 1882.76
500-0261 | 500-0261 |  |  | Outback, GS8048A, GS4048A Replacement Power Module, SPARE-205 | Inventory Item | 2260.5 |  |  |  | No | Inverters | Soligent De-listing | 1299.14
500-0541 | 500-0541 |  |  | Magnum, Charge Controller Bracket, (included with MMP, MPSL, MPSH, MPDH) used for installing second charge controller, MP-CCB | Inventory Item | 27.9 |  |  |  | No | Inverters | Soligent De-listing | 17.44
500-0542 | 500-0542 |  |  | Magnum, Replacement, Remote control connection cable, for ME-RC50 & ME-AR50, 50', ME-CA50' | Inventory Item | 24.3 |  |  |  | No | Inverters | Soligent De-listing | 0
500-0543 | 500-0543 |  |  | Outback, FM100 GFDI Fuse Replacement Kit, 10mmx38mm, 0.75A, compatible with both FM100 models, SPARE-045 | Inventory Item | 26.4 |  |  |  | No | Inverters | Soligent De-listing | 15.17
500-0544 | 500-0544 |  |  | Outback, FM100-300VDC-AFCI Fan Replacement Kit, not compatible with previous FM100-300VDC, SPARE-046 | Inventory Item | 104.5 |  |  |  | No | Inverters | Soligent De-listing | 60.06
500-0545 | 500-0545 |  |  | Outback, FM100-300VDC-AFCI AFCI Replacement Kit, not compatible with previous FM100-300VDC, SPARE-047 | Inventory Item | 192.5 |  |  |  | No | Inverters | Soligent De-listing | 110.63
500-0546 | 500-0546 |  |  | MidNite Solar, Back Plate for Schneider SW and E-Panel, MNSW-BP | Inventory Item | 213.4 |  |  |  | No | Inverters | Soligent De-listing | 185.57
500-0547 | 500-0547 |  |  | MidNite Solar, E-Panel Charge Controller Bracket to Mount any Classic Controller to Schneider SW E-Panel, MNCCB-SW | Inventory Item | 63.92 |  |  |  | No | Inverters | Soligent De-listing | 59.68
500-0549 | 500-0549 |  |  | Outback, Mojave OGHI8048A, Control Board - Includes: replacement control board, ribbon cable, screws, bracket, AUX plug, SPARE-501 | Inventory Item | 1044 |  |  |  | No | Inverters | Shippable | 900
500-0550 | 500-0550 |  |  | Outback, Mojave OGHI8048A, AC Board -includes: replacement AC board, ribbon cable, screws, SPARE-502 | Inventory Item | 2090.67 |  |  |  | No | Inverters | Shippable | 1802.3
500-0551 | 500-0551 |  |  | Outback, Mojave OGHI8048A, Power Carrier Board - Includes: replacement Carrier board, screws, washers, SPARE-504 | Inventory Item | 845.33 |  |  |  | No | Inverters | Shippable | 728.74
500-0552 | 500-0552 |  |  | Outback, Mojave OGHI8048A, Power Module - Includes: replacement power module, screws, washers, SPARE-506 | Inventory Item | 360 |  |  |  | No | Inverters | Shippable | 310.34
500-0553 | 500-0553 |  |  | Outback, Mojave OGHI8048A, Fan Module - Includes: replacement fans (2) connected to fan bracket, screws, SPARE-508 | Inventory Item | 124 |  |  |  | No | Inverters | Shippable | 116.25
500-0554 | 500-0554 |  |  | Outback, Mojave, CAN BUS Terminator, SPARE-509 | Inventory Item | 33.33 |  |  |  | No | Inverters | Shippable | 31.25
500-0555 | 500-0555 |  |  | Outback, Mojave, Antenna Kit - Includes: replacement Antenna, antenna cable, ziptie , SPARE-510 | Inventory Item | 41.33 |  |  |  | No | Inverters | Shippable | 38.75
501-0027 | 501-0027 |  |  | Fronius, DataLogger Card Easy, for 1 Inverter, RS232 ports, 4,240,003,Z | Inventory Item | 505 |  |  |  | No | Inverters | Vendor De-listing | 0
501-0028 | 501-0028 |  |  | Fronius, Datalogger Box Pro, for 1 to 100 Inverters, USB & RS232 ports, 4,240,102 | Inventory Item | 837 |  |  |  | No | Inverters | Vendor De-listing | 0
501-0032 | 501-0032 |  |  | Outback, Surge Protector for FlexWare 250, FW-SP-250 | Inventory Item | 270.99 |  |  |  | No | Inverters | Soligent De-listing | 0
501-0061 | 501-0061 |  |  | Fronius, Datalogger Web Box, Ethernet Interface, USB port, 4,240,123 | Inventory Item | 949.98 |  |  |  | No | Inverters | Vendor De-listing | 0
501-0156 | 501-0156 |  |  | SMA, DC Type 1-2 Surge Protection Module Kit 5, for Core-1 Inverter, DC_SPD_KIT5_T1T2 | Inventory Item | 147.2 |  |  |  | No | Inverters | Soligent De-listing | 126.9
501-0157 | 501-0157 |  |  | SMA, AC Type 1-2 Surge Protection Module Kit 2, for Core-1 Inverter, AC_SPD_KIT2_T1T2 | Inventory Item | 66.24 |  |  |  | No | Inverters | Soligent De-listing | 57.1
510-0000 | 510-0000 |  |  | Enphase, IQ Combiner-5 with IQ Gateway, Production CT, 2 Consumption CT’s and 1 Battery CT, Single Phase, Revenue Grade accuracy (ANSI C12.20 +/- 0.5%) Calibrated Solid-Core Production CT, Space for 4 PV Branch Circuits with Hold Down kits, Breakers NOT Included, X-IQ-AM1-240-5 | Inventory Item | 724.37 |  |  |  | No | Inverters | Shippable | 654.55
510-0017 | 510-0017 |  |  | SMA, Combiner Box, 6 Circuits, 90A, 600VDC, NEMA 3R, SBCB-6-3R | Inventory Item | 418 |  |  |  | No | Inverters | Vendor De-listing | 0
510-0021 | 510-0021 |  |  | Xantrex, Combiner box, 10 Circuits, 60VDC, NEMA 3R, 151258-01 | Inventory Item | 33.39 |  |  |  | No | Inverters | Soligent De-listing | 0
510-0022 | 510-0022 |  |  | Xantrex, Combiner box, 12 Circuits, 60VDC, 151260-01 | Inventory Item | 41.58 |  |  |  | No | Inverters | Soligent De-listing | 0
510-0036 | 510-0036 |  |  | Outback, FWPV-12 Combiner box, 12 Breakers or 8 Fuse holders, NEMA 3R | Inventory Item | 338.89 |  |  |  | No | Inverters | Shippable | 287.06
510-0037 | 510-0037 |  |  | SMA, Misc Parts Charge - not inverter, Enter Quote Number and Custom Price | Non-inventory Item | 0 |  |  |  | No | Inverters | Soligent De-listing | 0
510-0133 | 510-0133 |  |  | SMA, Combiner Box, Dual Fused 6 Input, with Single Output for SB6000TLUS-12 to SB11000TLUS-12 inverters, 56A, without fuses (20A max), NEMA 3R, SBCBTL6-10 | Inventory Item | 548.72 |  |  |  | No | Inverters | Vendor De-listing | 0
510-0242 | 510-0242 |  |  | Midnite Solar, Combiner Box Enclosure, for transformer-less 1000VDC grid tie inverters, accepts 10 1000VDC fuse holders & fuses- sold separately, NEMA 3R, Gray, MNPV10-1000 | Inventory Item | 252.7 |  |  |  | No | Inverters | Shippable | 233.75
510-0247 | 510-0247 |  |  | Outback, FWPV6 Combiner box, for up to 6 Fuse holders, Includes one ground bus bar, cable gland, and touch-safe distribution blocks, add fuse holders and fuses, FWPV6 | Inventory Item | 163 |  |  |  | No | Inverters | Soligent De-listing | 0
510-0248 | 510-0248 |  |  | Outback, FWPV4-FH600 Combiner box, with 4 Fuse holders, Includes one ground bus bar, cable gland, and touch-safe distribution blocks, add fuses, FWPV4-FH600 | Inventory Item | 323.61 |  |  |  | No | Inverters | Shippable | 274.12
510-0249 | 510-0249 |  |  | Outback, FWPV6-FH600 Combiner box, with 6 Fuse holders, Includes one ground bus bar, cable gland, and touch-safe distribution blocks, add fuses, FWPV6-FH600 | Inventory Item | 333.33 |  |  |  | No | Inverters | Shippable | 282.35
510-0252 | 510-0252 |  |  | Outback, Packaged ICS Plus PV rapid shutdown and AFCI system, 6 strings, Includes (1) FWPV6-FH600-SDA combiner box, (1) RSI, (1) BKR-CTRL-DC ,(1) PNL-75-DC-RT, ICSPLUS-1 | Inventory Item | 2420 |  |  |  | No | Inverters | Vendor De-listing | 0
510-0253 | 510-0253 |  |  | Outback, Packaged ICS Plus PV rapid shutdown and AFCI system, 12 strings, Includes (2) FWPV6-FH600-SDA combiner boxes, (1) RSI, (1) BKR-CTRL-DC , (1) PNL-75D-DC-RT, ICSPLUS-2 | Inventory Item | 3740 |  |  |  | No | Inverters | Vendor De-listing | 0
510-0255 | 510-0255 |  |  | Outback, ICS Plus PV rapid shutdown, AFCI, Combiner box pre-wired with six 600VDC fuse holders, Includes one ground bus bar, cable gland, touch-safe distribution blocks, add fuses, FWPV6-FH600-SDA | Inventory Item | 1446.5 |  |  |  | No | Inverters | Vendor De-listing | 0
510-0256 | 510-0256 |  |  | SolarEdge, Single Input Kit for 3 Phase Inverters Safety Switch, Qty. 1 pack of 5 units, DCD-3PH-1TBK | Inventory Item | 352.16 |  |  |  | No | Inverters | Soligent De-listing | 330.6
510-0257 | 510-0257 |  |  | Enphase, Envoy S Standard AC Combiner box with EnvoyS included, microinverter measurements, Pre-wired with three pre-installed 2-pole 20A/240VAC AC dinrail circuits, NEMA3R, Qty. 1, XAB-120 M | Inventory Item | 1000 |  |  |  | No | Inverters | Soligent De-listing | 0
510-0259 | 510-0259 |  |  | Yaskawa Solectria, Rapid Shutdown Combiner, 208-277Vac Line Powered, 600/1000Vdc, 1 MPPT Zone, 4 string, No fuses (use fuses from PVI 14-60TL) For 23-60TL Use With Fuse By-Pass Kit, Meets NEC 2014 RSD. Compatible with PVI 14-60TL inverters, Polycarbonate, RSDCOM-M-PC-1Z-4F | Inventory Item | 1880 |  |  |  | No | Inverters | Vendor De-listing | 0
510-0260 | 510-0260 |  |  | Yaskawa Solectria, Rapid Shutdown Combiner, 208-277Vac Line Powered, 600/1000Vdc, 1 MPPT Zone, 5 string, No fuses (use fuses from PVI 14-60TL) For 23-60TL Use With Fuse By-Pass Kit, Meets NEC 2014 RSD. Compatible with PVI 14-60TL inverters, Polycarbonate, RSDCOM-M-PC-1Z-5F | Inventory Item | 1890 |  |  |  | No | Inverters | Vendor De-listing | 0
510-0261 | 510-0261 |  |  | Yaskawa Solectria, Rapid Shutdown Combiner, 208-277Vac Line Powered, 600/1000Vdc, 2 MPPT Zones, 4 string each, No fuses (use fuses from PVI 14-60TL) For 23-60TL Use With Fuse By-Pass Kits, Meets NEC 2014 RSD. Compatible with PVI 14-60TL inverters, Fiberglass, RSDCOM-M-FG-2Z-4F | Inventory Item | 2150 |  |  |  | No | Inverters | Vendor De-listing | 0
510-0262 | 510-0262 |  |  | Yaskawa Solectria, Rapid Shutdown Combiner, 208-277Vac Line Powered, 600/1000Vdc, 2 MPPT Zones, 5 string each, No fuses (use fuses from PVI 14-60TL) For 23-60TL Use With Fuse By-Pass Kits, Meets NEC 2014 RSD. Compatible with PVI 14-60TL inverters, Fiberglass, RSDCOM-M-FG-2Z-5F | Inventory Item | 2170 |  |  |  | No | Inverters | Vendor De-listing | 0
510-0263 | 510-0263 |  |  | Yaskawa Solectria, Rapid Shutdown Combiner, 208-277Vac Line Powered, 600/1000Vdc, 3 MPPT Zones, 4 string each, No fuses (use fuses from PVI 14-60TL) For 23-60TL Use With Fuse By-Pass Kits, Meets NEC 2014 RSD. Compatible with PVI 14-60TL inverters, Fiberglass, RSDCOM-M-FG-3Z-4F | Inventory Item | 3280 |  |  |  | No | Inverters | Vendor De-listing | 0
510-0264 | 510-0264 |  |  | Yaskawa Solectria, Rapid Shutdown Combiner, 208-277Vac Line Powered, 600/1000Vdc, 3 MPPT Zones, 5 string each, No fuses (use fuses from PVI 14-60TL) For 23-60TL Use With Fuse By-Pass Kits, Meets NEC 2014 RSD. Compatible with PVI 14-60TL inverters, Fiberglass, RSDCOM-M-FG-3Z-5F | Inventory Item | 3300 |  |  |  | No | Inverters | Vendor De-listing | 0
510-0265 | 510-0265 |  |  | OutBack, ProHarvest, AC combiner splice box, NEMA4 enclosure. Includes 3 gland fittings for up to 3 inverter AC cables. Inverter AC cables must be ordered separately, PROSPL-60 | Inventory Item | 336.6 |  |  |  | No | Inverters | Vendor De-listing | 0
510-0266 | 510-0266 |  |  | Midnite Solar, Battery Combiner Box, for 2 High Voltage Batteries, with Fuse Holders, & 15A Fuses, MNTPW-2 | Inventory Item | 207.9 |  |  |  | No | Inverters | Soligent De-listing | 119.48
510-0267 | 510-0267 |  |  | Innovative-Solar, Rapid-Shutdown Pass-Through Box, 1000Vdc, 1 MPPT, 2 String, RS10-D1-P1-CAC | Inventory Item | 798 |  |  |  | No | Inverters | Soligent De-listing | 0
510-0268 | 510-0268 |  |  | Innovative-Solar, Rapid-Shutdown Pass-Through Box, 1000Vdc, 2 MPPT, 2 String (3-4 String with Branch Connectors) Polycarbonate, RS10-D2-P1-CAC | Inventory Item | 998 |  |  |  | No | Inverters | Soligent De-listing | 0
510-0269 | 510-0269 |  |  | Innovative-Solar, Rapid-Shutdown Pass-Through Box, 1000Vdc, 3 MPPT, 3 String (6 String with Branch Connectors) Polycarbonate, RS10-D3-P2-CAC | Inventory Item | 1498 |  |  |  | No | Inverters | Soligent De-listing | 0
510-0270 | 510-0270 |  |  | Innovative-Solar, Rapid-Shutdown Pass-Through Box, 1000Vdc, 4 MPPT, 4 String (8 String with Branch Connectors) Polycarbonate, RS10-D4-P2-CAC | Inventory Item | 1698 |  |  |  | No | Inverters | Soligent De-listing | 0
510-0271 | 510-0271 |  |  | Innovative-Solar, Rapid-Shutdown Combiner Box, 1000Vdc, 2 MPPT Output, 4 String Input per MPPT Channel, with 15A Fuses, Fiberglass, RSC10-2-4-F-15-P-X-X-D | Inventory Item | 1990 |  |  |  | No | Inverters | Soligent De-listing | 0
510-0277 | 510-0277 |  |  | OutBack, SkyBox, ICS Plus, PV Rapid Shutdown Package for SkyBox, Up to Three PV Strings, Includes 1 FWPV3-FH600-S2D Shutdown Box, 1 RSI, and 1 DC Power Supply, SkyBox-RSD-1 | Inventory Item | 1793 |  |  |  | No | Inverters | Soligent De-listing | 1030.46
520-0000 | 520-0000 |  |  | Schneider Electric, XW-MPPT60-150 Charge Controller, 60A, 150VDC, 12/24/48VDC, built-in GFI, Gray, RNW86510301 | Inventory Item | 872 |  |  |  | No | Inverters | Vendor De-listing | 0
520-0050 | 520-0050 |  |  | Schneider Electric, C12 Charge Controller, 12A, 12VDC, RNWC12 | Inventory Item | 149.58 |  |  |  | No | Inverters | Soligent De-listing | 0
520-0051 | 520-0051 |  |  | Schneider Electric, C35 Charge Controller, 35A, 12/24VDC, RNWC35 | Inventory Item | 179.08 |  |  |  | No | Inverters | Vendor De-listing | 0
520-0052 | 520-0052 |  |  | Schneider Electric, C40 Charge Controller, 40A, 12/24/48VDC, RNWC40 | Inventory Item | 216.98 |  |  |  | No | Inverters | Vendor De-listing | 0
520-0053 | 520-0053 |  |  | Schneider Electric, C60 Charge Controller, 60A, 12/24VDC, RNWC60 | Inventory Item | 304.62 |  |  |  | No | Inverters | Vendor De-listing | 0
520-0111 | 520-0111 |  |  | Outback, Control Board, 24V Vented Domestic Rplcmt Board | Inventory Item | 330 |  |  |  | No | Inverters | Vendor De-listing | 189.66
520-0119 | 520-0119 |  |  | Schneider Electric, XW-MPPT80-600 Charge Controller, 80A, 600VDC, 48VDC, (requires a SCP to program 865-1050-01,#341-0109), Gray, 865-1032 | Inventory Item | 2032 |  |  |  | No | Inverters | Vendor De-listing | 0
520-0131 | 520-0131 |  |  | Midnite Solar, 4kW DC Clipper, 4000 W DC Limiter for all Classic Controllers, MNCLIP4KDC | Inventory Item | 2200 |  |  |  | No | Inverters | Soligent De-listing | 1222.22
520-0132 | 520-0132 |  |  | Outback, FM Extreme-150VDC MPPT Sealed Charge Controller, 80A, 12/24/48/60VDC, built-in GFI, FM Extreme-150Vdc | Inventory Item | 2194 |  |  |  | No | Inverters | Vendor De-listing | 0
520-0154 | 520-0154 |  |  | Magnum, AC Load Diversion Controller, 4kW, 240VDC, ACLD-40 | Inventory Item | 1383.24 |  |  |  | No | Inverters | Vendor De-listing | 0
520-0155 | 520-0155 |  |  | Outback, SmartHarvest MPPT Charge Controller, 20A, 100VDC, with Load Control, SCCM20-100 | Inventory Item | 195 |  |  |  | No | Inverters | Vendor De-listing | 0
520-0156 | 520-0156 |  |  | Outback, SmartHarvest MPPT Charge Controller, 10A, 100VDC, with Load Control, SCCM10-100 | Inventory Item | 120 |  |  |  | No | Inverters | Vendor De-listing | 0
520-0157 | 520-0157 |  |  | Outback, SmartHarvest PWM Charge Controller, 10A, 50VDC, with Load Control, SCCP10-050 | Inventory Item | 72 |  |  |  | No | Inverters | Vendor De-listing | 0
520-0158 | 520-0158 |  |  | Outback, SmartHarvest PWM Charge Controller, 5A, 50VDC, with Load Control, SCCP05-050 | Inventory Item | 63 |  |  |  | No | Inverters | Vendor De-listing | 0
520-0171 | 520-0171 |  |  | Outback, FM100-300VDC MPPT Charge Controller, 100A, 300VDC, 24/36/48Vdc, 3R enclosure, built in GFCI, FM100-300VDC | Inventory Item | 997.86 |  |  |  | No | Inverters | Vendor De-listing | 0
530-0040 | 530-0040 |  |  | Outback, Circuit Breaker, 15A, 120VAC, 1-Pole, 0.5" Wide, DIN Mount, DIN-15-AC | Inventory Item | 42.99 |  |  |  | No | Inverters | Soligent De-listing | 0
530-0041 | 530-0041 |  |  | Outback, Circuit Breaker, 15A, 120/240VAC, 2-Pole, 1" Wide, DIN Mount, DIN-15D-AC | Inventory Item | 52 |  |  |  | No | Inverters | Soligent De-listing | 0
530-0042 | 530-0042 |  |  | Outback, Circuit Breaker, 15A, 150VDC, 1-Pole, 0.75" Wide, Panel Mount, PNL-15-AC/DC | Inventory Item | 33.99 |  |  |  | No | Inverters | Soligent De-listing | 0
530-0044 | 530-0044 |  |  | Outback, Circuit Breaker, 175A, 125VDC, 1-Pole, 1.5" Wide, Panel Mount, PNL-175-DC | Inventory Item | 174.99 |  |  |  | No | Inverters | Soligent De-listing | 0
530-0045 | 530-0045 |  |  | Outback, Circuit Breaker, 1A, 125VDC, 1-Pole, 0.5" Wide, DIN Mount, DIN-1-DC | Inventory Item | 18 |  |  |  | No | Inverters | Soligent De-listing | 0
530-0046 | 530-0046 |  |  | Outback, Circuit Breaker, 20A, 120VAC, 1-Pole, 0.5" Wide, DIN Mount, DIN-20-AC | Inventory Item | 42.99 |  |  |  | No | Inverters | Soligent De-listing | 0
530-0049 | 530-0049 |  |  | Outback, Circuit Breaker, 20A, 125VDC, 1-Pole, 0.5" Wide, DIN Mount, DIN-20-DC | Inventory Item | 42.99 |  |  |  | No | Inverters | Soligent De-listing | 0
530-0050 | 530-0050 |  |  | Outback, Circuit Breaker, 250A, 125VDC, 1-Pole, 1.5" Wide, Panel Mount, PNL-250-DC | Inventory Item | 174.99 |  |  |  | No | Inverters | Soligent De-listing | 0
530-0052 | 530-0052 |  |  | Outback, Circuit Breaker, 2A, 150VDC, 1-Pole, 0.5" Wide, DIN Mount, DIN-2-DC | Inventory Item | 20 |  |  |  | No | Inverters | Soligent De-listing | 0
530-0054 | 530-0054 |  |  | Outback, Circuit Breaker, 30A, 277/480VAC, 2-Pole, 1" Wide, DIN Mount, DIN-30D-AC-480 | Inventory Item | 49.5 |  |  |  | No | Inverters | Soligent De-listing | 28.45
530-0061 | 530-0061 |  |  | Outback, Circuit Breaker, 50A, 277VAC, 1-Pole, 0.5" Wide, DIN Mount, DIN-50-AC-277 | Inventory Item | 42.99 |  |  |  | No | Inverters | Soligent De-listing | 0
530-0063 | 530-0063 |  |  | Outback, Circuit Breaker, 50A, 277/480VAC, 2-Pole, 1" Wide, DIN Mount, DIN-50D-AC-480 | Inventory Item | 58 |  |  |  | No | Inverters | Soligent De-listing | 0
530-0068 | 530-0068 |  |  | Outback, Circuit Breaker, 5A, 150VDC, 1-Pole, 0.5" Wide, DIN Mount, DIN-5-DC | Inventory Item | 42.99 |  |  |  | No | Inverters | Soligent De-listing | 0
530-0069 | 530-0069 |  |  | Outback, Circuit Breaker, 60A, 150VDC, 1-Pole, 0.75" Wide, Panel Mount, PNL-60-AC/DC | Inventory Item | 31.99 |  |  |  | No | Inverters | Soligent De-listing | 0
530-0071 | 530-0071 |  |  | Outback, Circuit Breaker, 6A, 150VDC, 1-Pole, 0.5" Wide, DIN Mount, DIN-6-DC | Inventory Item | 27.5 |  |  |  | No | Inverters | Soligent De-listing | 0
530-0074 | 530-0074 |  |  | Outback, Circuit Breaker, 9A, 150VDC, 1-Pole, 0.5" Wide, DIN Mount, DIN-9-DC | Inventory Item | 27.5 |  |  |  | No | Inverters | Soligent De-listing | 15.8
530-0082 | 530-0082 |  |  | Xantrex, Circuit Breaker, 15A, for DC250 or DC175, CD15 ~ | Inventory Item | 52 |  |  |  | No | Inverters | Vendor De-listing | 0
530-0083 | 530-0083 |  |  | Xantrex, Circuit Breaker, 20A for DC250 or DC175, CD20 | Inventory Item | 52 |  |  |  | No | Inverters | Soligent De-listing | 0
530-0086 | 530-0086 |  |  | Xantrex, Circuit Breaker, Field Install, 250A, 125VDC, Qty. 1, GJ250 | Inventory Item | 107.64 |  |  |  | No | Inverters | Soligent De-listing | 0
530-0087 | 530-0087 |  |  | Xantrex, Ground Fault, 1-Pole, 100A, Assembly PVGFP-CF-1 | Inventory Item | 147.75 |  |  |  | No | Inverters | Vendor De-listing | 0
530-0092 | 530-0092 |  |  | Outback, Circuit Breaker, 80A, 150VDC, 1-Pole, 0.75" Wide, Panel Mount, PNL-80-DC | Inventory Item | 31.99 |  |  |  | No | Inverters | Shippable | 0
530-0116 | 530-0116 |  |  | Outback, Circuit Breaker, 50A, 277/480VAC, 3-Pole, 1.5" Wide, DIN Mount, DIN-50T-AC-480 | Inventory Item | 77 |  |  |  | No | Inverters | Soligent De-listing | 44.25
530-0121 | 530-0121 |  |  | Outback, PV Ground-Fault Detector Interrupter Breaker, 80A, 150VDC, 4-pole, Panel Mount, PNL-GFDI-80Q | Inventory Item | 157.33 |  |  |  | No | Inverters | Shippable | 135.63
530-0131 | 530-0131 |  |  | Enphase, Enpower 60A Encharge/Combiner Breaker, 10kAIC, Eaton BR260, BRK-60A-2P-240V | Inventory Item | 40 |  |  |  | No | Inverters | Soligent De-listing | 22.99
530-0134 | 530-0134 |  |  | Magnum, Circuit Breaker, AC 30A, Dual pole QOU, BR-AC30D | Inventory Item | 62.1 |  |  |  | No | Inverters | Soligent De-listing | 35.69
530-0135 | 530-0135 |  |  | Magnum, Circuit Breaker, AC 60A, Single pole QOU, BR-AC60S | Inventory Item | 36 |  |  |  | No | Inverters | Soligent De-listing | 0
530-0136 | 530-0136 |  |  | Magnum, Circuit Breaker, DC 75A, back mount, BR-DC75-BM | Inventory Item | 65.7 |  |  |  | No | Inverters | Soligent De-listing | 37.76
530-0138 | 530-0138 |  |  | Magnum, Circuit Breaker, DC 175A, front mount 3/8 bolt, BR-DC175 | Inventory Item | 112 |  |  |  | No | Inverters | Soligent De-listing | 0
530-0140 | 530-0140 |  |  | Enphase, Enpower 40A Encharge/Combiner Breaker, 10kAIC, Eaton BR240, BRK-40A-2P-240V-B | Inventory Item | 40 |  |  |  | No | Inverters | Shippable | 0
530-0142 | 530-0142 |  |  | Enphase, Enpower 30A Encharge/Combiner Breaker, 10kAIC, Eaton BR230, BRK-30A-2P-240V-B | Inventory Item | 40 |  |  |  | No | Inverters | Shippable | 22.99
530-0146 | 530-0146 |  |  | Enphase, Enpower 10A Encharge/Combiner Breaker, 10kAIC, Eaton BR210, BRK-10A-2P-240V | Inventory Item | 20 |  |  |  | No | Inverters | Soligent De-listing | 0
530-0159 | 530-0159 |  |  | Xantrex, DC Conduit Box, Long SW Plus with 250A Breaker | Inventory Item | 38.5 |  |  |  | No | Inverters | Soligent De-listing | 0
530-0160 | 530-0160 |  |  | Schneider Electric, Circuit Breaker, 250A, 160VDC, Qty. 1, 865-1065 | Inventory Item | 22.99 |  |  |  | No | Inverters | Vendor De-listing | 0
530-0206 | 530-0206 |  |  | Xantrex, Circuit Breaker, Panel Mount SW or XW, 60A, 160VDC, CD60, Qty. 1 | Inventory Item | 14.78 |  |  |  | No | Inverters | Soligent De-listing | 0
530-0211 | 530-0211 |  |  | Outback, Circuit Breaker, 30A, 250VAC, 1-Pole, 0.75" Wide, Panel Mount, PNL-30-AC | Inventory Item | 22 |  |  |  | No | Inverters | Soligent De-listing | 12.64
530-1098 | 530-1098 |  |  | Outback, Circuit Breaker, Relay-trip, 75A, 300VDC, 2-Pole, Panel Mount, PNL-75D-DC-RT | Inventory Item | 165 |  |  |  | No | Inverters | Soligent De-listing | 94.83
530-1099 | 530-1099 |  |  | Outback, Circuit Breaker, Relay-trip, 75A, 300VDC, 4-Pole, Panel Mount, PNL-75Q-DC-RT | Inventory Item | 274.8 |  |  |  | No | Inverters | Soligent De-listing | 157.93
530-1100 | 530-1100 |  |  | Schneider Electric, Circuit Breaker, 60A, 160VDC, 1-Pole, Panel Mount, For XW PDP, Qty. 1, 865-DCBRK-60 | Inventory Item | 64.9 |  |  |  | No | Inverters | Soligent De-listing | 37.3
530-1101 | 530-1101 |  |  | Schneider Electric, Circuit Breaker, 80A, 125VDC, 1-Pole, Panel Mount, For XW PDP, Qty. 1, 865-DCBRK-80 | Inventory Item | 64.9 |  |  |  | No | Inverters | Soligent De-listing | 37.3
530-1102 | 530-1102 |  |  | Schneider Electric, Circuit Breaker, 100A, 125VDC, 1-Pole, Panel Mount, For XW PDP, Qty. 1, 865-DCBRK-100 | Inventory Item | 73.7 |  |  |  | No | Inverters | Soligent De-listing | 46.06
540-0069 | 540-0069 |  |  | Outback, 400A Class T Fuse Block, OBTFB-400 | Inventory Item | 93.5 |  |  |  | No | Inverters | Soligent De-listing | 0
540-0071 | 540-0071 |  |  | Magnum, 200A Fuse Block Assembly, 32VDC, Class ANL, ME-200F | Inventory Item | 47.2 |  |  |  | No | Inverters | Soligent De-listing | 0
540-0072 | 540-0072 |  |  | Magnum, 300A Fuse Block Assembly, 48VDC, Class T, ME-300F | Inventory Item | 73.43 |  |  |  | No | Inverters | Shippable | 68.84
540-0073 | 540-0073 |  |  | Magnum, 400A Fuse Block Assembly, 48VDC, Class T, ME-400F | Inventory Item | 103.5 |  |  |  | No | Inverters | Soligent De-listing | 59.48
540-0074 | 540-0074 |  |  | Magnum, 125A Fuse Block Assembly, 32VDC, Class ANL, ME-125F | Inventory Item | 47.2 |  |  |  | No | Inverters | Soligent De-listing | 0
540-0103 | 540-0103 |  |  | Xantrex, Fuse, 15A, Mini Ceramic Fuse for ACB ~ | Inventory Item | 0.66 |  |  |  | No | Inverters | Vendor De-listing | 0
540-0106 | 540-0106 |  |  | Outback, Fuse 10A, 600VDC, Qty. 1, OBF-10-600VDC | Inventory Item | 2 |  |  |  | No | Inverters | Soligent De-listing | 0
540-0108 | 540-0108 |  |  | SMA, Fuse 30A KLKD-30 or ATM30, 600Vdc | Inventory Item | 11 |  |  |  | No | Inverters | Vendor De-listing | 0
540-0114 | 540-0114 |  |  | SMA, Fuse 15A for SB DC Disconnects | Inventory Item | 11 |  |  |  | No | Inverters | Soligent De-listing | 0
540-0131 | 540-0131 |  |  | Xantrex, Fuse 400A, Class T | Inventory Item | 25.44 |  |  |  | No | Inverters | Soligent De-listing | 0
540-0180 | 540-0180 |  |  | SMA, Fuse 1A, 600VDC Fuse, Qty. 1, KLKD-1 | Inventory Item | 14.99 |  |  |  | No | Inverters | Vendor De-listing | 0
540-0188 | 540-0188 |  |  | SolarEdge,Optional DC fusing for use with P-800 Optimizers, FLD 30 x 25A Fuses for Ext. Power 3-Ph Inv, Kit, 30 25A fuses, DCD, FLD-DCD-FUSE-S1 | Non-inventory Item | 429.99 |  |  |  | No | Inverters | Soligent De-listing | 0
550-0231 | 550-0231 |  |  | Xantrex, Conduit Box for TR series inverters. | Inventory Item | 324 |  |  |  | No | Inverters | Vendor De-listing | 0
550-0358 | 550-0358 |  |  | Outback, FLEXware MATE3 Flat Mount Wall Plate - with mounting screws, FW-MB3-F | Inventory Item | 31.53 |  |  |  | No | Inverters | Soligent De-listing | 27.18
550-0359 | 550-0359 |  |  | Outback, FLEXware MATE3 Surface Mount Wall Bracket - with mounting screws and bushing, FW-MB3-S | Inventory Item | 48.61 |  |  |  | No | Inverters | Shippable | 44.87
550-0507 | 550-0507 |  |  | SMA, AC female field plug, for split arrays or homeruns with SB240 Microinverter, Qty. 1, MI-ACCON-US-10 | Inventory Item | 16 |  |  |  | No | Inverters | Vendor De-listing | 0
550-0516 | 550-0516 |  |  | Solaredge, 2-Module Branch Cable, male units & female units, Qty. 1 bag of 20 pairs, SE-CBY-2MM | Inventory Item | 642 |  |  |  | No | Inverters | Soligent De-listing | 0
550-0525 | 550-0525 |  |  | Fronius, Symo 24.0, 6 MC-4 Positive & Negative String Connector Cables (Whips), 43,0004,5998 | Inventory Item | 70.8 |  |  |  | No | Inverters | Soligent De-listing | 40.69
550-9013 | 550-9013 |  |  | SMA, AC cable for split arrays or homeruns, 3-wire, #14 AWG, for SB240 Microinverter, Qty. 200m (656') cable roll, MG-ACCAB200-US-10 | Inventory Item | 2045 |  |  |  | No | Inverters | Soligent De-listing | 0
550-9014 | 550-9014 |  |  | SMA, AC Female field plug and AC Male protective cap to seal the AC connection, for SB240 Microinverter, Qty. 1, 95-7020, SPECIAL PRICING - LIMITED QUANTITY - ONLY WHILE SUPPLIES LAST | Inventory Item | 17 |  |  |  | No | Inverters | Soligent De-listing | 0
560-0001 | 560-0001 |  |  | Outback, Autotransformer with enclosure, 6000W, 120/240VAC, 60 Hz, PSX-240 | Inventory Item | 933.33 |  |  |  | No | Inverters | Shippable | 790.59
560-0021 | 560-0021 |  |  | Outback, Autotransformer with enclosure, cooling fan, relay assembly 4000W 120/240VAC 60Hz, PSX-240-RELAY | Inventory Item | 918.5 |  |  |  | No | Inverters | Soligent De-listing | 527.87
560-0059 | 560-0059 |  |  | SMA, Smartformer Pre-wired AC distribution box for Sunny Island, 120/240VAC, 8000 W, Bypass switch, Load shed relay, 2-pole 40A Sunny Boy breaker, 2-pole 60A Grid breaker, SI-TD-BOX-10 | Inventory Item | 3120.34 |  |  |  | No | Inverters | Vendor De-listing | 0
565-0107 | 565-0107 |  |  | SolarEdge, Optimizer 800W, Add-On Box for Two Modules, Single input, Series Connected Modules, 12.5-105V MPPT, 12.5A, 120Vdc Max, MC4-Compatible In/Out, 1000VDC, (Use only with 3-Ph 9kW to 33.3kW Inverters), P800S | Inventory Item | 104.48 |  | 800 |  | No | Inverters | Vendor De-listing | 0
565-0133 | 565-0133 |  |  | SolarEdge, Power Optimizer, 250W, per module Add-On Box, TE F+M0 in LC3 out, 5-60V, 10A, Qty. 1, PB250-AOB-TR3CUS | Inventory Item | 156 |  | 250 |  | No | Inverters | Vendor De-listing | 0
565-0149 | 565-0149 |  |  | SolarEdge, Power Optimizer, 250W, per module Add-On Box, MC4 in MC4 out, 5-60V, 10A, Qty. 1, PB250-AOB-MSMC | Inventory Item | 163 |  | 250 |  | No | Inverters | Vendor De-listing | 0
565-0159 | 565-0159 |  |  | SolarEdge, Power Optimizer, 250W, per module Add-On Box, MC4 In - MC4 Out, 5-55V, 10A, OP250-LV-MC4SM-2NA | Inventory Item | 114 |  | 250 |  | No | Inverters | Vendor De-listing | 0
565-0160 | 565-0160 |  |  | SolarEdge, Power Optimizer, 250W, per module Add-On Box, TE F+M0 In - MC4 Out, 5-55V, 10A, OP250-LV-TYCRM-2NA | Inventory Item | 122.64 |  | 250 |  | No | Inverters | Vendor De-listing | 0
565-0161 | 565-0161 |  |  | SolarEdge, Power Optimizer, 250W, per module Add-On Box, H4 In - MC4 Out, 5-55V, 10A, OP250-LV-AH4SM-2NA | Inventory Item | 112 |  | 250 |  | No | Inverters | Vendor De-listing | 0
565-0169 | 565-0169 |  |  | SolarEdge, Power Optimizer, 300W, per module Add-On Box, MC4 In - MC4 Out, 5-75V, 10A, OP300-MV-MC4SM-2NA | Inventory Item | 118 |  | 300 |  | No | Inverters | Vendor De-listing | 0
565-0170 | 565-0170 |  |  | SolarEdge, Power Optimizer, 300W, per module Add-On Box, TE F+M0 In - MC4 Out, 5-75V, 10A, OP300-MV-TYCRM-2NA | Inventory Item | 117.76 |  | 300 |  | No | Inverters | Vendor De-listing | 0
565-0171 | 565-0171 |  |  | SolarEdge, Power Optimizer, 300W, per module Add-On Box, H+S In - MC4 Out, 5-75V, 10A, OP300-MV-HSRRM-2NA | Inventory Item | 136 |  | 300 |  | No | Inverters | Vendor De-listing | 0
565-0172 | 565-0172 |  |  | SolarEdge, Power Optimizer, 300W, per module Add-On Box, H4 In - MC4 Out, 5-75V, 10A, OP300-MV-AH4SM-2NA | Inventory Item | 134 |  | 300 |  | No | Inverters | Vendor De-listing | 0
565-0173 | 565-0173 |  |  | SolarEdge, Power Optimizer, 400W, per module Add-On Box, MC4 In - MC4 Out, 5-75V, 10A, OP400-MV-MC4SM-2NA | Inventory Item | 124 |  | 400 |  | No | Inverters | Vendor De-listing | 0
565-0174 | 565-0174 |  |  | SolarEdge, Power Optimizer, 400W, per module Add-On Box, TE F+M0 In - MC4 Out, 5-75V, 10A, OP400-MV-TYCRM-2NA | Inventory Item | 124 |  | 400 |  | No | Inverters | Soligent De-listing | 0
565-0175 | 565-0175 |  |  | SolarEdge, Power Optimizer, 400W, per module Add-On Box, H+S In - MC4 Out, 5-75V, 10A, OP400-MV-HSRRM-2NA | Inventory Item | 124 |  | 400 |  | No | Inverters | Soligent De-listing | 0
565-0176 | 565-0176 |  |  | SolarEdge, Power Optimizer, 400W, per module Add-On Box, H4 In - MC4 Out, 5-75V, 10A, OP400-MV-AH4SM-2NA | Inventory Item | 124 |  | 400 |  | No | Inverters | Soligent De-listing | 0
565-0177 | 565-0177 |  |  | SolarEdge, Power Optimizer, 250W, per module Add-On Box, H+S In - MC4 Out, 5-55V, 10A, OP250-LV-HSRRM-2NA | Inventory Item | 112 |  | 250 |  | No | Inverters | Soligent De-listing | 0
565-0178 | 565-0178 |  |  | SolarEdge, Power Optimizer, 400W, per module Add-On Box, MC4 In - MC4 Out, Special Order | Inventory Item | 134 |  | 400 |  | No | Inverters | Soligent De-listing | 0
565-0179 | 565-0179 |  |  | SolarEdge, Power Optimizer, 400W, per module Add-On Box, H4 In - MC4 Out, 5-75V, 10A, Special Order | Inventory Item | 134 |  | 400 |  | No | Inverters | Soligent De-listing | 0
565-0181 | 565-0181 |  |  | SolarEdge, Power Optimizer, 600W, per 2 module Add-On Box, MC4 In - H4 Out, 12.5-96V, 10A, OP600-96V-MC4SA-2NAUL | Inventory Item | 158 |  | 600 |  | No | Inverters | Vendor De-listing | 0
565-0184 | 565-0184 |  |  | Solaredge, Optimizer 300W, Add-On Box for one 60 cell module, 8-48V, 10A, MC4-compatible In, H4 Out, 36" PV wire, UL 1000VDC, P300-2NM4ARS | Inventory Item | 112 |  | 300 |  | No | Inverters | Vendor De-listing | 0
565-0185 | 565-0185 |  |  | Solaredge, Optimizer 300W, Add-On Box for one 60 cell module, 8-48V, 10A, H4 In, H4 Out, 36" PV wire, UL 1000VDC, P300-2NA4ARS | Inventory Item | 105 |  | 300 |  | No | Inverters | Vendor De-listing | 0
565-0186 | 565-0186 |  |  | Solaredge, Optimizer 350W, Add-On Box for one 72 cell module, 8-60V, 10A, MC4 In, H4 Out, 47" PV wire, UL 1000VDC, P350-2NM4ARM | Inventory Item | 120 |  | 350 |  | No | Inverters | Vendor De-listing | 0
565-0187 | 565-0187 |  |  | Solaredge, Optimizer 350W, Add-On Box for one 72 cell module, 8-60V, 10A, H4 In, H4 Out, 47" PV wire, UL 1000VDC, P350-2NA4ARM | Inventory Item | 120 |  | 350 |  | No | Inverters | Vendor De-listing | 0
565-0188 | 565-0188 |  |  | Solaredge, Optimizer 400W, Add-On Box for one 72 or 96 cell module, 8-80V, 10A, MC4 In, H4 Out, 47" PV wire, UL 1000VDC, P400-2NM4ARM | Inventory Item | 105.3 |  | 400 |  | No | Inverters | Vendor De-listing | 0
565-0189 | 565-0189 |  |  | Solaredge, Optimizer 400W, Add-On Box for one 96 cell module, 8-80V, 10A, H4 In, H4 Out, 47" PV wire, UL 1000VDC, P400-2NA4ARM | Inventory Item | 124 |  | 400 |  | No | Inverters | Vendor De-listing | 0
565-0190 | 565-0190 |  |  | Solaredge, Optimizer 600W, Add-On Box for two 60 cell modules, 12-80V, 10A, MC4 In, H4 Out, 71" PV wire, UL 1000VDC, (Use only with 3-Ph 9kW to 20kW Inverters), P600-2NM4ARL | Inventory Item | 158 |  | 600 |  | No | Inverters | Vendor De-listing | 0
565-0191 | 565-0191 |  |  | Solaredge, Optimizer 600W, Add-On Box for two 60 cell modules, 12-80V, 10A, H4 In, H4 Out, 71" PV wire, UL 1000VDC, (Use only with 3-Ph 9kW to 33.3kW Inverters), P600-2NA4ARL | Inventory Item | 111 |  | 600 |  | No | Inverters | Vendor De-listing | 0
565-0192 | 565-0192 |  |  | SolarEdge, Power Optimizer, 250W, per module Add-On Box, MC4 In - MC4 Out, 5-55V, 10A, ZEP compatible, OP250-LV-MC4SM-ZU | Inventory Item | 114 |  | 250 |  | No | Inverters | Soligent De-listing | 0
565-0194 | 565-0194 |  |  | SolarEdge, Optimizer 405W, Add-On Box for thin film modules, 12-125V, 10.1A, MC4-Compatible In/Out, 47" PV wire, UL 1000VDC, P405 | Inventory Item | 136.3 |  | 400 |  | No | Inverters | Vendor De-listing | 73.28
565-0195 | 565-0195 |  |  | SolarEdge, Optimizer 700W, Add-On Box for two 72 cell modules, 12-105V, 10A, MC4 In, H4 Out, 71" PV wire, 1000VDC, (Use only with 3-Ph 9kW to 33.3kW Inverters), P700-2NM4ARX | Inventory Item | 167 |  | 700 |  | No | Inverters | Vendor De-listing | 0
565-0197 | 565-0197 |  |  | SolarEdge, Optimizer 300W, Add-On Box for one 60 cell module, 8-48V, 10A, MC4-compatible In/Out, 36" PV wire, UL 1000VDC, P300 | Inventory Item | 50.48 |  | 300 |  | No | Inverters | Vendor De-listing | 49.43
565-0198 | 565-0198 |  |  | Solaredge, Optimizer 400W, Add-On Box for one 72 or 96 cell module, 8-80V, 10A, MC4-compatible In, H4 Out, 47" PV wire, UL 1000VDC, P400-5NA4ARX | Inventory Item | 124 |  | 400 |  | No | Inverters | Vendor De-listing | 0
565-0199 | 565-0199 |  |  | SolarEdge, Optimizer 600W, Add-On Box for two 60 cell modules, 12-80V, 10A, MC4-compatible In/Out, 71" PV wire, UL 1000VDC, (Use only with 3-Ph 9kW to 33.3kW Inverters), P600 | Inventory Item | 119.99 |  | 600 |  | No | Inverters | Vendor De-listing | 0
565-0200 | 565-0200 |  |  | SolarEdge, Optimizer 700W, Add-On Box for two 72 cell modules, 12-105V, 10A, MC4-compatible In, H4 Out, 71" PV wire, 1000VDC, (Use only with 3-Ph 9kW to 20kW Inverters), P700-5NA4ARX | Inventory Item | 174 |  | 700 |  | No | Inverters | Soligent De-listing | 0
565-0202 | 565-0202 |  |  | SolarEdge, Power Optimizer, 300W, per module Add-On Box, MC4 In - MC4 Out, 5-75V, 10A, ZEP compatible, P300-2NM4AZS | Inventory Item | 134 |  | 300 |  | No | Inverters | Vendor De-listing | 0
565-0203 | 565-0203 |  |  | Solaredge, ARRA Optimizer 300W, Add-On Box for one 60 cell module, 8-48V, 10A, MC4-compatible In, H4 Out, 36" PV wire, UL 1000VDC, P300-2NM4ARS ARRA | Inventory Item | 111.6 |  | 300 |  | No | Inverters | Soligent De-listing | 0
565-0204 | 565-0204 |  |  | SolarEdge, Power Optimizer, 300W, per module Add-On Box, MC4-compatible In, H4 Out, 8-48V, 10A, ZEP compatible, P300-5NA4AZS | Inventory Item | 121.6 |  | 300 |  | No | Inverters | Vendor De-listing | 0
565-0205 | 565-0205 |  |  | SolarEdge, Optimizer 320W, Add-On Box for one 60 cell module, 8-48V, 11A, MC4-compatible In/Out, 36" PV wire, UL 1000VDC, P320 | Inventory Item | 62.82 |  | 320 |  | No | Inverters | Vendor De-listing | 61.42
565-0205-B | 565-0205-B |  |  | "B-Grade" SolarEdge, Optimizer 320W, Add-On Box for one 60 cell module, 8-48V, 11A, MC4-compatible In/Out, 36" PV wire, UL 1000VDC, P320 | Inventory Item | 55.8 |  | 320 |  | No | Inverters | Soligent De-listing | 52.98
565-0206 | 565-0206 |  |  | SolarEdge, Optimizer 400W, Add-On Box for one 72 or 96 cell module, 8-80V, 10.1A, MC4-compatible In/Out, 47" PV wire, UL 1000VDC, P400 | Inventory Item | 71.8 |  | 400 |  | No | Inverters | Vendor De-listing | 70.2
565-0207 | 565-0207 |  |  | Suncrest, 300W POWER OPTIMIZER, 5-SERIES, SLE-0018 | Inventory Item | 0 |  | 300 |  | No | Inverters | Soligent De-listing | 0
565-0208 | 565-0208 |  |  | SolarEdge, Optimizer 700W, Add-On Box for two 72 cell modules, 12-105V, 10.1A, MC4-Compatible In, MC4-Compatible Out, 1000VDC, (Use only with 3-Ph 9kW to 33.3kW Inverters), Series 5, P700 | Inventory Item | 109.5 |  | 700 |  | No | Inverters | Vendor De-listing | 0
565-0210 | 565-0210 |  |  | SolarEdge, Optimizer 800W, Add-On Box for two 96 cell modules, Dual input, Parallel Connection, 12.5-83V, 14A, MC4-Compatible In/Out, 1000VDC, (Use only with SolarEdge 3-Phase Inverters), P800P | Inventory Item | 115.92 |  | 800 |  | No | Inverters | Vendor De-listing | 60.38
565-0211 | 565-0211 |  |  | SolarEdge, Optimizer 370W, Add-On Box for one 60 or 72 cell module, 8-60V, 11A, MC4-compatible In/Out, 1000VDC, P370 | Inventory Item | 71.8 |  | 370 |  | No | Inverters | Vendor De-listing | 70.2
565-0212 | 565-0212 |  |  | SMA, TS4-R-S, Safety Module, Monitoring & RSD, Add-on- Module for 1 PV Module, Max 66Voc, 12A, 1.0m MC-4 cable, 15A Fuse, NEC 2014 RSD Compliant when used with, Cloud Connect & Gateway, -40 SMA inverters, 476-00240-00 | Inventory Item | 55.5 |  |  |  | No | Inverters | Vendor De-listing | 0
565-0213 | 565-0213 |  |  | SMA, TS4-R-O, Optimizer Module, Optimization, Monitoring & RSD, Add-on- Module for 1 PV Module, Max 90Voc, 12A, 1.0m MC-4 cable, 15A Fuse, NEC 2014 RSD Compliant when used with, Cloud Connect & Gateway, -40 SMA inverters, 471-00252-10 | Inventory Item | 76.9 |  |  |  | No | Inverters | Vendor De-listing | 39.23
565-0216 | 565-0216 |  |  | SMA, TS4-R-O, Optimizer Module, Optimization, Monitoring & RSD, Add-on- Module for 1 PV Module, Max 90Voc, 12A, 1.0m MC-4 cable, 15A Fuse, NEC 2014 RSD Compliant when used with, Cloud Connect & Gateway, 471-00252-40 | Inventory Item | 64.06 |  |  |  | No | Inverters | Vendor De-listing | 0
565-0217 | 565-0217 |  |  | SMA, TS4-R-S, Safety Module, Monitoring & RSD, Add-on-Module for 1 PV Module, Max 90Voc, 12A, 1.0m MC-4 cable, 15A Fuse, 1000V, NEC RSD Compliant when used with, Cloud Connect & Gateway, 476-00252-40 | Inventory Item | 60.86 |  |  |  | No | Inverters | Vendor De-listing | 31.05
565-0218 | 565-0218 |  |  | SMA, TS4-R-F, Fire Safety Shut Down Module, NEC 2017 SunSpec Compliant Module Level RSD when used with SunSpec Inverters (-41 SMA), Add-on-Module for 1 PV Module, Max 90Voc, 12.5A, 20A Fuse, 478-00252-40 | Inventory Item | 51.28 |  |  |  | No | Inverters | Soligent De-listing | 0
565-0219 | 565-0219 |  |  | SolarEdge, Optimizer 860W, Add-On Box for two 72 cell modules, Dual input, Parallel Connection Isc 11A Each, 12.5-60V MPPT, MC4-Compatible In/Out, Output 2.1m (82.7”), 2 Inputs 0.16m(6.3”) 1000VDC, (Use only with SolarEdge 3-Phase Inverters), P860 | Inventory Item | 71.19 |  | 860 |  | No | Inverters | Vendor De-listing | 68.16
565-0220 | 565-0220 |  |  | SolarEdge, Optimizer 340W, Add-On Box for one 60 cell module, 8-48V, 11A, MC4-compatible In/Out, 1000VDC, P340 | Inventory Item | 64.71 |  | 340 |  | No | Inverters | Vendor De-listing | 63.27
565-0222 | 565-0222 |  |  | Pika, PV-Link Sub-String Optimizer compatible with REbus DC Nanogrid, MC-4, Max 420Voc, S2501 | Inventory Item | 505.88 |  |  |  | No | Inverters | Vendor De-listing | 0
565-0223 | 565-0223 |  |  | Pika, PV-Link Sub-String Optimizer compatible with REbus DC Nanogrid, MC-4, Max 420Voc, S2502 | Inventory Item | 540.88 |  |  |  | No | Inverters | Vendor De-listing | 497.11
565-0224 | 565-0224 |  |  | SolarEdge, Optimizer 485W, Add-On Box for One Module, 12-105V MPPT, 125Voc Max, 11A, MC4-Compatible In/Out, 45" PV wire, UL 1000VDC, P485 | Inventory Item | 143.88 |  | 485 |  | No | Inverters | Soligent De-listing | 79.93
565-0225 | 565-0225 |  |  | SolarEdge, Optimizer 1600W, Add-On Box for four 60 or 72 cell modules, Dual input, Series/Parallel Connection, Isc 12.5A, 12.5-105V MPPT, MC4 In/Out, 1000VDC, (Use only with SolarEdge 480 volt 3-Phase Inverters), M1600 | Inventory Item | 116.11 |  | 1600 |  | No | Inverters | Vendor De-listing | 113.53
565-0226 | 565-0226 |  |  | SolarEdge, Optimizer 400W, Add-On Box for one 60 or 72 cell High Power module, 8-60V, 11.75A, MC4-compatible In/Out, 45" PV wire, UL 1000VDC, P401 | Inventory Item | 129.8 |  | 400 |  | No | Inverters | Vendor De-listing | 72.11
565-0227 | 565-0227 |  |  | SolarEdge, Optimizer 800W, Add-On Box for Two Modules, Single input, Series Connected Modules, 12.5-105V MPPT, 11A, 125Vdc Max, MC4 In/Out, 1000VDC, (Use only with SolarEdge 3-Phase Inverters), P801 | Inventory Item | 110.44 |  | 800 |  | No | Inverters | Vendor De-listing | 61.36
565-0229 : 565-0229 : 565-0229_S | 565-0229 : 565-0229_S |  |  | SolarEdge, Optimizer 485W, Add-On Box for One Module, 12-125V, 11A, MC4-Compatible In/Out, 45" PV wire, UL 1000VDC, P485 | Inventory Item | 84.2 |  | 485 |  | No | Inverters | Soligent De-listing | 82.33
565-0230 : 565-0230_S | 565-0230_S |  |  | SolarEdge, Optimizer 400W, Add-On Box for one 60 or 72 cell High Power module, 8-60V, 11.75A, MC4-compatible In/Out, 45" PV wire, UL 1000VDC, P401 | Inventory Item | 75.97 |  | 400 |  | No | Inverters | Soligent De-listing | 74.28
565-0231 | 565-0231 |  |  | SolarEdge, Long Lead Optimizer 800W, Add-On Box for Two Modules, Single input, Series Connected Modules, 12.5-105V MPPT, 11A, 125Vdc Max, MC4 In/Out, Output 2.2m, Input 1.3m, 1000VDC, (Use only with SolarEdge 3-Phase Inverters), P801-LONG | Inventory Item | 122.44 |  | 800 |  | No | Inverters | Soligent De-listing | 68.02
565-0232 | 565-0232 |  |  | SolarEdge, Long Lead Optimizer 850W, Add-On Box for Two Modules, Single input, Series Connected Modules, 12.5-105V MPPT, 12.5A, 120Vdc Max, MC4-Compatible In/Out, Output 2.2m, Input 1.6m, 1000VDC, (Use only with SolarEdge 3-Phase Inverters), P850-LONG | Inventory Item | 131.06 |  | 850 |  | No | Inverters | Soligent De-listing | 72.81
565-0233 | 565-0233 |  |  | SolarEdge, Long Lead Optimizer 860W, Add-On Box for two 72 cell modules, Dual input, Parallel Connection Isc 11A Each, 12.5-60V MPPT, MC4-Compatible In/Out, Output 2.2m(86.6”), 2 Inputs 1.6m, 0.16m (63”-6.3”), 1000VDC, (Use only with SolarEdge 3-Phase Inverters), P860-LONG | Inventory Item | 144.46 |  | 860 |  | No | Inverters | Vendor De-listing | 80.26
565-0234 | 565-0234 |  |  | SolarEdge, 2X Long Lead Optimizer 860W, Add-On Optimizer for two 72 cell modules, Dual input, Parallel Connection Isc 11A Each, 12.5-60V MPPT, MC4 In/Out, Output 2.2m (86.6”), 2 Input 1.6m (63”), 1000VDC, (Use only with SolarEdge 3-Phase Inverters), P860-2XLONG | Inventory Item | 144.46 |  | 860 |  | No | Inverters | Soligent De-listing | 80.26
565-0235 : 565-0235_S | 565-0235_S |  |  | SolarEdge, Optimizer 960W, Add-On Optimizer for two 72 cell modules, Dual input, Parallel Connection Isc 11.5A Each, 12.5-60V MPPT, MC4 In/Out, 1000VDC, (Use only with SolarEdge 3-Phase Inverters), P960 | Inventory Item | 84.27 |  | 960 |  | No | Inverters | Soligent De-listing | 82.4
565-0237 : 565-0237_S | 565-0237_S |  |  | SolarEdge, Optimizer 1100W, Add-On Box for two modules, Single Input, Series Connected Modules, Isc 14A, 125V Max, MC4 Output 2.4m, Input 1.6m, 1000VDC, (Use only with SolarEdge 3-Phase Inverters UL-3741 PVRSS), P1101 | Inventory Item | 89.77 |  | 1100 |  | No | Inverters | Soligent De-listing | 84.95
565-0241 | 565-0241 |  |  | SolarEdge, Optimizer 1200W, Add-On Box for two modules, Single Input, Series Connected Modules, Isc 15A, 125V Max, MC4 Output 5.3m, Input 1.6m, 1000VDC, (Use only with SolarEdge 3-Phase Inverters) Ground Mount,S1200 | Inventory Item | 92.57 |  | 1200 |  | No | Inverters | Shippable | 86.6
565-0242 | 565-0242 |  |  | SolarEdge, Optimizer 1200W, Add-On Box for two modules, Single Input, Series Connected Modules, Isc 15A, 125V Max, MC4 Output 5.3m, Input 1.6m, 1000VDC, (Use only with SolarEdge 3-Phase Inverters, UL-3741 PVRSS) Mount), S1201 | Inventory Item | 102.61 |  | 1200 |  | No | Inverters | Shippable | 95.99
565-0243 | 565-0243 |  |  | SolarEdge, Optimizer 600W, Add-On Box for one High Power Module, 12.5-65V, 14A, MC4 In/Out 47" PV wire, UL 1000VDC, P601 | Inventory Item | 94.36 |  | 600 |  | No | Inverters | Shippable | 88.27
565-0244 | 565-0244 |  |  | SolarEdge, Optimizer 500W, Add-On Box for One Module 12.5-105V MPPT, 125Voc Max, 15A, MC4, ~4” Input, ~90” Positive Output ~4” Negative Output PV wire, UL 1000VDC Max, S500B | Inventory Item | 97.14 |  | 500 |  | No | Inverters | Shippable | 94.44
570-0000 : 570-0000 : 570-0000 : 570-0000_U | 570-0000 : 570-0000 : 570-0000_U |  |  | APsystems, ECU-R Gateway, Standard ECU (Energy Communication Unit), ZigBee, Wi-Fi, No CTs, No RGM, 3 year Warranty, 209001 | Inventory Item | 249.33 |  |  |  | No | Inverters | Soligent De-listing | 214.94
570-0001 | 570-0001 |  |  | Fronius, COM Card Retrofit, 4,240,001Z | Inventory Item | 141.33 |  |  |  | No | Inverters | Vendor De-listing | 121.84
570-0003 : 570-0003 : 570-0003_U | 570-0003 : 570-0003_U |  |  | APsystems, ECU-C Gateway, Commercial-Grade ECU (Energy Communication Unit), Single or Three Phase, ZigBee, Wi-Fi, w/ Consumption Monitoring - No RGM, 3 year Warranty, 205001 | Inventory Item | 402.67 |  |  |  | No | Inverters | Soligent De-listing | 347.13
570-0006 | 570-0006 |  |  | Fronius, Interface Card for 3rd Party Sources, RS232 port, 4,240,009,Z | Inventory Item | 91 |  |  |  | No | Inverters | Vendor De-listing | 0
570-0007 | 570-0007 |  |  | Fronius, Interface Card Easy, for 208/240VAC only, No Datalogger or COM Card Required, 4,240,013,Z | Inventory Item | 211 |  |  |  | No | Inverters | Vendor De-listing | 0
570-0011 | 570-0011 |  |  | SolarEdge, RS-485 Surge Surge Protection kit, Qty. 1 Pack of 5, SE-RS485-SPD2-K1 | Inventory Item | 125.58 |  |  |  | No | Inverters | Vendor De-listing | 0
570-0014 | 570-0014 |  |  | NEP, BDG-256 External Package with Wi-Fi Dongle, Wi-Fi Booster and Outdoor Enclosure, NC0124-US-BK | Inventory Item | 396.89 |  |  |  | No | Inverters | Shippable | 358.64
570-0015 | 570-0015 |  |  | NEP, BDG-256 Cellular Package, Cellular Modem, Outdoor Enclosure, with 5 year ATT SIM Card, NC0124-US-CK | Inventory Item | 753.96 |  |  |  | No | Inverters | Shippable | 681.29
570-0016 | 570-0016 |  |  | MidNite Solar, Wi-Fi Dongle for MidNite DIY Series Inverters, MNDIYWIFI | Inventory Item | 55 |  |  |  | No | Inverters | Shippable | 51.56
570-0030 | 570-0030 |  |  | Xantrex, SWCA Serial Communications Interface Adapter, SWCA | Inventory Item | 85.7 |  |  |  | No | Inverters | Vendor De-listing | 0
570-0047 | 570-0047 |  |  | SolarEdge, / StorEdge, Consumption Meter with enclosure, 1-ph, 240V, 60Hz, RS485, NEMA3R, NO CT’s, Add 2, 200A or 400A CT’s, SE-MTR240-0-000-S2 | Inventory Item | 301.38 |  |  |  | No | Inverters | Vendor De-listing | 0
570-0068 | 570-0068 |  |  | Fronius, Datalogger Interface Box Open Protocol for 3rd Party Monitoring for 1-100 Inverters, USB & RS232 ports, 4,240,105 | Inventory Item | 951 |  |  |  | No | Inverters | Vendor De-listing | 0
570-0079 | 570-0079 |  |  | SolarEdge, Non-neutral CT adaptor (For CT's with non-neutral grid, Delta), ADPTR-CABLE-KIT-K1 | Inventory Item | 69.31 |  |  |  | No | Inverters | Soligent De-listing | 59.75
570-0104 | 570-0104 |  |  | Outback, Shunt for FlexWare 250, DC Current Shunt, 500A, with Terminal Busbar, FW-SHUNT250 | Inventory Item | 99 |  |  |  | No | Inverters | Soligent De-listing | 55.62
570-0106 | 570-0106 |  |  | Outback, Surge Protector with AC Adapter for Flexware Power Panel, FW-SP-ACA | Inventory Item | 286 |  |  |  | No | Inverters | Shippable | 0
570-0107 | 570-0107 |  |  | Outback, Surge Protector Replacement board for FW-SP-250 or FW-SP-ACA, FW-SP-R | Inventory Item | 270 |  |  |  | No | Inverters | Soligent De-listing | 0
570-0112 | 570-0112 |  |  | Outback, Communications Controller for FlexWare, Black Oval Case, MATE-B | Inventory Item | 383.99 |  |  |  | No | Inverters | Soligent De-listing | 0
570-0113 | 570-0113 |  |  | Outback, Communications Cable, CAT5e Cable, 300V, 3', OBCATV-3 | Inventory Item | 12.94 |  |  |  | No | Inverters | Soligent De-listing | 5.71
570-0117 | 570-0117 |  |  | SMA, Sunny Sensor Option, Ambient Temperature Sensor, TEMPSENSOR-AMB | Inventory Item | 92.34 |  |  |  | No | Inverters | Soligent De-listing | 0
570-0127 | 570-0127 |  |  | SMA, Sunny Sensor Box, with Irradiance and Module Temperature Sensors, RS485 Power Injector, Mounting Bracket, SUNNY SENSORBOX | Inventory Item | 805 |  |  |  | No | Inverters | Soligent De-listing | 0
570-0128 | 570-0128 |  |  | SMA, Web Box with RS-485 port, wired Ethernet, includes 120V plug pack, SUNNY WEBBOX | Inventory Item | 952 |  |  |  | No | Inverters | Vendor De-listing | 0
570-0129 | 570-0129 |  |  | SMA, Sunny Sensor Option, Anemometer Wind Speed Sensor, WINDSENSOR | Inventory Item | 302 |  |  |  | No | Inverters | Vendor De-listing | 0
570-0132 | 570-0132 |  |  | Xantrex, Cable, 4-Pair Twisted for Link Battery Monitors, 25 ft, 84-2014-00 | Inventory Item | 1.79 |  |  |  | No | Inverters | Soligent De-listing | 0
570-0133 | 570-0133 |  |  | Xantrex, Cable, 4-Pair Twisted for Link Battery Monitors, 50 ft, 84-2015-00 ~ | Inventory Item | 130 |  |  |  | No | Inverters | Soligent De-listing | 0
570-0137 | 570-0137 |  |  | Schneider Electric, Battery Temperature Sensor, 15 ft, for DR, SW and C Charge Controllers, 130-0004-01-01, | Inventory Item | 37 |  |  |  | No | Inverters | Vendor De-listing | 0
570-0138 | 570-0138 |  |  | Schneider Electric, Digital Meter, CM for C series Charge Controllers, RNWCM | Inventory Item | 126 |  |  |  | No | Inverters | Vendor De-listing | 0
570-0139 | 570-0139 |  |  | Schneider Electric, Remote Digital Meter, for C35, C40, C60, includes 100 ft cable, 125VDC, RNWCMR100 | Inventory Item | 186 |  |  |  | No | Inverters | Vendor De-listing | 0
570-0140 | 570-0140 |  |  | Xantrex, Remote Display, CM R50, includes 50 ft cable for C series Charge Controllers, RNWCMR50 | Inventory Item | 169.24 |  |  |  | No | Inverters | Soligent De-listing | 0
570-0141 | 570-0141 |  |  | Schneider Electric, Solar Inverter Monitor for GT Series, GT-MON, RNW8640203 | Inventory Item | 165 |  |  |  | No | Inverters | Soligent De-listing | 0
570-0142 | 570-0142 |  |  | Xantrex, Shunt Kit TM500A, 48V, RNWTM48 | Inventory Item | 76 |  |  |  | No | Inverters | Vendor De-listing | 0
570-0143 | 570-0143 |  |  | Xantrex, Battery Status Monitor with 500A Shunt, RNWTM500A | Inventory Item | 258.05 |  |  |  | No | Inverters | Vendor De-listing | 0
570-0146 | 570-0146 |  |  | SMA, Sunny Sensor Option, Additional Module Temperature Sensor, TEMPSENSOR-MODULE | Inventory Item | 96 |  |  |  | No | Inverters | Vendor De-listing | 0
570-0147 | 570-0147 |  |  | SMA, Sunny Boy PC Service Cable, with USB plug, for 0, -11, -12, TL-10/1 inverters, USBPBS | Inventory Item | 282 |  |  |  | No | Inverters | Soligent De-listing | 0
570-0148 | 570-0148 |  |  | Enphase, AC Combiner Box-3C with IQ Envoy, 80A, 240V Split-Phase, Revenue Grade accuracy (ANSI C12.20 +/- 0.5%) with Calibrated Solid-Core CT, Space for 4 Eaton BR 2 Pole Breakers NOT included, Consumption Metering available when used with Split Core CTs, with integrated LTE-M cell modem and 5 year data plan for up to 60 IQ Inverters for US, Puerto Rico, Canada, and Mexico, X-IQ-AM1-240-3C | Inventory Item | 1428 |  |  |  | No | Inverters | Vendor De-listing | 830.23
570-0149 | 570-0149 |  |  | Enphase, Three Phase Network Protection Relay Solution (For NA), NPR-3P-208-NA | Inventory Item | 1937.6 |  |  |  | No | Inverters | Shippable | 1689.77
570-0151 | 570-0151 |  |  | Enphase, Envoy IQ LTE-M1 Cell Modem with Ensemble Communication Kit, , includes 5 Year data plan for US, Puerto Rico, US Virgin Islands, Canada, Mexico up to 60 Inverters, COMMS-CELLMODEM-M1 | Inventory Item | 1060 |  |  |  | No | Inverters | Vendor De-listing | 609.2
570-0153 | 570-0153 |  |  | SMA, Sunny Multigate communication box without Ethernet hub for 1 branch of SB240 Microinverter, one 15A 2-P breaker, MG-XT1E-US-10, SPECIAL PRICING - LIMITED QUANTITY - ONLY WHILE SUPPLIES LAST | Inventory Item | 882 |  |  |  | No | Inverters | Vendor De-listing | 0
570-0154 | 570-0154 |  |  | SMA, Sunny Multigate communication box without Ethernet hub for 2 branches of SB240 Microinverter, two 15A 2-P breakers, MG-XT2E-US-10, SPECIAL PRICING - LIMITED QUANTITY - ONLY WHILE SUPPLIES LAST | Inventory Item | 1194 |  |  |  | No | Inverters | Vendor De-listing | 0
570-0155 | 570-0155 |  |  | SMA, Sunny Multigate communication box with Ethernet hub for 2 branches of SB240 Microinverter, two 15A 2-P breakers, MG-XT2S-US-10, SPECIAL PRICING - LIMITED QUANTITY - ONLY WHILE SUPPLIES LAST | Inventory Item | 1408 |  |  |  | No | Inverters | Vendor De-listing | 0
570-0158 | 570-0158 |  |  | Pika, Communications Module Kit to Enable Advanced Inverter Features, TOU function, Beacon | Inventory Item | 500 |  |  |  | No | Inverters | Vendor De-listing | 252.53
570-0159 | 570-0159 |  |  | Pika, Current Transformer (CT) Kit, 100A, Single Phase, Required for Self-Supply, and Zero-Export Modes, RJ45 Connector, Qty. 2 CT’s, CTK2-01 | Inventory Item | 250 |  |  |  | No | Inverters | Vendor De-listing | 126.26
570-0163 | 570-0163 |  |  | SolarEdge, Commercial RGM or Consumption Meter, 3-ph, 208V Delta, 60Hz, RS485, Add CT’s not included, SE-RGMTR-3D-208V-A | Inventory Item | 691.05 |  |  |  | No | Inverters | Soligent De-listing | 383.92
570-0164 | 570-0164 |  |  | SolarEdge, Commercial RGM or Consumption Meter, 3-ph, 208V WYE, 60Hz, RS485, Add CT’s not included, SE-RGMTR-3Y-208V-A | Inventory Item | 421.17 |  |  |  | No | Inverters | Shippable | 395.43
570-0165 | 570-0165 |  |  | SolarEdge, Commercial RGM or Consumption Meter, 3-ph, 480V WYE, 60Hz, RS485, Add CT’s not included, SE-RGMTR-3Y-480V-A | Inventory Item | 421.17 |  |  |  | No | Inverters | Shippable | 395.43
570-0166 | 570-0166 |  |  | SolarEdge, RS-485 Surge Protection kit, for 3 Phase Inverters, Pack of 5, SE-RS485-SPD3-B-K3 | Inventory Item | 139.34 |  |  |  | No | Inverters | Vendor De-listing | 77.41
570-0173 | 570-0173 |  |  | SolarEdge, Zigbee Repeater (range extender), SE1000-ZBRPT05-NA | Inventory Item | 302.9 |  |  |  | No | Inverters | Vendor De-listing | 168.28
570-0174 | 570-0174 |  |  | SolarEdge, Control and Communication Gateway, for Utility Controls, wired RS485 connection, SE1000-CCG-G | Inventory Item | 648.7 |  |  |  | No | Inverters | Vendor De-listing | 0
570-0175 | 570-0175 |  |  | SolarEdge, Firefighter Gateway, Red with interface to a kill switch, NEMA 3R, wired RS485 connection, SE1000-CCG-F | Inventory Item | 755.74 |  |  |  | No | Inverters | Vendor De-listing | 419.86
570-0177 | 570-0177 |  |  | SolarEdge, 150A CT, Current Transformer, used with Commercial Consumption/RGM Meter, Set of 3, SEACTL-1250-150-C3 | Inventory Item | 494.38 |  |  |  | No | Inverters | Soligent De-listing | 466.91
570-0178 | 570-0178 |  |  | SolarEdge, 300A CT, Current Transformer, used with Commercial Consumption/RGM Meter, Set of 3, SEACTL-1250-300-C3 | Inventory Item | 494.38 |  |  |  | No | Inverters | Soligent De-listing | 466.91
570-0179 | 570-0179 |  |  | SolarEdge, 600A CT, Current Transformer, used with Commercial Consumption/RGM Meter, Set of 3, SEACTL-1250-600-C3 | Inventory Item | 815.97 |  |  |  | No | Inverters | Soligent De-listing | 453.31
570-0180 | 570-0180 |  |  | SolarEdge, Control and Communication Gateway, for Utility Controls, wired RS485 or ZigBee connection, DIN Mount, 120V, SE1000-CCG-G-S1 | Inventory Item | 474.41 |  |  |  | No | Inverters | Shippable | 445.42
570-0181 | 570-0181 |  |  | SolarEdge, GSM Modem w/SIM, for inverters ≤ 11.4 kW, 5 Yr prepaid plan, works with T-Mobile, for use in US Only, Not for StorEdge, Qty. 1, SE-GSM-R05-US-S1, -serialized | Inventory Item | 555.99 |  |  |  | No | Inverters | Soligent De-listing | 0
570-0183 | 570-0183 |  |  | Chilicon, CP-100 Gateway, Single Phase, 7” Touch Screen, Ethernet/Wi-Fi, CP-GWY-100 | Inventory Item | 678 |  |  |  | No | Inverters | Soligent De-listing | 0
570-0184 | 570-0184 |  |  | Chilicon, CP-100 Gateway, 3 Phase, 7” Touch Screen, Ethernet/Wi-Fi, CP-GWY-100-3 | Inventory Item |  |  |  |  | No | Inverters | Soligent De-listing | 0
570-0187 | 570-0187 |  |  | SolarEdge, 300A CT, Current Transformer, used with Commercial Consumption/RGM Meter, Qty 1, SEACTL-1250-300-C3 | Inventory Item | 165.77 |  |  |  | No | Inverters | Soligent De-listing | 155.64
570-0195 | 570-0195 |  |  | Yaskawa Solectria, Ethernet Card, for PVI 25/36/50/60TL, Ethernet Network Card for Remote Troubleshooting and Update, 1 Per Site, Per 32 Inverters, ETHERNET-NETWORK-CARD | Inventory Item | 500 |  |  |  | No | Inverters | Vendor De-listing | 477.53
570-0196 | 570-0196 |  |  | Yaskawa Solectria, Software, for PVI 50/60TL, Enables, SolrenView Inverter Direct Monitoring, Per 32 Inverters (To be Installed by Customer), OPT-SRV-ID-COM4 | Inventory Item | 270 |  |  |  | No | Inverters | Vendor De-listing | 0
570-0197 | 570-0197 |  |  | Yaskawa Solectria, Software, for XGI 1000 Inverters. Enables SolrenView Inverter Direct Monitoring for up to 50 inverters (one network cluster), No hardware required, OPT-SRV-ID-COM5 | Inventory Item | 400 |  |  |  | No | Inverters | Vendor De-listing | 0
570-0198 | 570-0198 |  |  | SolarEdge, GSM Modem, for all SetApp Enabled Single Phase Inverters, 5 Yr Sprint Prepaid Data Plan, for use in US Only, Qty. 1, SE-CELL-B-R05-S-S2-serialized | Inventory Item | 552.8 |  |  |  | No | Inverters | Vendor De-listing | 0
570-0199 | 570-0199 |  |  | SolarEdge, GSM Modem, for all SetApp Enabled Single Phase Inverters, 12 Yr Sprint Prepaid Data Plan, for use in US Only, Qty. 1, SE-CELL-B-R12-S-S2-serialized | Inventory Item | 869.82 |  |  |  | No | Inverters | Vendor De-listing | 457.8
570-0229 | 570-0229 |  |  | Enphase, IQ, Single-Phase Branch Aggregator, 1-3 Female inputs, 60A Max 2L+PE output. Includes one Q-BA-CAP, Q-BA-3-1P-60 | Inventory Item | 201.11 |  |  |  | No | Inverters | Vendor De-listing | 192.07
570-0230 | 570-0230 |  |  | SolarEdge, Consumption Meter with Enclosure, 1-ph, 240V, 60Hz, RS485, NEMA3R, NO CT’s, Add 2, 200A or 400A CT’s, SE-MTR240 | Inventory Item | 301.38 |  |  |  | No | Inverters | Vendor De-listing | 158.62
570-0231 | 570-0231 |  |  | OutBack, SkyBox Split Core CT’s, 1 Pair, 100A, OBCT-100 | Inventory Item | 319 |  |  |  | No | Inverters | Soligent De-listing | 177.22
570-0232 | 570-0232 |  |  | OutBack, SkyBox Split Core CT’s, 1 Pair, 200A, OBCT-200 | Inventory Item | 204.91 |  |  |  | No | Inverters | Soligent De-listing | 195.7
570-0234 | 570-0234 |  |  | Schneider Electric, Conext GATEWAY, 865-0329 | Inventory Item | 487.84 |  |  |  | No | Inverters | Vendor De-listing | 451.25
570-0235 | 570-0235 |  |  | SolarEdge, GSM Modem, for up to 32 Commercial SetApp Enabled (208 or 480V) Inverters, up to 200kW-AC, 5 Yr Sprint Prepaid Data Plan, for use in US Only, SE-CELL-B-R05-S-S4 | Inventory Item | 1072.26 |  |  |  | No | Inverters | Vendor De-listing | 0
570-0236 | 570-0236 |  |  | SolarEdge, GSM Modem, for up to 32 Commercial SetApp Enabled (208 or 480V) Inverters, up to 1,000kW-AC, 5 Yr Sprint Prepaid Data Plan, for use in US Only, SE-CELL-B-R05-S-S5 | Inventory Item | 2517.1 |  |  |  | No | Inverters | Vendor De-listing | 0
570-0237 | 570-0237 |  |  | SolarEdge, GSM Modem w/SIM, for Inverters ≤ 11.4 kW, with a LCD display, 5 Yr prepaid plan, works with Sprint, for use in US Only, Not for StorEdge, Qty. 1, SE-CELL-R05-SS2 –serialized | Inventory Item | 552.8 |  |  |  | No | Inverters | Soligent De-listing | 0
570-0238 : 570-0238_S | 570-0238_S |  |  | SolarEdge, GSM Modem w/SIM, for up to 32 Commercial (208 or 480V) Inverters, or up to 1,000kW-AC, 5 Yr Sprint Prepaid Data Plan, for use in US Only, SE-CELL-R05-S-S5-serialized | Inventory Item | 1367.99 |  |  |  | No | Inverters | Soligent De-listing | 1310.99
570-0239 | 570-0239 |  |  | SolarEdge, & StorEdge, Single Phase Consumption Meter with Enclosure, 240V, 60Hz, RS485, NEMA 3R, NO CT’s, Add 2, 200A or 400A CT’s, SE-MTR240-NN-S-S1 | Inventory Item | 206.95 |  |  |  | No | Inverters | Vendor De-listing | 178.4
570-0241 | 570-0241 |  |  | SolarEdge, Cell Modem, for all SetApp Enabled Single Phase Inverters, 12 Yr Sprint Prepaid Data Plan, for use in US Only, CELL-B-R12-US-S-S2 | Inventory Item | 929.68 |  |  |  | No | Inverters | Vendor De-listing | 0
570-0243 | 570-0243 |  |  | SolarEdge, Cellular Plug-In, for Commercial SetApp Enabled (208 or 480V) Inverters, up to 1,000kW-AC, 5 Yr Sprint Prepaid Data Plan, for use in US Only, CELL-B-R05-US-S-S5 | Inventory Item | 1580.12 |  |  |  | No | Inverters | Shippable | 1483.56
570-0247 | 570-0247 |  |  | Outback, CSIP Bridge, (Common Smart Inverter Profile) Communications accessory compliant with CA Rule 21, Phase 2 (IEEE 2030.5), CSIP BRIDGE | Inventory Item | 500.5 |  |  |  | No | Inverters | Soligent De-listing | 278.06
570-0248 | 570-0248 |  |  | SolarEdge, Cell Modem, for all Single Phase Inverters with a Display, 5 Yr Data Plan, for use in US Only, CELL-A-R05-US-S-S2 | Inventory Item | 347.02 |  |  |  | No | Inverters | Shippable | 325.81
570-0249 | 570-0249 |  |  | SolarEdge, Cell Modem, for all Single Phase Inverters with a Display, 12 Yr Data Plan, for use in US Only, CELL-A-R12-US-S-S2 | Inventory Item | 929.68 |  |  |  | No | Inverters | Vendor De-listing | 516.49
570-0251 | 570-0251 |  |  | SolarEdge, Cellular Plug-In, for Commercial (208 or 480V) Inverters with a Display, up to 1,000kW-AC, 5 Yr Data Plan, for use in US Only, CELL-A-R05-US-S-S5 | Inventory Item | 1570.82 |  |  |  | No | Inverters | Soligent De-listing | 1483.56
570-0252 | 570-0252 |  |  | SolarEdge, Cellular Plug-In, for Synergy Commercial SetApp Enabled Synergy (208 or 480V) Inverters, up to 1,000kW-AC, 5 Yr Data Plan, for use in US Only, CELL-B-R05-US-T-S5 | Inventory Item | 2670.4 |  |  |  | No | Inverters | Shippable | 2119.37
570-0253 | 570-0253 |  |  | SolarEdge, Cellular Plug-In, for Commercial SetApp Enabled Synergy (208 or 480V) Inverters, up to 200kW-AC, 5 Yr Data Plan, for use in US Only, CELL-B-R05-US-T-S4 | Inventory Item | 1137.56 |  |  |  | No | Inverters | Shippable | 902.83
570-0333 | 570-0333 |  |  | Magnum, MagWeb Web Based Wireless Monitoring Kit, ME-MW-W | Inventory Item | 434.26 |  |  |  | No | Inverters | Shippable | 414.74
570-0334 | 570-0334 |  |  | Magnum, MagWeb Web Based Ethernet Monitoring Kit, ME-MW-E | Inventory Item | 311.09 |  |  |  | No | Inverters | Shippable | 297.11
570-0479 | 570-0479 |  |  | Schneider Electric, XW Configuration tool xanbus USB adapter, 865-1155-01 | Inventory Item | 698.13 |  |  |  | No | Inverters | Shippable | 601.84
570-0516 | 570-0516 |  |  | Xantrex, Communications Gateway datalogger for GT o XW, Wi-Fi & Ethernet, Widget based, RNW8651055 | Inventory Item | 826 |  |  |  | No | Inverters | Vendor De-listing | 0
570-0635 | 570-0635 |  |  | SMA, Sunny Beam with Bluetooth, Monitor up to 12 inverters [add Card for each], USBport, Sunny Beam-BT | Inventory Item | 362 |  |  |  | No | Inverters | Vendor De-listing | 0
570-0636 | 570-0636 |  |  | SMA, Bluetooth Communication Card with Internal Antenna, for -10, -11, -12 inverters, BTPBINV-NR | Inventory Item | 209 |  |  |  | No | Inverters | Soligent De-listing | 0
570-0647 | 570-0647 |  |  | Power One, PVI-DESKTOP portable monitor, wireless, touchscreen display, PVI-DESKTOP-US | Inventory Item | 671 |  |  |  | No | Inverters | Vendor De-listing | 0
570-0677 | 570-0677 |  |  | SMA, Web Box For SUNNYTOWER, SUNNY WEBBOX-208 | Inventory Item | 1214 |  |  |  | No | Inverters | Soligent De-listing | 0
570-0678 | 570-0678 |  |  | SMA, Sunny Beam Bluetooth Repeater, BTREP-IN | Inventory Item | 334 |  |  |  | No | Inverters | Vendor De-listing | 0
570-0740 | 570-0740 |  |  | Enphase, Environ Smart Thermostat with ZigBee Interface Kit, plus Zigbee interface for Envoy, EVRN-RT-01 | Inventory Item | 610 |  |  |  | No | Inverters | Vendor De-listing | 0
570-0741 | 570-0741 |  |  | Enphase, Environ Smart Thermostat with ZigBee Interface, additional Thermostat only, EVRN-RT-02 | Inventory Item | 570 |  |  |  | No | Inverters | Vendor De-listing | 0
570-0809 | 570-0809 |  |  | Xantrex, Remote for Inverter with 2 bank battery, LINK2000 | Inventory Item | 29 |  |  |  | No | Inverters | Soligent De-listing | 0
570-0819 | 570-0819 |  |  | Fronius, Smart Converter USB, 4,240,119 | Inventory Item | 291.8 |  |  |  | No | Inverters | Vendor De-listing | 0
570-0829 | 570-0829 |  |  | SMA, WebBox with Bluetooth, wired Ethernet, includes 120V plug pack, WEBBOX-BT-20 | Inventory Item | 1100 |  |  |  | No | Inverters | Vendor De-listing | 0
570-0830 | 570-0830 |  |  | Outback, Communications Controller for FlexWare, White Case, MATE3 | Inventory Item | 770 |  |  |  | No | Inverters | Vendor De-listing | 0
570-0843 | 570-0843 |  |  | Power One, PVI-DESKTOP-BT Portable Monitor, Bluetooth and wireless, touchscreen display, PVI-DESKTOP-BT-US | Inventory Item | 805 |  |  |  | No | Inverters | Vendor De-listing | 0
570-0858 | 570-0858 |  |  | Yaskawa Solectria, SolrenView Gateway, INDOOR, Rated for Indoor Installation, For PVI 1800-7500 & PVI 3800-7600TL, NEMA 1, SRV-LCD | Inventory Item | 664.71 |  |  |  | No | Inverters | Vendor De-listing | 634.83
570-0859 | 570-0859 |  |  | Yaskawa Solectria, SolrenView Gateway, OUTDOOR, NEMA 4, Rated for Outdoor Installation, For PVI 1800-7500 & PVI 3800-7600TL, SRV-LCD-OUTDOOR | Inventory Item | 1130 |  |  |  | No | Inverters | Soligent De-listing | 0
570-0908 | 570-0908 |  |  | SMA, Sunny Sensor Option, Power Injector with Bluetooth communication unit, BT-485-CON-DEV | Inventory Item | 464 |  |  |  | No | Inverters | Vendor De-listing | 0
570-1001 | 570-1001 |  |  | Enphase, Compatible GE i210+ Revenue Grade Meter (RGM) with integrated ZigBee wireless, Zigbee stick not included (#570-1003), RGM-MTR-01 | Inventory Item | 668 |  |  |  | No | Inverters | Vendor De-listing | 0
570-1002 | 570-1002 |  |  | Enphase, ZigBee Repeater for RGM (optional), RGM-RR-01 | Inventory Item | 150 |  |  |  | No | Inverters | Soligent De-listing | 0
570-1003 : 570-1003 : 570-1003_U | 570-1003 : 570-1003_U |  |  | Enphase, ZigBee USB stick for Envoy communication with RGM, RGM-ZGB-01 | Inventory Item | 87.78 |  |  |  | No | Inverters | Vendor De-listing | 79.8
570-1005 | 570-1005 |  |  | ABB, Monitoring Service and hardware, Aurora Logger Residential Monitoring Kit, Includes: Data Logger and Internet Gateway (use with up to 5 ABB Inverters only), External Power Supply, 10 Years of Monitoring Service, No Enclosure or Energy Meter or Agency Reporting, (VSN-MGR-RES-P1-US), VSN700-01-N0 | Inventory Item | 937 |  |  |  | No | Inverters | Soligent De-listing | 0
570-1013 | 570-1013 |  |  | ABB, Current transformer 100 A, 0.333VAC output, solid core, 1.0" window, VSN-MGR-AUX-CT100 | Inventory Item | 113 |  |  |  | No | Inverters | Soligent De-listing | 0
570-1016 | 570-1016 |  |  | ABB, Current transformer 400 A, 0.333VAC output, split core, 2.9" x 2.5" window, VSN-MGR-AUX-CT400SC | Inventory Item | 268 |  |  |  | No | Inverters | Soligent De-listing | 0
570-1021 | 570-1021 |  |  | ABB, Cable, RS485 to USB & RS485 for PC interface, includes power supply, PVI-USB-RS485-232 | Inventory Item | 188 |  |  |  | No | Inverters | Soligent De-listing | 0
570-1023 | 570-1023 |  |  | SMA, Configurator software for Off-grid inverters, SI-CONFIG-10-V | Inventory Item | 1068.76 |  |  |  | No | Inverters | Vendor De-listing | 0
570-1028 | 570-1028 |  |  | ABB, Monitoring Service and hardware, Aurora Logger Commercial Monitoring Kit, Includes: Data Logger and Internet Gateway (use with up to 10 ABB Inverters only), External Power Supply for the US, 10 Years of Monitoring Service, No Enclosure or Energy Meter or Agency Reporting, (VSN-MGR-CMML-P1-US), VSN700-03-N0 | Inventory Item | 1340 |  |  |  | No | Inverters | Vendor De-listing | 0
570-1029 | 570-1029 |  |  | Outback, Upgrade fee from Mate 2 to Mate 3 | Non-inventory Item | 770 |  |  |  | No | Inverters | Soligent De-listing | 0
570-1030 | 570-1030 |  |  | Outback, Upgrade fee from Mate 2 to Mate 3 Mounting Bracket | Non-inventory Item | 50.99 |  |  |  | No | Inverters | Soligent De-listing | 0
570-1032 | 570-1032 |  |  | ABB, Communications Adapter, RS485 to Modbus, for use with ABB Central Inverters, PVI-RS485-MODBUS-CENTRAL | Inventory Item | 671 |  |  |  | No | Inverters | Soligent De-listing | 0
570-1035 | 570-1035 |  |  | Fronius, Modbus Card for SunSpec RS485 protocol, retrofit, 208/240/277VAC, No Datalogger or COM Card Required, 4,240,021,Z | Inventory Item | 107.39 |  |  |  | No | Inverters | Soligent De-listing | 0
570-1038 | 570-1038 |  |  | ABB, Wireless Communication Datalogger Gateway for up to 30 MICRO/OPTI, with Lifetime Web-based Monitoring Subscription, RF comms, Wifi, PVI-CDD | Inventory Item | 522 |  |  |  | No | Inverters | Soligent De-listing | 0
570-1042 | 570-1042 |  |  | ABB, Data logger and Internet gateway, Ctek G6200 for SolarMagic system manager, use for commercial or residential, SM4555-C | Inventory Item | 1340 |  |  |  | No | Inverters | Soligent De-listing | 0
570-1043 | 570-1043 |  |  | ABB, Moxa logger UC-7110 LT - Replacement for FST Universals, VS001-10 | Inventory Item | 791 |  |  |  | No | Inverters | Soligent De-listing | 0
570-1045 | 570-1045 |  |  | ABB, Kit for handling TRIO inverters during installation. Includes four handles for manual lifting and two eyebolts for lifting with winch or crane, 1 kit is required per Job site, Qty. 1 kit, TRIO-LIFTING-KIT | Inventory Item | 58 |  |  |  | No | Inverters | Soligent De-listing | 0
570-1048 | 570-1048 |  |  | SMA, Communication RS-485 Data Module for TL-22 and STP Inverters, DM-485CB-US-10 | Inventory Item | 107.75 |  |  |  | No | Inverters | Shippable | 102.91
570-1050 | 570-1050 |  |  | SMA, Speedwire Webconnect communication interface data module, for TL-22 and STP Inverters, retrofit kit, SWDM-US-10 | Inventory Item | 271.46 |  |  |  | No | Inverters | Vendor De-listing | 0
570-1052 | 570-1052 |  |  | Schneider Electric, Conext COMBOX, 865-1058 | Inventory Item | 362 |  |  |  | No | Inverters | Vendor De-listing | 0
570-1054 | 570-1054 |  |  | Outback, Optional AXS Card for FLEXmax Extreme, Modbus/TCP Interface Card for remote system communication and control using Modbus over Ethernet - card only, AXS Card | Inventory Item | 192.5 |  |  |  | No | Inverters | Vendor De-listing | 0
570-1055 | 570-1055 |  |  | SMA, Cluster Controller for monitoring up to 75 inverters with Webconnect, optional sensor inputs, Ethernet, NEMA 1, CLCON-10 | Inventory Item | 1500 |  |  |  | No | Inverters | Vendor De-listing | 0
570-1058 | 570-1058 |  |  | Fronius, Datamanager plug-in card for IG, IG Plus A inverters, retrofit, includes ComCard and datalogger function, with Ethernet and Wireless LAN (WiFi) communications, 4,240,027,Z | Inventory Item | 682.19 |  |  |  | No | Inverters | Vendor De-listing | 0
570-1060 | 570-1060 |  |  | SolarEdge, Zigbee to Ethernet Gateway Kit with Extended Range Antenna & 1 Slave module, SE1000-ZBGW-K5-NA | Inventory Item | 459.46 |  |  |  | No | Inverters | Vendor De-listing | 241.82
570-1064 | 570-1064 |  |  | SMA, Speedwire Webconnect piggyback, plug-in for-10, -11, -12 inverters, SWPB-US-10 | Inventory Item | 150.35 |  |  |  | No | Inverters | Shippable | 143.6
570-1074 | 570-1074 |  |  | Fronius, Datamanager WLAN CL, IG 500 retrofit, RS422/Ethernet Interface, USB port, AC from the Fronius inverter, 4,240,026,Z | Inventory Item | 600 |  |  |  | No | Inverters | Vendor De-listing | 0
570-1077 | 570-1077 |  |  | Outback, USB communication card with Type B port for MATE3, includes 6’ USB Type A/B cable, MATE3-USB | Inventory Item | 123 |  |  |  | No | Inverters | Vendor De-listing | 0
570-1083 | 570-1083 |  |  | ABB, Weather Station - advanced, includes 1 ambient temperature sensor & 1 panel temp sensor, 1 attached irradiance sensor & 1 detached, and wind speed/direction sensor, NEMA3R, (VSN-ENVIRO-CMML), VSN800-14 | Inventory Item | 3353 |  |  |  | No | Inverters | Soligent De-listing | 0
570-1085 | 570-1085 |  |  | Outback, AXS Port Gateway- Modbus/TCP Interface for remote control and monitoring of Outback devices, for OPTICSre System, Ethernet, NEMA 1, AXS Port | Inventory Item | 434.5 |  |  |  | No | Inverters | Soligent De-listing | 244.1
570-1089 | 570-1089 |  |  | Solaredge, Rapid Shutdown Retrofit Kit for 1-Ph inverters, (NEC2014), 5 pack of cable pairs includes one re-useable Micro-SD card and SD card adapter with firmware files, Qty. 1 pack for 5 inverters, SE1000-RSD-S1 | Inventory Item | 301.2 |  |  |  | No | Inverters | Vendor De-listing | 0
570-1090 | 570-1090 |  |  | ABB, Monitoring Service and hardware, Data Logger, IEEE 802.11 b/g/n (2.4 GHz) WI-Fi certified, for all ABB string Inverters, 2 Year WARR, standard access to Aurora Vision Monitoring Portal for the duration of the inverter warranty, VSN300 | Inventory Item | 302 |  |  |  | No | Inverters | Soligent De-listing | 0
570-1092 | 570-1092 |  |  | Fronius, Datamanager2.0 WLAN plug-in card for Galvo, Symo, Primo inverters, with Ethernet and Wireless LAN (WiFi) communications, 4,240,038,Z | Inventory Item | 332 |  |  |  | No | Inverters | Vendor De-listing | 286.21
570-1093 | 570-1093 |  |  | Delta, Solivia Gateway, M1 G2 | Inventory Item | 471 |  |  |  | No | Inverters | Soligent De-listing | 0
570-1094 | 570-1094 |  |  | Fronius, Datamanager2.0 WLAN plug-in card for IG (PI) US inverters, with Ethernet and Wireless LAN (WiFi) communications, 4,240,034,Z | Inventory Item | 292.94 |  |  |  | No | Inverters | Vendor De-listing | 279.78
570-1095 | 570-1095 |  |  | SolarEdge, Rapid Shutdown Retrofit Kit for 3-Ph SE9kUS/SE10kUS/SE20kUS inverters, 5 pack of cable pairs includes one re-useable Micro-SD card & SD card adapter with firmware files, Qty. 1 pack for 5 inverters, SE1000-RSD-S3 | Inventory Item | 433.55 |  |  |  | No | Inverters | Vendor De-listing | 249.17
570-1097 | 570-1097 |  |  | Enphase, Envoy Communications Gateway, for C250 Commercial Midroinverter, Qty. 1, ENV-C250 M | Inventory Item | 990 |  |  |  | No | Inverters | Vendor De-listing | 0
570-1100 | 570-1100 |  |  | ABB, Monitoring Service and hardware, Aurora Logger Commercial & Utility Monitoring Kit, supports all ABB & 3rd party inverters and select meters, combiners, & weather stations, Includes: Data Logger and Internet Gateway, External Power Supply for the US, free standard access to Aurora Vision monitoring portal for the duration of the inverter warranty, SCADA integration, No Enclosure or Energy Meter or Agency Reporting, VSN700-05 | Inventory Item | 2010 |  |  |  | No | Inverters | Soligent De-listing | 0
570-1102 | 570-1102 |  |  | SolarEdge, SolarEdge Cellular CDMA Kit, includes 5-year prepaid Plan (non-extendable), works with Sprint and Verizon, for 1 inverter, does not require a gateway, SE1000-CDMA2005-S1 | Inventory Item | 588.82 |  |  |  | No | Inverters | Soligent De-listing | 0
570-1104 | 570-1104 |  |  | SolarEdge, ZigBee Wireless Card, Slave, Type 5 NA, use with SE1000-ZBGW-K5-NA, to plug into Inverter, With External Antenna, Digi International, SE1000-ZB05-SLV-NA | Inventory Item | 119.02 |  |  |  | No | Inverters | Soligent De-listing | 0
570-1106 | 570-1106 |  |  | Enphase, Envoy S Communications Gateway, Envoy S Standard, w/ Power Cord, 120VAC, Qty. 1, ENV-S-AB-120-A | Inventory Item | 848 |  |  |  | No | Inverters | Soligent De-listing | 0
570-1107 | 570-1107 |  |  | Enphase, Envoy S Communications Gateway, Envoy S Metered, with integrated Revenue Grade metering, 120VAC, Qty. 1, ENV-S-AM1-120 | Inventory Item | 486.6 |  |  |  | No | Inverters | Shippable | 464.73
570-1107_U | 570-1107_U |  |  | Enphase, Envoy S Communications Gateway, Envoy S Metered, with integrated Revenue Grade metering, 120VAC, Qty. 1, ENV-S-AM1-120 | Inventory Item | 450.96 |  |  |  | No | Inverters | Soligent De-listing | 430.7
570-1108 | 570-1108 |  |  | Enphase, Envoy S Metered AC Combiner box with Envoy included, Pre-wired with three pre-installed 2-pole 20A/240VAC AC dinrail circuits, NEMA3R, Qty. 1, XAM1-120 M | Inventory Item | 1050 |  |  |  | No | Inverters | Vendor De-listing | 530.3
570-1109 : 570-1109 : 570-1109 : 570-1109_U | 570-1109 : 570-1109 : 570-1109_U |  |  | Enphase, Envoy S, Envoy IQ Consumption Monitoring CT, split core current Transformers, Qty. 1, CT-200-SPLIT | Inventory Item | 20.73 |  |  |  | No | Inverters | Soligent De-listing | 20.02
570-1110 | 570-1110 |  |  | Enphase, Envoy S Cell Modem, Envoy IQ Cell Modem, Enphase Mobile Connect, Plug and Play modem, includes 5 Year ATT 3G data plan, up to 60 Inverters, Qty. 1, CELLMODEM-01 | Inventory Item | 544 |  |  |  | No | Inverters | Vendor De-listing | 0
570-1111 | 570-1111 |  |  | SMA, Inverter Manager, One Inverter Manager per 42 STP 60 or MLX Inverters, IM-10 | Inventory Item | 5232.5 |  |  |  | No | Inverters | Soligent De-listing | 0
570-1112 | 570-1112 |  |  | SolarEdge, Irradiance sensor 0-1.4V, SE1000-SEN-IRR-S1 | Inventory Item | 365.67 |  |  |  | No | Inverters | Soligent De-listing | 343.32
570-1113 | 570-1113 |  |  | SolarEdge, Ambient temperature sensor 0-10V, SE1000-SEN-TAMB-S1 | Inventory Item | 367 |  |  |  | No | Inverters | Vendor De-listing | 0
570-1114 | 570-1114 |  |  | SolarEdge, Module temperature sensor 4-20mA, SE1000-SEN-TMOD-S1 | Inventory Item | 407 |  |  |  | No | Inverters | Vendor De-listing | 0
570-1115 | 570-1115 |  |  | SolarEdge, Wind velocity sensor 4-20mA, SE1000-SEN-WIND-S1 | Inventory Item | 1211.6 |  |  |  | No | Inverters | Soligent De-listing | 673.11
570-1116 | 570-1116 |  |  | SolarEdge, Temperature sensor PSU 24V/1A, SE1000-SEN-PSU-S1 | Inventory Item | 42 |  |  |  | No | Inverters | Vendor De-listing | 0
570-1117 | 570-1117 |  |  | SolarEdge, StorEdge Consumption Meter without enclosure, 240V, 60Hz, RS485, includes CTs, (2 for Split Phase), choose CT item to add (2) to order: 200A (#570-1118) or 400A (#570-1119), SE-WNC-3D-240-MB | Inventory Item | 427 |  |  |  | No | Inverters | Vendor De-listing | 0
570-1118 | 570-1118 |  |  | SolarEdge, StorEdge Split-Core 200A CT for Consumption Meter, order this <<----FREE---->>CT part to be included with #570-1117 (SE-WNC-3D-240-MB ), SE-ACT-0750-200 | Inventory Item | 0 |  |  |  | No | Inverters | Vendor De-listing | 0
570-1119 | 570-1119 |  |  | SolarEdge, StorEdge Split-Core 400A CT for Consumption Meter, order this <<----FREE---->>CT part to be included with #570-1117 (SE-WNC-3D-240-MB ), SE-ACT-1250-400 | Inventory Item | 0 |  |  |  | No | Inverters | Vendor De-listing | 0
570-1120 | 570-1120 |  |  | SolarEdge, StorEdge Consumption Meter with enclosure, 1-ph, 240V, 60Hz, RS485, NEMA3R, includes 200A CT, SE-MTR240-2-200-S1 | Inventory Item | 593.62 |  |  |  | No | Inverters | Vendor De-listing | 0
570-1121 | 570-1121 |  |  | Yaskawa Solectria, Solrenview Monitoring, LCD Gateway-Outdoor , Inverter Direct Monitoring for up to 32 PVI-14TL-36TL inverters, SRV-LCD-3PTL-OUTDOOR | Inventory Item | 758.82 |  |  |  | No | Inverters | Shippable | 724.72
570-1123 | 570-1123 |  |  | SolarEdge, StorEdge Consumption Meter with enclosure, 1-ph, 240V, 60Hz, RS485, NEMA3R, includes 400A CT, SE-MTR240-2-400-S1 | Inventory Item | 875.88 |  |  |  | No | Inverters | Vendor De-listing | 0
570-1128 | 570-1128 |  |  | Enphase, Line Communication Filter 3-ph, 480VAC, 250A, with PLC Coupling, Qty. 1, LCF-250-PC | Inventory Item | 1082.81 |  |  |  | No | Inverters | Soligent De-listing | 1022.66
570-1129 | 570-1129 |  |  | SolarEdge, GSM Modem w/SIM, for inverters ≤ 11.4 kW, 12 Yr prepaid plan, works with T-Mobile, for use in US Only, Not for StorEdge, Qty. 1, SE-GSM-R12-US-S1 | Inventory Item | 837.9 |  |  |  | No | Inverters | Soligent De-listing | 0
570-1130 | 570-1130 |  |  | SolarEdge, GSM Modem w/SIM, for StorEdge 7.6 kW inverters, works with T-Mobile, 12 Yr prepaid plan, for use in US Only, Qty. 1, SE-GSM-R12-US-S2, MOQ of 10 | Inventory Item | 1247.99 |  |  |  | No | Inverters | Vendor De-listing | 0
570-1131 | 570-1131 |  |  | SolarEdge, Rapid Shutdown Retrofit Kit for 3-Ph SE9KUS & SE14.4KUS 208VAC inverters, (NEC2014), 5 pack of cable pairs with Ring terminal, includes one re-useable Micro-SD card and SD card adapter with firmware files, Qty. 1 pack for 5 inverters, SE1000-RSD-S2-B | Inventory Item | 435 |  |  |  | No | Inverters | Soligent De-listing | 0
570-1132 | 570-1132 |  |  | SolarEdge, Rapid Shutdown Retrofit Kit for 3-Ph SE14.4KUS & SE33.3KUS inverters, (NEC2014), 5 pack of cable pairs with Ring terminal, includes one re-useable Micro-SD card & SD card adapter with firmware files, Qty. 1 pack for 5 inverters, SE1000-RSD-S3-B | Inventory Item | 433.55 |  |  |  | No | Inverters | Vendor De-listing | 0
570-1136 | 570-1136 |  |  | Fronius, Smart Meter, 208/240V, 1-Ph or 3-Ph, 50-60Hz, for Primo/Galvo/Symo, 43,0001,3529 | Inventory Item | 240.78 |  |  |  | No | Inverters | Vendor De-listing | 229.96
570-1138 | 570-1138 |  |  | Suncrest, ZIGBEE TO ETHERNET GATEWAY KIT w/ EXTENDED RANGE ANTENNA + SLAVE KIT, SLE-0012 | Inventory Item | 0 |  |  |  | No | Inverters | Soligent De-listing | 0
570-1139 | 570-1139 |  |  | SolarEdge, GSM Modem w/SIM, for inverters ≤ 11.4 kW, 12 Yr prepaid plan, works with T-Mobile, for use in US Only, Not for StorEdge, Qty. 1, SE-GSM-R12-US-S1-serialized | Inventory Item | 869.82 |  |  |  | No | Inverters | Vendor De-listing | 0
570-1140 | 570-1140 |  |  | SolarEdge, GSM Modem w/SIM, for StorEdge 7.6 kW inverters, works with T-Mobile, 12 Yr prepaid plan, for use in US Only, Qty. 1, SE-GSM-R12-US-S2, MOQ of 10-serialized | Inventory Item | 1359.77 |  |  |  | No | Inverters | Vendor De-listing | 0
570-1141 | 570-1141 |  |  | SolarEdge, SolarEdge Cellular CDMA Kit, includes 5-year prepaid Plan (non-extendable), works with Sprint and Verizon, for 1 inverter, does not require a gateway, SE1000-CDMA2005-S1-serialized | Inventory Item | 545.54 |  |  |  | No | Inverters | Soligent De-listing | 0
570-1142 : 570-1142 : 570-1142 : 570-1142_U | 570-1142 : 570-1142 : 570-1142_U |  |  | Enphase, IQ Envoy, Single Phase, Metered Revenue Grade, accuracy (ANSI C12.20 +/- 0.5%) with Calibrated Solid-Core CT, Consumption Metering available when used with Split Core CTs, ENV-IQ-AM1-240 M | Inventory Item | 450.96 |  |  |  | No | Inverters | Soligent De-listing | 435.59
570-1143 | 570-1143 |  |  | Enphase, AC Combiner with IQ Envoy, Single Phase, Revenue Grade accuracy (ANSI C12.20 +/- 0.5%) with Calibrated Solid-Core CT, 3, 20A breakers included, 60A, Consumption Metering available when used with Split Core CTs, X-IQ-AM1-240-B M | Inventory Item | 750 |  |  |  | No | Inverters | Vendor De-listing | 0
570-1145 | 570-1145 |  |  | SolarEdge, GSM Modem w/SIM, for up to 32 Commercial (208 or 480V) Inverters, or up to 500kW-DC, works with T-Mobile, Monitoring Service MUST be purchased from SolarEdge directly, for use in US Only, SE-GSM-R05-US-S4-serialized | Inventory Item | 2338.7 |  |  |  | No | Inverters | Vendor De-listing | 1218.07
570-1146 | 570-1146 |  |  | SMA, TS4-R, Rooftop Communication Kit, includes Cloud Connect, Gateway, WLAN Antenna, use with TS4-R Add-on-Module & -40 SMA Inverters, NEC 2014 RSD Compliant, ROOFCOMMKIT-P1-US | Inventory Item | 192.99 |  |  |  | No | Inverters | Vendor De-listing | 0
570-1147 | 570-1147 |  |  | SMA, TS4-R, Cloud Connect Outdoor Kit, For Non SMA -40 Inverters, Includes: CCA, 1 Gateway, CCA 24 VDC power supply, outdoor enclosure with DIN rail for the CCA and power supply, 348-00000-00 | Inventory Item | 518.9 |  |  |  | No | Inverters | Vendor De-listing | 0
570-1149 | 570-1149 |  |  | SolarEdge, / StorEdge, Consumption Meter with enclosure, 1-ph, 240V, 60Hz, RS485, NEMA3R, NO CT’s, Add 2, 200A or 400A CT’s, SE-MTR240-0-000-S1 | Inventory Item | 468 |  |  |  | No | Inverters | Soligent De-listing | 0
570-1150 | 570-1150 |  |  | SolarEdge, 200A CT, 2 used with 240V Consumption Meter, SEACT0750-200NA-20 | Inventory Item | 30.22 |  |  |  | No | Inverters | Vendor De-listing | 28.54
570-1152 | 570-1152 |  |  | SolarEdge, Commercial Consumption Meter or RGM, with enclosure, 3-ph, 208V, 60Hz, RS485, NEMA3R, Add CT’s, not included, SE-RWND-3D-208-MB 3PH | Inventory Item | 670.92 |  |  |  | No | Inverters | Vendor De-listing | 0
570-1153 | 570-1153 |  |  | SolarEdge, Commercial RGM or Consumption Meter, 3-ph, 480V Delta, 60Hz, RS485, Add CT’s not included, SE-RWND-3D-480-MB | Inventory Item | 670.92 |  |  |  | No | Inverters | Vendor De-listing | 353.12
570-1154 | 570-1154 |  |  | SolarEdge, 150A CT, Current Transformer, used with Commercial Consumption/RGM Meter, Set of 3, SE-ACT-0750-150 | Inventory Item | 243.76 |  |  |  | No | Inverters | Vendor De-listing | 0
570-1155 | 570-1155 |  |  | SolarEdge, 300A CT, Current Transformer, used with Commercial Consumption/RGM Meter, Set of 3, SE-ACT-1250-300 | Inventory Item | 479.98 |  |  |  | No | Inverters | Soligent De-listing | 453.31
570-1157 | 570-1157 |  |  | Enphase, Envoy S Metered AC Combiner box with Envoy included, Pre-wired with 3 pre-installed 2-pole 20A/240V AC breakers, for 3 Inverter or 2 Inverter + 1 battery circuits, NEMA3R, Qty. 1, XAM1-120-B M | Inventory Item | 1443.99 |  |  |  | No | Inverters | Vendor De-listing | 0
570-1158 | 570-1158 |  |  | Enphase, Envoy S, Envoy IQ Cell Modem, Enphase Mobile Connect, Plug and Play modem, includes 12 Year ATT 4G data plan, up to 60 Inverters, Qty. 1, CELLMODEM-03 | Inventory Item | 1150 |  |  |  | No | Inverters | Vendor De-listing | 586.73
570-1160 | 570-1160 |  |  | SMA, Sensor Module for -40 inverters, MD.SEN-US-40 | Inventory Item | 144.08 |  |  |  | No | Inverters | Shippable | 137.61
570-1161 | 570-1161 |  |  | Enphase, Envoy S, Envoy IQ Cell Modem-Data Up-Grade, for an additional 1-60 Micros, use with Cell Modem 01 or 03, Qty. 1, CELLMODEM-ADD | Inventory Item | 300 |  |  |  | No | Inverters | Vendor De-listing | 0
570-1162 | 570-1162 |  |  | Enphase, Line Communication Filter 3-Phase 208Vac, 250A, Qty. 1, Q-LCF-250-3P | Inventory Item | 1299.98 |  |  |  | No | Inverters | Soligent De-listing | 747.11
570-1163 | 570-1163 |  |  | Enphase, Line Communication Filter 3-Phase 208Vac, 250A, Qty. 1, Q-LCF-250-3P | Inventory Item | 854.81 |  |  |  | No | Inverters | Shippable | 816.39
570-1165 | 570-1165 |  |  | Enphase, AC Combiner with IQ Envoy, Single Phase, Revenue Grade accuracy (ANSI C12.20 +/- 0.5%) with Calibrated Solid-Core CT, Space for 4 Eaton BR 20A 2P Breakers NOT included, 80A, Consumption Metering available when used with Split Core CTs, X-IQ-AM1-240-2 M | Inventory Item | 825 |  |  |  | No | Inverters | Vendor De-listing | 0
570-1166 | 570-1166 |  |  | Huawei, Custom Item, Enter Quote Number and Custom Price | Inventory Item | 825 |  |  |  | No | Inverters | Soligent De-listing | 0
570-1167 | 570-1167 |  |  | SMA, Speedwire Webconnect communication interface data module, for TL-22 and STP Inverters, retrofit kit, SWDM-US-10.00.01 | Inventory Item | 127.69 |  |  |  | No | Inverters | Vendor De-listing | 120.6
570-1169 | 570-1169 |  |  | SMA, Data Manager M, for monitoring up to 50 inverters with Webconnect/Speedwire, optional sensor inputs, Ethernet, NEMA 1, Requires 24Vdc Power Supply not included, EDMM-US-10 | Inventory Item | 877.85 |  |  |  | No | Inverters | Shippable | 838.39
570-1170 | 570-1170 |  |  | SMA, TS4-R, Rooftop Communication Kit Phase 2, includes, Gateway, Gateway Interface Board, use with TS4-R Add-on-Module & SB-40 Inverters, supports up to 3 Gateways, NEC 2014 RSD Compliant, ROOFCOMMKIT-P2-US | Inventory Item | 153.72 |  |  |  | No | Inverters | Vendor De-listing | 0
570-1171 | 570-1171 |  |  | OutBack, ProHarvest, Communication Gateway, 120V. Includes Ethernet Cable, memory card for logging and storage of results and 120V power cable, PROGW-A-120 | Inventory Item | 1188 |  |  |  | No | Inverters | Vendor De-listing | 0
570-1172 | 570-1172 |  |  | OutBack, ProHarvest, Communication Gateway, 277V. Includes Ethernet Cable, memory card for logging and storage of results and 277V power cable, PROGW-A-277 | Inventory Item | 1188 |  |  |  | No | Inverters | Vendor De-listing | 0
570-1173 | 570-1173 |  |  | OutBack, ProHarvest, Gateway Memory Card. Used for data logging, MCRD-A | Inventory Item | 39.6 |  |  |  | No | Inverters | Vendor De-listing | 0
570-1175 | 570-1175 |  |  | SMA, Energy Meter, 230/400V/50Hz Single or Three-Phase, Bidirectional Energy Management Meter, European Version, EMETER-20 | Inventory Item | 574.56 |  |  |  | No | Inverters | Vendor De-listing | 0
570-1176 | 570-1176 |  |  | SimpliPhi, AccESS with Schneider XW+ 6848, ComBox with LED on Door, SCH-865-1058 | Inventory Item | 500 |  |  |  | No | Inverters | Vendor De-listing | 0
570-1177 | 570-1177 |  |  | SMA, Revenue Grade Meter (RGM) RS485 Bundle for use w/o Cellular LTE Modem, for -40, -41 Single Phase Inverters, Includes 485 Module, SunSpec Certified, RGM05KIT-US-10-485 | Inventory Item | 437.27 |  |  |  | No | Inverters | Vendor De-listing | 0
570-1180 | 570-1180 |  |  | Enphase, AC Combiner-3 Replacement IQ Envoy PCB, XA-ENV-PCBA-3 | Inventory Item | 600 |  |  |  | No | Inverters | Soligent De-listing | 333.33
570-1181 | 570-1181 |  |  | Locus Energy, LGate 120, Revenue-Grade Meter, with 5 Year Verizon 4G-LTE Cellular Service, 1-Ph, 240VAC, 200A, NEMA 3R, Requires Form 2S (4-Jaw) Socket, No Ethernet Connection, Dealer must return New Dealer Form to Locus, LGate120-LTEx-5Y | Inventory Item | 1300 |  |  |  | No | Inverters | Vendor De-listing | 747.13
570-1182 | 570-1182 |  |  | Locus Energy, LGate 120, Revenue-Grade Meter, with 10 Year Verizon 4G-LTE Cellular Service, 1-Ph, 240VAC, 200A, NEMA 3R, Requires Form 2S (4-Jaw) Socket, No Ethernet Connection, Dealer must return New Dealer Form to Locus, LGate120-LTEx-10Y | Inventory Item | 2640 |  |  |  | No | Inverters | Vendor De-listing | 1517.24
570-1183 | 570-1183 |  |  | Enphase, IQ, Aggregator Replacement Fuse Board, Q-BA-3-1P-PCBA | Inventory Item | 132 |  |  |  | No | Inverters | Soligent De-listing | 0
570-1185 | 570-1185 |  |  | SMA, Revenue Grade Meter (RGM) for use with Cellular LTE Modem, for -40, -41 Single Phase Inverters, SunSpec Certified , RGM05KIT-US-10 | Inventory Item | 349.82 |  |  |  | No | Inverters | Soligent De-listing | 201.05
570-1186 | 570-1186 |  |  | SolarEdge, ZigBee to Ethernet Gateway Kit with Extended Range Antenna & 1 Slave Module, Use with SetApp Inverter only, SE-ZBGW-B-S1-NA | Inventory Item | 239.65 |  |  |  | No | Inverters | Vendor De-listing | 226.33
570-1187 | 570-1187 |  |  | SolarEdge, ZigBee Wireless Slave Card, use with SE-ZBGW-B-S1-NA Gateway Kit, with External Antenna, Use with SetApp Inverters only, SE-ZBSLV-B-S1-NA | Inventory Item | 74.84 |  |  |  | No | Inverters | Vendor De-listing | 70.68
570-1192 | 570-1192 |  |  | SolarEdge, & StorEdge, Single Phase Consumption Meter with Enclosure and 5 year Cellular Data Plan, 240V, 60Hz, NEMA 3R, NO CT’s, Add Current Transformers (CT’s), SE-MTR240-C-R05-S2 | Inventory Item | 908.7 |  |  |  | No | Inverters | Vendor De-listing | 0
570-1195 | 570-1195 |  |  | Enphase, Envoy IQ LTE-M1 Cell Modem, Enphase Mobile Connect, Plug and Play modem, includes 5 Year data plan for Bermuda, up to 60 Inverters, CELLMODEM-02 M | Inventory Item | 320 |  |  |  | No | Inverters | Vendor De-listing | 309.09
570-1197 | 570-1197 |  |  | Enphase, AC Combiner Box-3C-ES with IQ Envoy, and 2 Split Core Consumption CT’s, 80A, 240V Split-Phase, Revenue Grade accuracy (ANSI C12.20 +/- 0.5%) with Calibrated Solid-Core Production CT, Space for 4 Eaton BR 2 Pole Breakers NOT included, with integrated LTE-M cell modem and 5 year data plan for up to 60 IQ Inverters for US, Puerto Rico, Canada, and Mexico, X-IQ-AM1-240-3C-ES | Inventory Item | 1522 |  |  |  | No | Inverters | Soligent De-listing | 874.71
570-1198 | 570-1198 |  |  | Tesla Backup Gateway 2, 120/240Vac, RGM, Ethernet, Cellular (3G, LTE/4G), Wi-Fi, for up to 10 Powerwall 2 AC coupled units, RGM, NEMA 3R, Powerwall Backup Gateway 2 | Inventory Item | 1000 |  |  |  | No | Inverters | Soligent De-listing | 0
570-1200 | 570-1200 |  |  | SMA, Data Manager M Lite, for monitoring up to 5 Devices, Inverters, I/O Interface, Max 30kVA total PV Inverters, Ethernet, RS-485, NEMA 1, Requires 24Vdc Power Supply not included, EDMM-10.A | Inventory Item | 356.94 |  |  |  | No | Inverters | Shippable | 340.9
570-1201 | 570-1201 |  |  | SolarEdge, RS-485 Surge Protection kit, for 3 Phase Inverters, Pack of 5, SE-RS485-SPD3-B-K4 | Inventory Item | 86.95 |  |  |  | No | Inverters | Soligent De-listing | 82.12
570-1205 | 570-1205 |  |  | Schneider Electric, Insight Facility (Gateway), 865-0335 | Inventory Item | 810.88 |  |  |  | No | Inverters | Shippable | 750.06
570-1221 | 570-1221 |  |  | Enphase, Mobile Connect, LTE CAT M1 Cell Modem, Plug and Play Modem, includes 5 Year ATT Data Plan for US, Puerto Rico, US Virgin Islands, Canada, Mexico up to 60 Inverters, CELLMODEM-M1-06-AT-05 | Inventory Item | 357.73 |  |  |  | No | Inverters | Shippable | 345.53
570-1223 | 570-1223 |  |  | Enphase, Mobile Connect, MTUC LTE CAT M1 Cell Modem, with Internal Antenna, USB Interface, includes 5 Year Data Plan for US, Puerto Rico, US Virgin Islands, up to 60 Inverters, CELLMODEM-M1-B | Inventory Item | 357.73 |  |  |  | No | Inverters | Vendor De-listing | 345.53
570-1224 | 570-1224 |  |  | Enphase, Solid Core 200A Current Transformer (CT), +/- 2.5% Accuracy, Qty. 1, CT-200-SOLID | Inventory Item | 22.36 |  |  |  | No | Inverters | Shippable | 21.6
570-1225 | 570-1225 |  |  | Enphase, Line Communication Filter 3-ph, 250A, Without PLC Coupling, Qty. 1, LCF-250 | Inventory Item | 1350.92 |  |  |  | No | Inverters | Vendor De-listing | 1266.49
570-1227 | 570-1227 |  |  | Enphase, IQ Combiner-4 with IQ Gateway and 2 Split Core Consumption CTs, Single Phase, Revenue Grade accuracy (ANSI C12.20 +/- 0.5%) Calibrated Solid-Core Production CT, Space for 4 PV Branch Circuits with Hold Down kits, Breakers NOT included, 80A, with integrated Cell Modem and 5 Year Sprint Data Plan for US, Puerto Rico and Canada, Use with IQ-6, IQ-7 or IQ-8, X-IQ-AM1-240-4C | Inventory Item | 1051.07 |  |  |  | No | Inverters | Soligent De-listing | 949.76
570-1231 | 570-1231 |  |  | SolarEdge, Replacement 4G Cell Modem, for all SetApp Enabled Commercial (208 or 480) 3 Phase Inverters, up to 200kW-AC, with Sprint CDMA and T-Mobile GSM 3G Networks, for use in US Only, CELL-B-R05-US-P-S4 | Inventory Item | 673.11 |  |  |  | No | Inverters | Shippable | 631.98
570-1232 | 570-1232 |  |  | SolarEdge, Replacement 4G Cell Modem, for all SetApp Enabled Commercial (208 or 480) 3 Phase Inverters, up to 1MW-AC, with Sprint CDMA and T-Mobile GSM 3G Networks, for use in US Only, CELL-B-R05-US-P-S5 | Inventory Item | 1580.12 |  |  |  | No | Inverters | Shippable | 1483.56
570-1234 | 570-1234 |  |  | SolarEdge, Replacement 4G Cell Modem, for all Commercial (208 or 480) 3 Phase Inverters with a Display, up to 200kW-AC, with Sprint CDMA and T-Mobile GSM 3G Networks, for use in US Only, CELL-A-R05-US-P-S4 | Inventory Item | 673.11 |  |  |  | No | Inverters | Shippable | 631.98
570-1235 | 570-1235 |  |  | SolarEdge, Replacement 4G Cell Modem, for all Commercial (208 or 480) 3 Phase Inverters with a Display, up to 1MW-AC, with Sprint CDMA and T-Mobile GSM 3G Networks, for use in US Only, CELL-A-R05-US-P-S5 | Inventory Item | 1580.12 |  |  |  | No | Inverters | Shippable | 1483.56
570-1236 | 570-1236 |  |  | SolarEdge, Gateway (Wi-Fi) Antenna, for additional Inverters, SE-ANT-ZB-WIFI-01 | Inventory Item | 23.67 |  |  |  | No | Inverters | Vendor De-listing | 22.22
570-1238 | 570-1238 |  |  | SMA, Data Manager M, for monitoring up to 50 inverters with Ethernet, NO WLAN (Wi-FI), optional sensor inputs, Ethernet, NEMA 1, Requires 24Vdc Power Supply not included, EDMM-US-10X | Inventory Item | 877.85 |  |  |  | No | Inverters | Shippable | 838.39
570-1239 | 570-1239 |  |  | Yaskawa Solectria, G-4 Ethernet Card, for PVI 25/36/50/60TL, Ethernet Network Card for Remote Troubleshooting and Update, 1 Per Site, up to 32 Inverters, ENC-G4 | Inventory Item | 1133.33 |  |  |  | No | Inverters | Vendor De-listing | 1062.5
570-1241 | 570-1241 |  |  | Yaskawa Solectria, Connectivity Package includes: ENC-G4 hardware, Portal Access and Cellular SIM, for PVI 25/36/50/60TL, for Monitoring, Remote Troubleshooting and Update, 1 Per Site, up to 10 Inverters, ENC-PORT-C510 | Inventory Item | 2186.67 |  |  |  | No | Inverters | Shippable | 2050
570-1242 | 570-1242 |  |  | Solis, Cellular 4G Data-Logging Stick SOLIS-DLS-C-5 | Inventory Item | 301.2 |  |  |  | No | Inverters | Shippable | 287.36
570-1243 | 570-1243 |  |  | Solis, Wi-Fi Data-Logging Stick, SOLIS-DLS-WIFI | Inventory Item | 48.19 |  |  |  | No | Inverters | Shippable | 45.98
570-1249 | 570-1249 |  |  | Yaskawa Solectria, G-5 Ethernet Card, for PVI 25/36/50/60TL, Ethernet Network Card for Remote Troubleshooting and Update, 1 Per Site, up to 32 Inverters, ENC-G5 | Inventory Item | 1526.67 |  |  |  | No | Inverters | Shippable | 1316.09
570-2232 | 570-2232 |  |  | Generac, Plug to add Line 2 and Line 3 to a CP-GWY-100, CP-100-3PH-ADPTR | Inventory Item | 11.45 |  |  |  | No | Inverters | Shippable | 10.77
570-2233 | 570-2233 |  |  | Generac, ZW095-A Power Meter, CP-HEM | Inventory Item | 189.02 |  |  |  | No | Inverters | Shippable | 177.83
570-2234 | 570-2234 |  |  | Generac, ZW117 Repeater, CP-ZW-REP | Inventory Item | 72.16 |  |  |  | No | Inverters | Shippable | 67.89
570-2235 | 570-2235 |  |  | Aptos, Data Transfer Unit, (DTU) with 4G Cell Modem, DTU_MAC_4G | Inventory Item | 270.59 |  |  |  | No | Inverters | Shippable | 261.36
570-2238 | 570-2238 |  |  | APsystems, 4G LTE Cellular Dongle for ECU, 12136130010 | Inventory Item | 425.33 |  |  |  | No | Inverters | Shippable | 375.29
570-2242 | 570-2242 |  |  | Outback, Communications Controller for Radian/FXR, NO Internet/Optics RE, Modbus Interface, MATE3SL | Inventory Item | 354.22 |  |  |  | No | Inverters | Shippable | 337.93
575-0175 | 575-0175 |  |  | Battery Monitor | Inventory Item | 15.95 |  |  |  | No | Inverters | Soligent De-listing | 0
575-0199 | 575-0199 |  |  | SMA, Sunny Beam Power Supply, BEAM-BT-SUPPLY | Inventory Item | 93 |  |  |  | No | Inverters | Vendor De-listing | 0
575-0222 | 575-0222 |  |  | Yaskawa Solectria, SolrenView Monitoring Subscription, 1001kW-2000kW, 10 Years , SRV-SERVICE-2000KW-10Y | Non-inventory Item | 10399.99 |  |  |  | Yes | Inverters | Initiating | 0
575-0223 | 575-0223 |  |  | Yaskawa Solectria, SolrenView Monitoring Subscription, 501kW-1000kW, 5 Years, SRV-SERVICE-1000KW-05Y | Non-inventory Item | 3099.99 |  |  |  | Yes | Inverters | Shippable | 0
577-0237 | 577-0237 |  |  | Enphase, Clipper-Creek, AZF Hardwired EV Charger, 240V, 32A Charging with 25’ Gen-2 J17772 Connector, Hardwired, A01-0401-00-000 | Inventory Item | 550.67 |  |  |  | No | Inverters | Shippable | 509.88
577-0238 | 577-0238 |  |  | Enphase, Clipper-Creek, AZF-40-LC-C13-P6-L25-13 Plug-In EV Charger, 240V, 32A Charging with 25’ Gen-2 J17772 Connector, with NEMA 14-50 Plug, A01-0402-00-000 | Inventory Item | 568 |  |  |  | No | Inverters | Shippable | 525.93
577-0250 | 577-0250 |  |  | Enphase, Clipper-Creek, HCS Level 2 EV Charger, Hardwired 240V 48A with 25’ Gen-2 J17772 Connector, HCS-60 (0920-00-000) | Inventory Item | 1054.67 |  |  |  | No | Inverters | Shippable | 909.2
580-0000 | 580-0000 |  |  | Storz Power, Tigo TS4-A-2F, Rapid Shutdown Module, Add-on- Module for 2 PV Modules, 16-80V, 25Isc (per channel), MC-4, Requires Tigo RSS Transmitter, 10330 | Inventory Item | 56.45 |  |  |  | No | Inverters | Shippable | 53.91
580-0002 : 580-0002 : 580-0002_U | 580-0002 : 580-0002_U |  |  | APsmart, Transmitter-PLC, 29mm ID Dual Core NO Power Supply, SunSpec Certified, 406000 | Inventory Item | 39.33 |  |  |  | No | Inverters | Soligent De-listing | 33.91
580-0003_U | 580-0003_U |  |  | APsmart, Transmitter-PLC, 29mm ID Single Core NO Power Supply, SunSpec Certified, 406001 | Inventory Item | 34.53 |  |  |  | No | Inverters | Soligent De-listing | 29.77
580-0004 | 580-0004 |  |  | APsmart, Rapid Shutdown PLC Device (RSD-S-PLC), 1000V UL/TUV, 8-80Vdc Input, 250mm (~9.8”) Input/1200mm (~47”) Output Cable, MC4, IP68, SunSpec Certified, 405002 | Inventory Item | 21.81 |  |  |  | No | Inverters | Shippable | 20.83
580-0004 : 580-0004 : 580-0004 : 580-0004_U | 580-0004 : 580-0004 : 580-0004_U |  |  | APsmart, Rapid Shutdown PLC Device (RSD-S-PLC), 1000V UL/TUV, 8-80Vdc Input, 250mm (~9.8”) Input/1200mm (~47”) Output Cable, MC4, IP68, SunSpec Certified, 405002 | Inventory Item | 24.41 |  |  |  | No | Inverters | Vendor De-listing | 23.31
580-0045 | 580-0045 |  |  | Schneider Electric, MPPT Disconnect RS with Integrated PLC transmitter, Compatible with Tigo TS4-F, UL 1699B Arc fault detection, 865-1036 | Inventory Item | 836.73 |  |  |  | No | Inverters | Shippable | 721.32
580-0046 | 580-0046 |  |  | Schneider Electric, Rapid Shutdown Initiator Switch, 865-1039 | Inventory Item | 76.27 |  |  |  | No | Inverters | Shippable | 71.5
580-0047 | 580-0047 |  |  | SMA, Combiner Disconnect Switch, 600VDC, 30A, fused with 4 10A Fuses Included, COMBI-SWITCH-10 | Inventory Item | 456 |  |  |  | No | Inverters | Vendor De-listing | 0
580-0049 | 580-0049 |  |  | APsmart, Transmitter-PLC Outdoor Kit, includes PLC-Transmitter with 29mm ID Dual Cores, IP65 Outdoor Enclosure, 85-264VAC Power Supply, SunSpec Certified, 408007 | Inventory Item | 186.8 |  |  |  | No | Inverters | Vendor De-listing | 107.36
580-0052 | 580-0052 |  |  | APsmart, Transmitter-PLC Outdoor Kit, includes PLC-Transmitter with 29mm ID Single Core, IP65 Outdoor Enclosure, 180-550VAC Power Supply, SunSpec Certified, 408004 | Inventory Item | 232.8 |  |  |  | No | Inverters | Vendor De-listing | 133.79
580-0055 | 580-0055 |  |  | APsmart, Transmitter-PLC Outdoor Kit, includes PLC-Transmitter with 29mm ID Dual Cores, IP65 Outdoor Enclosure, 180-550VAC Power Supply, SunSpec Certified, 408005 | Inventory Item | 159.07 |  |  |  | No | Inverters | Shippable | 137.13
580-0061 | 580-0061 |  |  | Yaskawa Solectria, Wiring Box for PVI 25TL-208 Transformerless Inverter, 6 Fused Inputs (2 per Zone), 20A Fuses Included, includes PLC Transmitter and Bleed-Down Circuit for Module-Level Rapid Shutdown with APsmart Receiver, [MUST ADD INVERTER], PVI-25TL-208WB-APS | Inventory Item | 2306.67 |  |  |  | No | Inverters | Shippable | 1988.51
580-0061 : 580-0061_S | 580-0061_S |  |  | Yaskawa Solectria, Wiring Box for PVI 25TL-208 Transformerless Inverter, 6 Fused Inputs (2 per Zone), 20A Fuses Included, includes PLC Transmitter and Bleed-Down Circuit for Module-Level Rapid Shutdown with APsmart Receiver, [MUST ADD INVERTER], PVI-25TL-208WB-APS | Inventory Item | 1933.33 |  |  |  | No | Inverters | Soligent De-listing | 1666.67
580-0074 | 580-0074 |  |  | SMA, RS485 Power Injector supply unit, Includes plug-in power supply and mounting materials, Power-Injector | Inventory Item | 185 |  |  |  | No | Inverters | Vendor De-listing | 0
580-0102 | 580-0102 |  |  | SMA, Sunny Boy REPLACEMENT Disconnect, Transformerless (unfused), for SB6000TLUS-12 to SB11000TLUS-12 Inverters (with AFCI), DC-DISCONTLUS-12(Replacement) | Inventory Item | 400.82 |  |  |  | No | Inverters | Vendor De-listing | 0
580-0104 | 580-0104 |  |  | SMA, Sunny Boy Disconnect, Transformerless, Included with SB3000TLUS-22 to SB7700TLUS-22 Inverters: Add this item to inverter order, Box 2 of 2, DC-DISCON2TLUS-10(included) | Inventory Item | 400.44 |  |  |  | No | Inverters | Soligent De-listing | 0
580-0105 | 580-0105 |  |  | SMA, Sunny Boy Disconnect, Transformerless, Included with SB6000 to SB11000TL-US-12 Inverters:Add this item to inverter order, Box 2 of 2, DC-DISCONTLUS-12(included) | Inventory Item | 89.07 |  |  |  | No | Inverters | Vendor De-listing | 81.8
580-0113 | 580-0113 |  |  | SMA, Sunny Tripower DC Connection Unit, order this item separately in addition to STP 12/ 15/ 20/ 24000TL-US-10 inverters, 600V & 1000V, (add 16 midget 1000VDC fuses #540-0090), CU1000-US-10 | Inventory Item | 710.14 |  |  |  | No | Inverters | Vendor De-listing | 0
580-0114 | 580-0114 |  |  | Fronius, Rapid Shutdown Box, Single String, for all single phase inverters 1.5 kw to 8.2 kw, 2 ports for 3/4" conduit, 12.5A, 600VDC, No DC Disconnect switch, includes mounting Bracket, 4,240,151 | Inventory Item | 314.32 |  |  |  | No | Inverters | Vendor De-listing | 0
580-0117 | 580-0117 |  |  | OutBack, 16 Amp DIN mount Relay for IMO FireRaptor Shutdown Switch Connection, OBR-16-24-DIN | Inventory Item | 25 |  |  |  | No | Inverters | Shippable | 23.08
580-0118 | 580-0118 |  |  | SMA, Sunny Boy Disconnect, Transformerless, Included with 8000TL/9000TL/10000TL-US-10 Inverters (without AFCI), Box 2 of 2, DC-DISCONTLUS-10(included) | Inventory Item | 0 |  |  |  | No | Inverters | Vendor De-listing | 0
580-0119 | 580-0119 |  |  | SMA, Sunny Boy Disconnect, with 4x15A fused inputs, Included with SB3000 to SB8000US-10 inverters (without AFCI), Box 2 of 2, DC DISCONU-21(included) | Inventory Item | 0 |  |  |  | No | Inverters | Vendor De-listing | 0
580-0120 | 580-0120 |  |  | SMA, Sunny Boy Disconnect, with 4x15A fused inputs, Included with SB3000 to SB8000US-12 inverters (with AFCI or for SB3000-8000US-10 inverters (without AFCI)): Add to inverter order, Box 2 of 2, DC-DISCONU-22(included) | Inventory Item | 0 |  |  |  | No | Inverters | Soligent De-listing | 0
580-0121 | 580-0121 |  |  | Fronius, Rapid Shutdown Box, Multi String, for all 600 Volt inverters 3.8 kW to 15 kW, 4 strings in, 2 channels out, 25A, 600VDC, Integrated DC Disconnect switch, includes mounting Bracket, 4,240,152 | Inventory Item | 529.28 |  |  |  | No | Inverters | Vendor De-listing | 0
580-0122 | 580-0122 |  |  | SMA, Rapid Shutdown Box, 600V, 4 strings, 2 in parallel per channel, RSB-2S-US-10 | Inventory Item | 511.28 |  |  |  | No | Inverters | Vendor De-listing | 0
580-0123 | 580-0123 |  |  | SMA, Rapid Shutdown Controller, RSC-1X-US-10 | Inventory Item | 87.5 |  |  |  | No | Inverters | Vendor De-listing | 0
580-0124 | 580-0124 |  |  | Outback, ICS Plus Rapid Shutdown Initiator (RSI), AFCI, RSI | Inventory Item | 548.61 |  |  |  | No | Inverters | Shippable | 464.71
580-0125 | 580-0125 |  |  | Outback, ICS Plus breaker control module, includes DC Power supply, provides isolated 24VDC from a 24VDC or 48VDC nominally-rated battery bank, BKR-CTRL-DC | Inventory Item | 462 |  |  |  | No | Inverters | Soligent De-listing | 265.52
580-0126 | 580-0126 |  |  | Yaskawa Solectria, Wiring Box Standard, for PVI 50/60TL Transformerless Inverter, 15 Fused Inputs (5 per Zone), 20A fuses included, PVI-50-60TL-BX-S20 | Inventory Item | 2400 |  |  |  | No | Inverters | Shippable | 2068.97
580-0127 | 580-0127 |  |  | Yaskawa Solectria, Wiring Box H-4, for PVI 50/60TL Transformerless Inverter, 15 Fused Inputs (5 per Zone), 15A fuses included, with Amphenol H4 PV Connectors, PVI-50-60TL-BX-H | Inventory Item | 2880 |  |  |  | No | Inverters | Soligent De-listing | 1655.17
580-0128 | 580-0128 |  |  | Fronius, Rapid Shutdown Box, Multi String, for all 600 Volt inverters 3.8 kW to 15 kW, 4 strings in, 2 channels out, 25A, 600VDC, Integrated DC Disconnect switch, includes mounting Bracket, 4,240,152 | Inventory Item | 314.32 |  |  |  | No | Inverters | Vendor De-listing | 0
580-0129 | 580-0129 |  |  | Yaskawa Solectria, Wiring Box Standard, for XGI 1000-65-UL and XGI 1000-60-UL Transformerless Inverter, 16 Fused Inputs (4 per MPPT Zone), 15A fuses included, WB-16-STD-15A | Inventory Item | 2714.29 |  |  |  | No | Inverters | Soligent De-listing | 2235.29
580-0130 | 580-0130 |  |  | Fronius, Rapid Shutdown Box-QUATTRO, Multi String, for all 600 Volt inverters 3.8 kW to 15 kW, 2 strings in (4 when used with Branch Connectors), MC-4, 2 Channels out, 25A/25A, 600VDC, includes mounting Bracket, 4,240,154 | Inventory Item | 225.28 |  |  |  | No | Inverters | Vendor De-listing | 215.49
580-0131 | 580-0131 |  |  | Fronius, Rapid Shutdown Box-DUO, Single/Dual String, for all 600 Volt inverters 3.8 kW to 15 kW, 1 string in (2 when used with Branch Connectors), MC-4, 1 Channel Out, 25A, 600VDC, includes mounting Bracket, 4,240,153 | Inventory Item | 156.97 |  |  |  | No | Inverters | Vendor De-listing | 135.32
580-0132 | 580-0132 |  |  | SMA, Sunny Tripower DC Connection Unit, order this item separately in addition to STP 12/15/20/24/30000TL-US inverters, 1000V, (Includes integration kit), CU1000-US-11 | Inventory Item | 973.99 |  |  |  | No | Inverters | Vendor De-listing | 263.16
580-0133 | 580-0133 |  |  | Midnite Solar, 90-305VAC Shut Off Box (SOB) Transmitter, up to 6 Strings, use with SOB Receiver, MNLSOB-T1-AC | Inventory Item | 66.44 |  |  |  | No | Inverters | Vendor De-listing | 61.88
580-0134 | 580-0134 |  |  | Midnite Solar, 600VDC Shut Off Box (SOB) Receiver, for String or Module Level Shutdown, use with SOB Transmitter, MNLSOB-R1-600 | Inventory Item | 91.3 |  |  |  | No | Inverters | Soligent De-listing | 52.47
580-0136 | 580-0136 |  |  | Midnite Solar, 12VDC Shut Off Box (SOB) Transmitter, up to 6 Strings, use with SOB Receiver, MNLSOB-T1-600 | Inventory Item | 79.2 |  |  |  | No | Inverters | Soligent De-listing | 45.52
580-0137 | 580-0137 |  |  | Midnite Solar, Shut Off Box (SOB) Bleed Down Box, Use where Inverter cannot Bleed-Down Caps in 30 seconds, MNBLEEDER | Inventory Item | 302.5 |  |  |  | No | Inverters | Soligent De-listing | 173.85
580-0138 | 580-0138 |  |  | Innovative-Solar, Rapid-Shutdown Emergency Stop Button, ISI-ESTOP | Inventory Item | 150 |  |  |  | No | Inverters | Soligent De-listing | 0
580-0139 | 580-0139 |  |  | Innovative-Solar, Rapid-Shutdown Emergency Stop Switch, ISI-DCSWITCH | Inventory Item | 150 |  |  |  | No | Inverters | Soligent De-listing | 0
580-0141 | 580-0141 |  |  | OutBack, SkyBox, DC Power Supply, 24Vdc from 48Vdc Nominal Battery Bank, use with SkyBox RSD Box, PWRSPLY-24 | Inventory Item | 65.28 |  |  |  | No | Inverters | Shippable | 60.26
580-0142 | 580-0142 |  |  | OutBack, SkyBox, AC Power Supply, 24Vdc from 120/240VAC Grid Source, use with SkyBox RSD Box, PWRSPLY-24-A | Inventory Item | 220 |  |  |  | No | Inverters | Vendor De-listing | 126.44
580-0143 | 580-0143 |  |  | Yaskawa Solectria, Wiring Box, for PVI 50/60TL Transformerless Inverter, 15 Fused Inputs (5 per Zone), 20A fuses included, with PLC Transmitter, Use with Tigo-F Modules, PVI-50-60TL-WIREBOX-BX-R | Inventory Item | 3280 |  |  |  | No | Inverters | Vendor De-listing | 1885.06
580-0144 | 580-0144 |  |  | Pika, SnapRS, In-line RSD Disconnect Installed between each PV Module for NEC 2017 RSD, RS801 | Inventory Item | 30 |  |  |  | No | Inverters | Vendor De-listing | 0
580-0145 | 580-0145 |  |  | Outback, AC-Coupled Generator Back-Up Protection Relay Kit, Protects connected generators from incidental current back-feed, GS-AC-GEN-KIT | Inventory Item | 216.67 |  |  |  | No | Inverters | Shippable | 183.53
580-0151 | 580-0151 |  |  | OutBack, IMO FireRaptor Kit, 16 OBFRS-01 Module Level Shutdown Devices, 1 OBFRS-ESW1 Shutdown Switch and 24V Relay, NEC-2017 RSD, OutBack FireRaptor Kit | Inventory Item | 1414.76 |  |  |  | No | Inverters | Vendor De-listing | 0
580-0154 | 580-0154 |  |  | IMO, FireRaptor Single Rapid Shutdown Unit, NEC-2017 RSD, 1 per PV Module, FRS-01 | Inventory Item |  |  |  |  | No | Inverters | Shippable | 0
580-0155 | 580-0155 |  |  | IMO, FireRaptor, Emergency Shutdown Switch, with 24V Power Supply, for up to 20 FireRaptor Shutdown Modules, FRS-ESW1 | Inventory Item |  |  |  |  | No | Inverters | Shippable | 0
580-0156 | 580-0156 |  |  | IMO, FireRaptor, Emergency Shutdown Switch, with 24V Power Supply, for up to 50 FireRaptor Shutdown Modules, FRS-ESW1-24 | Inventory Item |  |  |  |  | No | Inverters | Shippable | 0
580-0157 | 580-0157 |  |  | IMO, FireRaptor, Emergency Shutdown Switch, with 24V Power Supply, for up to 75 FireRaptor Shutdown Modules, FRS-ESW1-310 | Inventory Item |  |  |  |  | No | Inverters | Shippable | 0
580-0158 | 580-0158 |  |  | IMO, FireRaptor, Emergency Shutdown Switch, with 24V Power Supply, for up to 125 FireRaptor Shutdown Modules, FRS-ESW1-610 | Inventory Item |  |  |  |  | No | Inverters | Shippable | 0
580-0159 | 580-0159 |  |  | IMO, FireRaptor, Emergency Shutdown Switch, with 24V Power Supply, for up to 20 FireRaptor Shutdown Modules, with Key Lock, FRS-ESW1-K | Inventory Item |  |  |  |  | No | Inverters | Shippable | 0
580-0160 | 580-0160 |  |  | IMO, FireRaptor, Emergency Shutdown Switch, with 24V Power Supply, for up to 50 FireRaptor Shutdown Modules, with Key Lock, FRS-ESW1-24-K | Inventory Item |  |  |  |  | No | Inverters | Shippable | 0
580-0161 | 580-0161 |  |  | IMO, FireRaptor, Emergency Shutdown Switch, with 24V Power Supply, for up to 75 FireRaptor Shutdown Modules, with Key Lock, FRS-ESW1-310-K | Inventory Item |  |  |  |  | No | Inverters | Shippable | 0
580-0162 | 580-0162 |  |  | IMO, FireRaptor, Emergency Shutdown Switch, with 24V Power Supply, for up to 125 FireRaptor Shutdown Modules, with Key Lock, FRS-ESW1-610-K | Inventory Item |  |  |  |  | No | Inverters | Shippable | 0
580-0163 | 580-0163 |  |  | IMO, FireRaptor, 70" Signal Cable, Tyco Female Connector, FRS-SIGCAB1.8-F | Inventory Item |  |  |  |  | No | Inverters | Shippable | 0
580-0164 | 580-0164 |  |  | IMO, FireRaptor, Bleed Down Box, for Inverters that do not have built in Bleed Down Circuitry, FRS-BLD | Inventory Item |  |  |  |  | No | Inverters | Shippable | 0
580-0170 | 580-0170 |  |  | Yaskawa Solectria, APsmart Module-Level Rapid Shutdown Receiver, SunSpec Compliant, RSD-APS Receivers only with Compatible Versions of PVI 25TL and PVI 50-60TL Inverters, RSD-APS | Inventory Item | 32.4 |  |  |  | No | Inverters | Shippable | 27.93
580-0171 | 580-0171 |  |  | Yaskawa Solectria, Wiring Box Standard, for PVI 50/60TL Transformerless Inverter, 15 Fused Inputs (5 per Zone), 20A Fuses Included, PVI-50-60TL-WB-S20 | Inventory Item | 2940 |  |  |  | No | Inverters | Vendor De-listing | 1689.66
580-0172 | 580-0172 |  |  | Yaskawa Solectria, Wiring Box, for PVI 50/60TL Transformerless Inverter, 15 Fused Inputs (5 per Zone), 15A Fuses Included, Includes PLC Transmitter and Bleed-Down Circuit for Module-Level Rapid Shutdown with Tigo-TS-4-A-F Receiver, PVI-50-60TL-BX-R | Inventory Item | 1766.67 |  |  |  | No | Inverters | Shippable | 1522.99
580-0173 | 580-0173 |  |  | Yaskawa Solectria, Wiring Box, for PVI 50/60TL Transformerless Inverter, 15 Fused Inputs (5 per Zone), 20A Fuses Included, Includes PLC Transmitter and Bleed-Down Circuit for Module-Level Rapid Shutdown with Tigo-TS-4-A-F Receiver, PVI-50-60TL-WB-TGO | Inventory Item | 2506.67 |  |  |  | No | Inverters | Shippable | 2160.92
580-0174 | 580-0174 |  |  | Yaskawa Solectria, Wiring Box, for PVI 50/60TL Transformerless Inverter, 15 Fused Inputs (5 per Zone), 20A Fuses Included, Includes PLC Transmitter and Bleed-Down Circuit for Module-Level Rapid Shutdown with APsmart Receiver, PVI-50-60TL-WB-RA20 | Inventory Item | 3280 |  |  |  | No | Inverters | Vendor De-listing | 1885.06
580-0176 | 580-0176 |  |  | Schneider Electric, Conext SW Remote On/Off Switch, 865-1052 | Inventory Item | 90 |  |  |  | No | Inverters | Vendor De-listing | 0
580-0177 | 580-0177 |  |  | Yaskawa Solectria, Wiring Box, for PVI 50/60TL Transformerless Inverter, 15 Fused Inputs (5 per Zone), 20A Fuses Included, includes PLC Transmitter and Bleed-Down Circuit for Module-Level Rapid Shutdown with APsmart Receiver, PVI-50-60TL-WB-APS | Inventory Item | 2506.67 |  |  |  | No | Inverters | Shippable | 2160.92
580-0177 : 580-0177_S | 580-0177_S |  |  | Yaskawa Solectria, Wiring Box, for PVI 50/60TL Transformerless Inverter, 15 Fused Inputs (5 per Zone), 20A Fuses Included, includes PLC Transmitter and Bleed-Down Circuit for Module-Level Rapid Shutdown with APsmart Receiver, PVI-50-60TL-WB-APS | Inventory Item | 2186.67 |  |  |  | No | Inverters | Soligent De-listing | 1885.06
580-0178 : 580-0178 : 580-0178 : 580-0178 : 580-0178 : 580-0178_U | 580-0178 : 580-0178 : 580-0178 : 580-0178 : 580-0178_U |  |  | APsmart, Rapid Shutdown PLC Device (RSD-S-PLC), 1000V UL/TUV, 8-80Vdc Input, 250mm (~9.8”) Input/1200mm (~47”) Output Cable, MC4, IP68, SunSpec Certified, SMA Approved, 415002 | Inventory Item | 24.41 |  |  |  | No | Inverters | Soligent De-listing | 23.31
580-0179 | 580-0179 |  |  | APsmart, Rapid Shutdown PLC Device, Dual Input (RSD-D-PLC), 1000V UL/TUV, 8-80Vdc Input, Dual 500mm (~19.7”) Input / 2200mm (~86”) Output Cable, MC4, IP68, SunSpec Certified, 412013 | Inventory Item | 62 |  |  |  | No | Inverters | Vendor De-listing | 34.83
580-0180 | 580-0180 |  |  | Yaskawa Solectria, Wiring Box for PVI 25TL-208 Transformer Less Inverter, 6 Fused Inputs (2 per Zone), 20A Fuses Included, includes PLC Transmitter and Bleed-Down Circuit for Module-Level Rapid Shutdown with Tigo-TS-4-A-F Receiver, [MUST ADD INVERTER], PVI-25TL-208WB-TGO | Inventory Item | 2306.67 |  |  |  | No | Inverters | Shippable | 1988.51
580-0180 : 580-0180_S | 580-0180_S |  |  | Yaskawa Solectria, Wiring Box for PVI 25TL-208 Transformer Less Inverter, 6 Fused Inputs (2 per Zone), 20A Fuses Included, includes PLC Transmitter and Bleed-Down Circuit for Module-Level Rapid Shutdown with Tigo-TS-4-A-F Receiver, [MUST ADD INVERTER], PVI-25TL-208WB-TGO | Inventory Item | 1933.33 |  |  |  | No | Inverters | Soligent De-listing | 1666.67
580-0237 | 580-0237 |  |  | Yaskawa Solectria, XGI 1000 Wiring Box INDEPENDENT MODE, for XGI 60 or 65 Transformerless Inverters, 16 Fused Inputs (4 per MPPT), 20A Fuses Included,WB-1000-16X20A-L-IND | Inventory Item | 4940 |  |  |  | No | Inverters | Vendor De-listing | 3920.63
580-0238 | 580-0238 |  |  | Yaskawa Solectria, XGI 1000 Wiring Box COMBINED MODE, for XGI 60 or 65 Transformerless Inverters, 16 Fused Inputs (1 MPPT), 20A Fuses Included WB-1000-16X20A-L-COM | Inventory Item | 4940 |  |  |  | No | Inverters | Vendor De-listing | 3920.63
590-0015 | 590-0015 |  |  | Xantrex, Ground Fault, 1-Pole, 100A, PVGFP1 | Inventory Item | 15.13 |  |  |  | No | Inverters | Vendor De-listing | 0
590-0016 | 590-0016 |  |  | Xantrex, Ground Fault, 2-Pole, 100A, PVGFP2 | Inventory Item | 421.98 |  |  |  | No | Inverters | Soligent De-listing | 0
590-0017 | 590-0017 |  |  | Xantrex, Ground Fault, 3-Pole, 100A, PVGFP3 | Inventory Item | 485.98 |  |  |  | No | Inverters | Soligent De-listing | 0
590-0018 | 590-0018 |  |  | Xantrex, Ground Fault, 4-Pole, 100A, PVGFP4 | Inventory Item | 24.58 |  |  |  | No | Inverters | Vendor De-listing | 0
590-0097 | 590-0097 |  |  | SolarEdge, Grounding Lug, for rails or non-metallic structures, Qty. 1 lug, SE-GNDLUG5-100 | Inventory Item | 2.21 |  |  |  | No | Inverters | Soligent De-listing | 0.97
600-0000 | 600-0000 |  |  | ApSystems, Custom Quote, Enter Quote Number and Custom Price | Non-inventory Item |  |  |  |  | No | Inverters | Shippable | 0
600-0001 | 600-0001 |  |  | Sol-Ark, Custom Quote, Enter Quote Number and Custom Price | Non-inventory Item |  |  |  |  | No | Inverters | Shippable | 0
600-0005 | 600-0005 |  |  | Fronius, Custom Quote, Enter Quote Number and Custom Price | Non-inventory Item |  |  |  |  | No | Inverters | Shippable | 0
600-0006 | 600-0006 |  |  | SMA, Custom Quote, Enter Quote Number and Custom Price | Non-inventory Item |  |  |  |  | No | Inverters | Shippable | 0
600-0007 | 600-0007 |  |  | SolarEdge, Custom Quote, Enter Quote Number and Custom Price | Non-inventory Item |  |  |  |  | No | Inverters | Shippable | 0
600-0008 | 600-0008 |  |  | Yaskawa Solectria, Custom Quote, Enter Quote Number and Custom Price | Non-inventory Item |  |  |  |  | No | Inverters | Shippable | 0
600-0020 | 600-0020 |  |  | Enphase, Custom Quote, Enter Quote Number and Custom Price | Non-inventory Item |  |  |  |  | No | Inverters | Shippable | 0
600-0034 | 600-0034 |  |  | Storz Power, Custom Quote, Enter Quote Number and Custom Price | Non-inventory Item |  |  |  |  | No | Inverters | Shippable | 0
600-0043 | 600-0043 |  |  | Apsystems, Custom Quote, Enter Quote Number and Custom Price | Inventory Item |  |  |  |  | No | Inverters | Shippable | 0
600-0047 | 600-0047 |  |  | Savant, Custom Quote, Enter Quote Number and Custom Price | Non-inventory Item |  |  |  |  | No | Inverters | Shippable | 0
600-0049 | 600-0049 |  |  | NEP, Custom Quote, Enter Quote Number and Custom Price | Non-inventory Item |  |  |  |  | No | Inverters | Shippable | 0
600-0050 | 600-0050 |  |  | Outback, Custom Quote, Enter Quote Number and Custom Price | Non-inventory Item |  |  |  |  | No | Inverters | Shippable | 0
990-0152 | 990-0152 |  |  | Price Adjustments - Inverters | Service | 0 |  |  |  | No | Inverters | Shippable | 0
CERT-402190 | CERT-402190 |  |  | SM ENDCLAMP C DRK AL (CT Module - 35mm frame) | Inventory Item | 2.16 |  |  |  | No | Inverters | Soligent De-listing | 1.99
CERT-402191 | CERT-402191 |  |  | SM BND MIDCLAMP BC DRK SS (CT Module - 35mm frame) | Inventory Item | 2.52 |  |  |  | No | Inverters | Soligent De-listing | 2.32
CERT-402423 | CERT-402423 |  |  | CertainTeed, M250 | Inventory Item | 108.57 |  | 250 |  | No | Inverters | Soligent De-listing | 104.4
CERT-402706 | CERT-402706 |  |  | CertainTeed, PV MICRO MNT BND T-BOLT | Inventory Item | 0.87 |  |  |  | No | Inverters | Soligent De-listing | 0.75
CERT-405156 | CERT-405156 |  |  | CertainTeed, Enphase Q- Cable, Portrait | Inventory Item | 14.67 |  |  |  | No | Inverters | Soligent De-listing | 12.64
CERT-405157 | CERT-405157 |  |  | CertainTeed, Enphase-IQ-Sealing Cap | Inventory Item | 3.47 |  |  |  | No | Inverters | Soligent De-listing | 2.99
CERT-405158 | CERT-405158 |  |  | CertainTeed, Enphase-IQ-Branch Terminator | Inventory Item | 17.33 |  |  |  | No | Inverters | Soligent De-listing | 14.94
CERT-405163 | CERT-405163 |  |  | Enphase IQ AC Combiner Box With IQ Envoy | Inventory Item | 800 |  |  |  | No | Inverters | Soligent De-listing | 689.66
CERT-405188 | CERT-405188 |  |  | Enphase Q-Cable, Landscape | Inventory Item | 26.67 |  |  |  | No | Inverters | Soligent De-listing | 22.99
CERT-405189 | CERT-405189 |  |  | Enphase IQ 6 | Inventory Item | 108.57 |  |  |  | No | Inverters | Soligent De-listing | 104.4
CERT-407836 | CERT-407836 |  |  | CertainTeed, Enphase IQ7 Microinverter, 250VA, MC4 connectors | Inventory Item | 124.57 |  |  |  | No | Inverters | Soligent De-listing | 119.78
CERT-408203 | CERT-408203 |  |  | Enphase AC Combiner Box w/ IQ Envoy_Gen 2 | Inventory Item | 526.67 |  |  |  | No | Inverters | Soligent De-listing | 454.02
CERT-408479 | CERT-408479 |  |  | CertainTeed, Enphase Envoy IQ / AC Combiner Box Gen 3 | Inventory Item | 660 |  |  |  | No | Inverters | Soligent De-listing | 568.97
CERT-410375 | CERT-410375 |  |  | CertainTeed, Sealing Cap | Inventory Item | 3.75 |  |  |  | No | Inverters | Soligent De-listing | 2.92
CERT-410376 | CERT-410376 |  |  | CertainTeed, Branch Terminator | Inventory Item | 16.33 |  |  |  | No | Inverters | Soligent De-listing | 14.08
CERT-410377 | CERT-410377 |  |  | CertainTeed, Engage Coupler | Inventory Item | 40.77 |  |  |  | No | Inverters | Soligent De-listing | 35.15
CERT-410511 | CERT-410511 |  |  | CertainTeed, 240VAC Trunk Cable, BULK Pack, Portrait | Inventory Item | 18 |  |  |  | No | Inverters | Soligent De-listing | 15.52
CERT-410512 | CERT-410512 |  |  | CertainTeed, 240VAC Trunk Cable, BULK Pack, Landscape | Inventory Item | 26.67 |  |  |  | No | Inverters | Soligent De-listing | 22.99
CERT-410553 | CERT-410553 |  |  | CertainTeed, Enphase Cable Clips stainless | Inventory Item | 0.87 |  |  |  | No | Inverters | Soligent De-listing | 0.68
CERT-411074 | CERT-411074 |  |  | CertainTeed, Envoy Communication Gateway, 120VAC hardwired | Inventory Item | 411.76 |  |  |  | No | Inverters | Soligent De-listing | 393.26
CPF-M215-60-2LL-S22 | CPF-M215-60-2LL-S22 |  |  | CPF Lease Program, Enphase, M215 Microinverter, 215W, 240/208VAC, 60Hz, 16-45VDC for 60 cell modules, H4 PV in, M215-60-2LL-S22, (321-0164) | Inventory Item | 130 |  | 215 |  | No | Inverters | Soligent De-listing | 0
CPF-M215-60-2LL-S24 | CPF-M215-60-2LL-S24 |  |  | CPF Lease Program, Enphase, M215 Microinverter, 215W, 240/208VAC, 60Hz, 16-45VDC for 60 cell modules, SMK PV in, 16" Engage Cable out, 25 Yr Warr, M215-60-2LL-S24, (321-0168) | Inventory Item | 0 |  | 215 |  | No | Inverters | Soligent De-listing | 0
CPF-SB3000US | CPF-SB3000US |  |  | CPF Lease Program, SMA, Sunny Boy 3000US 1-Ph Grid Tied Inverter, 3000W, 208/240VAC, 60Hz, DC Discon, 4x15A Fused Input, Please note: lease provider will deduct a unit price of $1,146 from contract value, SB3000US,(310-0031) | Inventory Item | 1146 |  | 3000 |  | No | Inverters | Soligent De-listing | 0
CPF-SB4000US | CPF-SB4000US |  |  | CPF Lease Program, SMA, Sunny Boy 4000US 1-Ph Grid Tied Inverter, 4000W, 208/240VAC, 60Hz, DC Discon, 4x15A Fused Input, Please note: lease provider will deduct a unit price of $1,528 from contract value, SB4000US, (310-0034) | Inventory Item | 1528 |  | 4000 |  | No | Inverters | Soligent De-listing | 0
CPF-SB5000US | CPF-SB5000US |  |  | CPF Lease Program, SMA, Sunny Boy 5000US 1-Ph Grid Tied Inverter, 5000W, 208/240/277VAC, 60Hz, DC Discon, 4x15A Fused Input, Please note: lease provider will deduct a unit price of $1,910 from contract value, SB5000US (310-0035) | Inventory Item | 1910 |  | 5000 |  | No | Inverters | Soligent De-listing | 0
CPF-SB6000US | CPF-SB6000US |  |  | CPF Lease Program, SMA, Sunny Boy 6000US 1-Ph Grid Tied Inverter, 6000W, 208/240/277VAC, 60Hz, DC Discon, 4x15A Fused Input, Please note: lease provider will deduct a unit price of $2,292 from contract value, SB6000US,(310-0036) | Inventory Item | 2292 |  | 6000 |  | No | Inverters | Soligent De-listing | 0
DONOTUSE-310-0000 | DONOTUSE-310-0000 |  |  | Fronius, IG2000 1-Ph Grid Tied Inverter, 2000W, 240VAC, 60Hz, DC/AC Discon, 3 Unfused Input, 1 MPPT, 10 Yr Warr, Neg Gnd, 4,200,102,800 | Inventory Item | 2236.67 |  | 2000 |  | No | Inverters | Soligent De-listing | 0
DONOTUSE-310-0002 | DONOTUSE-310-0002 |  |  | Fronius, IG3000 1-Ph Grid Tied Inverter, 2700W, 240VAC, 60Hz, DC/AC Discon, 3 Unfused Input, 1 MPPT, 10 Yr Warr, Neg Gnd, 4,200,103,800 | Inventory Item | 2714.28 |  | 2700 |  | No | Inverters | Soligent De-listing | 0
DONOTUSE-310-0003 | DONOTUSE-310-0003 |  |  | Fronius, IG4000 1-Ph Grid Tied Inverter, 4000W, 240VAC, 60Hz, DC/AC Discon, 3 Unfused Input, 1 MPPT, 10 Yr Warr, Neg Gnd, 4,200,104,800 | Inventory Item | 3751.16 |  | 4000 |  | No | Inverters | Soligent De-listing | 0
DONOTUSE-310-0005 | DONOTUSE-310-0005 |  |  | Fronius, IG5100 1-Ph Grid Tied Inverter, 5100W, 240VAC, 60Hz, DC/AC Discon, 3 Unfused Input, 1 MPPT, 10 Yr Warr, Neg Gnd, 4,200,105,800 | Inventory Item | 4174.27 |  | 5100 |  | No | Inverters | Soligent De-listing | 0
DONOTUSE-310-0009 | DONOTUSE-310-0009 |  |  | Power One, PVI- 5000 1-Ph Grid Tied Inverter, 5000W, 208/240/277VAC, 60Hz, DC Discon, 4 Unfused Input, 2 MPPT, 10 Yr Warr, Ungrounded, RS485, PVI-5000-OUTD-US | Inventory Item | 3881.87 |  | 5000 |  | No | Inverters | Soligent De-listing | 0
DONOTUSE-310-0010 | DONOTUSE-310-0010 |  |  | Power One, PVI- 6000 1-Ph Grid Tied Inverter, 6000W, 208/240/277VAC, 60Hz, DC Discon, 4 Unfused Input, 2 MPPT, 10 Yr Warr, Ungrounded, RS485, PVI-6000-OUTD-US | Inventory Item | 4317.68 |  | 6000 |  | No | Inverters | Soligent De-listing | 0
DONOTUSE-310-0017 | DONOTUSE-310-0017 |  |  | PV Powered, PVP4800 1-Ph Grid Tied Inverter, 4800W, 240VAC, 60Hz, No Discon, 1 Unfused Input, 1 MPPT, 10 Yr Warr, Neg Gnd, PVP4800-ND-240 | Inventory Item | 4273.5 |  | 4800 |  | No | Inverters | Soligent De-listing | 0
DONOTUSE-310-0031 | DONOTUSE-310-0031 |  |  | SMA, Sunny Boy 3000US 1-Ph Grid Tied Inverter, 3000W, 208/240VAC, 60Hz, DC Discon, 4 Fused Input, 1 MPPT, 10 Yr Warr, Neg Gnd Config, SB3000US | Inventory Item | 2659.16 |  | 3000 |  | No | Inverters | Soligent De-listing | 0
DONOTUSE-310-0034 | DONOTUSE-310-0034 |  |  | SMA, Sunny Boy 4000US 1-Ph Grid Tied Inverter, 4000W, 208/240VAC, 60Hz, DC Discon, 4 Fused Input, 1 MPPT, 10 Yr Warr, Neg Gnd Config, SB4000US | Inventory Item | 3291.42 |  | 4000 |  | No | Inverters | Soligent De-listing | 0
DONOTUSE-310-0035 | DONOTUSE-310-0035 |  |  | SMA, Sunny Boy 5000US 1-Ph Grid Tied Inverter, 5000W, 208/240/277VAC, 60Hz, DC Discon, 4 Fused Input, 1 MPPT, 10 Yr Warr, Neg Gnd Config, SB5000US | Inventory Item | 4304.91 |  | 5000 |  | No | Inverters | Soligent De-listing | 0
DONOTUSE-310-0036 | DONOTUSE-310-0036 |  |  | SMA, Sunny Boy 6000US 1-Ph Grid Tied Inverter, 6000W, 208/240/277VAC, 60Hz, DC Discon, 4 Fused Input, 1 MPPT, 10 Yr Warr, Neg Gnd Config, SB6000US | Inventory Item | 4587.08 |  | 6000 |  | No | Inverters | Soligent De-listing | 0
DONOTUSE-310-0037 | DONOTUSE-310-0037 |  |  | SMA, Sunny Boy 7000US 1-Ph Grid Tied Inverter, 7000W, 208/240/277VAC, 60Hz, DC Discon, 4 Fused Input, 1 MPPT, 10 Yr Warr, Neg Gnd Config, SB7000US | Inventory Item | 4998.33 |  | 7000 |  | No | Inverters | Soligent De-listing | 0
DONOTUSE-310-0043 | DONOTUSE-310-0043 |  |  | Xantrex, LIMITED SUPPLY, GT 5.0 Inverter, Refurbished 5000W, Grid Tied, DC/AC Disconnect, 208/240VAC, 60Hz, GT5.0 ~ | Inventory Item | 4822.95 |  | 5000 |  | No | Inverters | Soligent De-listing | 0
DONOTUSE-310-0062 | DONOTUSE-310-0062 |  |  | Solectria, PVI4000 1-Ph Grid Tied Inverter, 3900W, 208/240VAC, 60Hz, DC/AC Discon, 4 Fused Input, 1 MPPT, 10 Yr Warr, Neg Gnd Config, RS485, PVI 4000 DC INVERTE SOLECTR 3900W.. | Inventory Item | 3353 |  | 3900 |  | No | Inverters | Soligent De-listing | 0
DONOTUSE-310-0066 | DONOTUSE-310-0066 |  |  | Solectria, PVI5300 1-Ph Grid Tied Inverter, 5300W, 208/240VAC, 60Hz, DC/AC Discon, 4 Fused Input, 1 MPPT, 10 Yr Warr, Neg Gnd Config, RS485, PVI 5300 | Inventory Item | 4179 |  | 5300 |  | No | Inverters | Soligent De-listing | 0
DONOTUSE-310-0071 | DONOTUSE-310-0071 |  |  | Fronius, LIMITED SUPPLY, REPLACED BY 310-0309, IG Plus 7.5-1 UNI 1-Ph Grid Tied Inverter, 7500W, 208/240/277 VAC, 60Hz, DC Discon, 6 Fused i/p, 1 MPPT, 10 Yr Warr, Neg Gnd Config, Comm Opts, 4210105800 | Inventory Item | 4892.68 |  | 7500 |  | No | Inverters | Soligent De-listing | 0
DONOTUSE-310-0072 | DONOTUSE-310-0072 |  |  | Fronius, LIMITED SUPPLY, REPLACED BY 310-0311, IG Plus 10.0-1 UNI 1-Ph Grid Tied Inverter, 9995W, 208/240/277 VAC, 60Hz, DC Discon, 6 Fused i/p, 1 MPPT, 10 Yr Warr, Neg Gnd Config, Comm Opts, 4210108800 | Inventory Item | 6364.23 |  | 9995 |  | No | Inverters | Soligent De-listing | 0
DONOTUSE-310-0074 | DONOTUSE-310-0074 |  |  | Fronius, LIMITED SUPPLY, REPLACED BY 310-0312, IG Plus 11.4-3 Delta 3-Ph Grid Tied Inverter, 11.4kW, 208/240 VAC, 60Hz, DC Discon, 6 Fused i/p, 1 MPPT, 10 Yr Warr, Neg Gnd Config, Comm Opts, 4210109800 | Inventory Item | 7675.8609 |  | 11400 |  | No | Inverters | Soligent De-listing | 0
DONOTUSE-310-0077 | DONOTUSE-310-0077 |  |  | Power One, PVI- 3.0 1-Ph Grid Tied Inverter, 3000W, 208/240/277VAC, 60Hz, DC Discon, 2 Unfused Input, 2 MPPT, 10 Yr Warr, Ungrounded, RS485, PVI-3.0-OUTD-S-US | Inventory Item | 2783.7 |  | 3000 |  | No | Inverters | Soligent De-listing | 0
DONOTUSE-310-0079 | DONOTUSE-310-0079 |  |  | Power One, PVI- 3.6 1-Ph Grid Tied Inverter, 3600W, 208/240/277VAC, 60Hz, DC Discon, 2 Unfused Input, 2 MPPT, 10 Yr Warr, Ungrounded, RS485, PVI-3.6-OUTD-S-US | Inventory Item | 3102.54 |  | 3600 |  | No | Inverters | Soligent De-listing | 0
DONOTUSE-310-0081 | DONOTUSE-310-0081 |  |  | Power One, PVI- 4.2 1-Ph Grid Tied Inverter, 4200W, 208/240/277VAC, 60Hz, DC Discon, 2 Unfused Input, 2 MPPT, 10 Yr Warr, Ungrounded, RS485, PVI-4.2-OUTD-S-US | Inventory Item | 3376.02 |  | 4200 |  | No | Inverters | Soligent De-listing | 0
DONOTUSE-310-0088 | DONOTUSE-310-0088 |  |  | PV Powered, PVP2000 1-Ph Grid Tied Inverter, 2000W, 240VAC, 60Hz, DC/AC Discon, 3 Unfused Input, 1 MPPT, 10 Yr Warr, Neg Gnd, PVP2000-SD-240 | Inventory Item | 2775 |  | 2000 |  | No | Inverters | Soligent De-listing | 0
DONOTUSE-310-0089 | DONOTUSE-310-0089 |  |  | PV Powered, PVP2500 1-Ph Grid Tied Inverter, 2500W, 240VAC, 60Hz, DC/AC Discon, 3 Unfused Input, 1 MPPT, 10 Yr Warr, Neg Gnd, PVP2500-SD-240 | Inventory Item | 3108 |  | 2500 |  | No | Inverters | Soligent De-listing | 0
DONOTUSE-310-0093 | DONOTUSE-310-0093 |  |  | PV Powered, PVP4800 1-Ph Grid Tied Inverter, 4800W, 240VAC, 60Hz, DC/AC Discon, 3 Unfused Input, 1 MPPT, 10 Yr Warr, Neg Gnd, PVP4800-SD-240 | Inventory Item | 4440 |  | 4800 |  | No | Inverters | Soligent De-listing | 0
DONOTUSE-310-0190 | DONOTUSE-310-0190 |  |  | SMA, Sunny Boy 8000US 1-Ph Grid Tied Inverter, 8000W, 240/277VAC, 60Hz, DC Discon, 4 Fused Input, 1 MPPT, 10 Yr Warr, Neg Gnd Config, SB8000US | Inventory Item | 5441.29 |  | 8000 |  | No | Inverters | Soligent De-listing | 0
DONOTUSE-310-0191 | DONOTUSE-310-0191 |  |  | SMA, Sunny Boy 2000HFUS 1-Ph Grid Tied Inverter, 2000W, 208/240VAC, 60Hz, DC Discon, 1 Unfused Input, 1 MPPT, 10 Yr Warr, Neg Gnd Config, Bluetooth, SB2000HFUS-30 | Inventory Item | 2530.8 |  | 2000 |  | No | Inverters | Soligent De-listing | 0
DONOTUSE-310-0192 | DONOTUSE-310-0192 |  |  | SMA, Sunny Boy 2500HFUS 1-Ph Grid Tied Inverter, 2500W, 208/240VAC, 60Hz, DC Discon, 1 Unfused Input, 1 MPPT, 10 Yr Warr, Neg Gnd Config, Bluetooth, SB2500HFUS-30 | Inventory Item | 2657.34 |  | 2500 |  | No | Inverters | Soligent De-listing | 0
DONOTUSE-310-0193 | DONOTUSE-310-0193 |  |  | SMA, Sunny Boy 3000HFUS 1-Ph Grid Tied Inverter, 3000W, 208/240VAC, 60Hz, DC Discon, 1 Unfused Input, 1 MPPT, 10 Yr Warr, Neg Gnd Config, Bluetooth, SB3000HFUS-30 | Inventory Item | 2783.88 |  | 3000 |  | No | Inverters | Soligent De-listing | 0
DONOTUSE-310-0239 | DONOTUSE-310-0239 |  |  | Kaco, LIMITED SUPPLY, Blue Planet XP100 grid tied inverter, 3-Ph, 100kW, 480VAC, 60Hz, 600VDC, DC/AC Discon, 5 Yr Warr, Neg Gnd, RS485/Ethernet, XP-100-H4 | Inventory Item | 62437.5 |  | 100000 |  | No | Inverters | Soligent De-listing | 0
DONOTUSE-310-0248 | DONOTUSE-310-0248 |  |  | SolarEdge, LIMITED SUPPLY, SE5000US 1-Ph Grid Tied Inverter, 5000W, 208/240VAC, 60Hz, DC Discon, Unfused, No MPPT, 12 Yr Warr, Ungrounded, RS485 and Ethernet, SE5000-ER-US | Inventory Item | 2788.88 |  | 5000 |  | No | Inverters | Soligent De-listing | 0
DONOTUSE-310-0266 | DONOTUSE-310-0266 |  |  | Power One, PVI- 3.8 1-Ph Grid Tied Inverter, 3800W, 208/240/277VAC, 60Hz, DC Discon, 2 Unfused Input, 2 MPPT, 10 Yr Warr, Neg Gnd Config, RS485, PVI-3.8-I-OUTD-S-US | Inventory Item | 3422.06 |  | 3800 |  | No | Inverters | Soligent De-listing | 0
DONOTUSE-310-0270 | DONOTUSE-310-0270 |  |  | SMA, Sunny Boy 8000TL-US 1-Ph Grid Tied Inverter, 8000W, 208VAC, 60Hz, DC Discon, 1 Unfused Input, 1 MPPT, 10 Yr Warr, Ungrounded, SB8000TLUS-NO-CB | Inventory Item | 5124.45 |  | 8000 |  | No | Inverters | Soligent De-listing | 0
DONOTUSE-310-0275 | DONOTUSE-310-0275 |  |  | Fronius, IG Plus V 11.4-1 UNI 1-Ph Grid Tied Inverter, 11.4kW, 208/240/277VAC, 60Hz, DC Discon, 6 Fused Input, 1 MPPT, 10 Yr Warr, Neg Gnd Config, 4,210,117,800 | Inventory Item | 7659 |  | 11400 |  | No | Inverters | Soligent De-listing | 0
DONOTUSE-310-0305 | DONOTUSE-310-0305 |  |  | Fronius, IG Plus V 3.0-1 UNI 1-Ph Grid Tied Inverter, 3000W, 208/240/277VAC, 60Hz, DC Discon, 6 Fused Input , 1 MPPT, 10 Yr Warr, Neg Gnd Config, 4,210,111,800 | Inventory Item | 2440 |  | 3000 |  | No | Inverters | Soligent De-listing | 0
DONOTUSE-310-0306 | DONOTUSE-310-0306 |  |  | Fronius, IG Plus V 3.8-1 UNI 1-Ph Grid Tied Inverter, 3800W, 208/240/277VAC, 60Hz, DC Discon, 6 Fused Input, 1 MPPT, 10 Yr Warr, Neg Gnd Config, 4,210,112,800 | Inventory Item | 3153 |  | 3800 |  | No | Inverters | Soligent De-listing | 0
DONOTUSE-310-0307 | DONOTUSE-310-0307 |  |  | Fronius, IG Plus V 5.0-1 UNI 1-Ph Grid Tied Inverter, 5000W, 208/240/277VAC, 60Hz, DC Discon, 6 Fused Input, 1 MPPT, 10 Yr Warr, Neg Gnd Config, 4,210,113,800 | Inventory Item | 3869 |  | 5000 |  | No | Inverters | Soligent De-listing | 0
DONOTUSE-310-0308 | DONOTUSE-310-0308 |  |  | Fronius, IG Plus V 6.0-1 UNI 1-Ph Grid Tied Inverter, 6000W, 208/240/277VAC, 60Hz, DC Discon, 6 Fused Input, 1 MPPT, 10 Yr Warr, Neg Gnd Config, 4,210,114,800 | Inventory Item | 4490 |  | 6000 |  | No | Inverters | Soligent De-listing | 0
DONOTUSE-310-0309 | DONOTUSE-310-0309 |  |  | Fronius, IG Plus V 7.5-1 UNI 1-Ph Grid Tied Inverter, 7500W, 208/240/277VAC, 60Hz, DC Discon, 6 Fused Input, 1 MPPT, 10 Yr Warr, Neg Gnd Config, 4,210,115,800 | Inventory Item | 5474 |  | 7500 |  | No | Inverters | Soligent De-listing | 0
DONOTUSE-310-0310 | DONOTUSE-310-0310 |  |  | Fronius, IG Plus V 12.0-3 WYE 277 3-Ph Grid Tied Inverter, 12kW, 277VAC, 60Hz, DC Discon, 6 Fused Input, 1 MPPT, 10 Yr Warr, Neg Gnd Config, 4,210,116,800 | Inventory Item | 8526 |  | 12000 |  | No | Inverters | Soligent De-listing | 0
DONOTUSE-310-0311 | DONOTUSE-310-0311 |  |  | Fronius, IG Plus V 10.0-1 UNI 1-Ph Grid Tied Inverter, 9995W, 208/240/277VAC, 60Hz, DC Discon, 6 Fused Input, 1 MPPT, 10 Yr Warr, Neg Gnd Config, 4,210,118,800 | Inventory Item | 6965 |  | 9995 |  | No | Inverters | Soligent De-listing | 0
DONOTUSE-310-0312 | DONOTUSE-310-0312 |  |  | Fronius, IG Plus V 11.4-3 Delta 3-Ph Grid Tied Inverter, 11.4kW, 208/240VAC, 60Hz, DC Discon, 6 Fused Input, 1 MPPT, 10 Yr Warr, Neg Gnd Config, 4,210,119,800 | Inventory Item | 8071 |  | 11400 |  | No | Inverters | Soligent De-listing | 0
DONOTUSE-310-0322 | DONOTUSE-310-0322 |  |  | SMA, Sunny Boy 3800US 1-Ph Grid Tied Inverter, 3800W, 240VAC, 60Hz, DC Discon, 4 Fused Input, 1 MPPT, 10 Yr Warr, Neg Gnd Config, SB3800-US | Inventory Item | 3290.04 |  | 3800 |  | No | Inverters | Soligent De-listing | 0
DONOTUSE-310-0330 | DONOTUSE-310-0330 |  |  | SMA, Ont FIT, Sunny Boy 5000US 1-Ph Grid Tied Inverter, 5000W, 208/240/277VAC, 60Hz, DC Discon, 4x15A Fused Input, 1 MPPT, 10 Yr Warr, Neg Gnd Config, Lo Temp (-40C), SB 5000US-11 ORA INVERTE SMA.... 5000W.. | Inventory Item |  |  | 5000 |  | No | Inverters | Soligent De-listing | 0
DONOTUSE-310-0331 | DONOTUSE-310-0331 |  |  | SMA, Ont FIT, Sunny Boy 6000US 1-Ph Grid Tied Inverter, 6000W, 208/240/277VAC, 60Hz, DC Discon, 4x15A Fused Input, 1 MPPT, 10 Yr Warr, Neg Gnd Config, Lo Temp (-40C), SB6000US-11 | Inventory Item |  |  | 6000 |  | No | Inverters | Soligent De-listing | 0
DONOTUSE-310-0335 | DONOTUSE-310-0335 |  |  | Fronius, IG Plus V 10.0-3 Delta 3-Ph Grid Tied Inverter, 9995W, 208/240VAC, 60Hz, DC Discon, 6 Fused Input, 1 MPPT, 10 Yr Warr, Neg Gnd Config, 4,210,120,800 | Inventory Item | 6947 |  | 9995 |  | No | Inverters | Soligent De-listing | 0
DONOTUSE-310-0365 | DONOTUSE-310-0365 |  |  | Solectria, PVI6500 1-Ph Grid Tied Inverter, 6500W, 208/240/277VAC, 60Hz, DC/AC Discon, 5 Fused Input, 1 MPPT, 10 Yr Warr, Neg Gnd Config, RS485, PVI 6500 | Inventory Item | 4665 |  | 6500 |  | No | Inverters | Soligent De-listing | 0
DONOTUSE-310-0366 | DONOTUSE-310-0366 |  |  | Solectria, PVI 7500 1-Ph Grid Tied Inverter, 7500W, 208/240/277VAC, 60Hz, DC/AC Discon, 5 Fused Input, 1 MPPT, 10 Yr Warr, Neg Gnd Config, RS485, PVI 7500 DC INVERTE SOLECTR 7500W.. | Inventory Item | 4956 |  | 7500 |  | No | Inverters | Soligent De-listing | 0
DONOTUSE-310-0368 | DONOTUSE-310-0368 |  |  | SolarEdge, SE3800A 1-Ph Grid Tied Inverter, 3800W, 208/240VAC, 60Hz, DC/AC Discon, 2 Unfused Input, No MPPT, 12 Yr Warr, Ungrounded, RS485 and Ethernet, SE3800A-US | Inventory Item | 2331 |  | 3800 |  | No | Inverters | Soligent De-listing | 0
DONOTUSE-310-0369 | DONOTUSE-310-0369 |  |  | SolarEdge, SE5000A 1-Ph Grid Tied Inverter, 5000W, 208/240/277VAC, 60Hz, DC/AC Discon, 2 Unfused Input, No MPPT, 12 Yr Warr, Ungrounded, RS485 and Ethernet, SE5000A-US | Inventory Item | 2497.5 |  | 5000 |  | No | Inverters | Soligent De-listing | 0
DONOTUSE-310-0370 | DONOTUSE-310-0370 |  |  | SolarEdge, SE6000A 1-Ph Grid Tied Inverter, 6000W, 240/277VAC, 60Hz, DC/AC Discon, 2 Unfused Input, No MPPT, 12 Yr Warr, Ungrounded, RS485 and Ethernet, SE6000A-US | Inventory Item | 2597.4 |  | 6000 |  | No | Inverters | Soligent De-listing | 0
DONOTUSE-310-0382 | DONOTUSE-310-0382 |  |  | SolarEdge, Ont FIT, SE3800US 1-Ph Grid Tied Inverter, 3800W, 208/240VAC, 60Hz, DC Discon, 2 Unfused Input, No MPPT, 12 Yr Warr, Ungrounded, RS485/Ethernet, SE3800US-ER-US-CAN | Inventory Item |  |  | 3800 |  | No | Inverters | Soligent De-listing | 0
DONOTUSE-310-0384 | DONOTUSE-310-0384 |  |  | SolarEdge, Ont FIT, SE6000US 1-Ph Grid Tied Inverter, 6000W, 208/240VAC, 60Hz, DC Discon, 2 Unfused Input, No MPPT, 12 Yr Warr, Ungrounded, RS485/Ethernet, SE6000US-ER-US-CAN | Inventory Item |  |  | 6000 |  | No | Inverters | Soligent De-listing | 0
DONOTUSE-311-0005 | DONOTUSE-311-0005 |  |  | Outback, GTFX2524 battery inverter, 2500W, 120VAC, 60Hz, 50A Transfer, 24VDC, Sinewave, Grid Tied, 5 Yr Warr, 55A Charger, with BTS, GTFX2524 DC/SD INVERTE OUTBACK 2500W.. | Inventory Item | 2734.7736 |  | 2500 |  | No | Inverters | Soligent De-listing | 0
DONOTUSE-311-0006 | DONOTUSE-311-0006 |  |  | Outback, GTFX3048 battery inverter, 3000W, 120VAC, 60Hz, 50A Transfer, 48VDC, Sinewave, Grid Tied, 5 Yr Warr, 35A Charger, with BTS, GTFX3048 | Inventory Item | 2734.7736 |  | 3000 |  | No | Inverters | Soligent De-listing | 0
DONOTUSE-311-0008 | DONOTUSE-311-0008 |  |  | Outback, GVFX3648 battery inverter, 3600W, 120VAC, 60Hz, 50A Transfer, 48VDC, Sinewave, Grid Tied, 5 Yr Warr, 45A Charger, with BTS, GVFX3648 | Inventory Item | 2965.65 |  | 3600 |  | No | Inverters | Soligent De-listing | 0
DONOTUSE-311-0014 | DONOTUSE-311-0014 |  |  | Xantrex, XW4024-120/240-60 battery inverter, 4000W, 120/240VAC, 60Hz, 60A Transfer, 24VDC, Sinewave, Grid Tied, 150A Charger, 5 Yr Warr, with BTS, RNW8651010 | Inventory Item | 4741.7 |  | 4000 |  | No | Inverters | Soligent De-listing | 0
DONOTUSE-311-0015 | DONOTUSE-311-0015 |  |  | Xantrex, XW4548-120/240-60 battery inverter, 4500W, 120/240VAC, 60Hz, 60A Transfer, 48VDC, Sinewave, Grid Tied, 85A Charger, 5 Yr Warr, with BTS, RNW8651005 | Inventory Item | 4218.18 |  | 4500 |  | No | Inverters | Soligent De-listing | 0
DONOTUSE-311-0016 | DONOTUSE-311-0016 |  |  | Xantrex, XW6048-120/240-60 battery inverter, 6000W, 120/240VAC, 60Hz, 60A Transfer, 48VDC, Sinewave, Grid Tied, 100A Charger, 5 Yr Warr, with BTS, RNW865100001 | Inventory Item | 5574.42 |  | 6000 |  | No | Inverters | Soligent De-listing | 0
DONOTUSE-311-0019 | DONOTUSE-311-0019 |  |  | SMA, Sunny Island 5048 battery ROW Inverter, 5000W, 230VAC, 50Hz, 56A Transfer, 48VDC, Sinewave, Grid Tied, 100A Charger, 5 Yr Warr, with BTS, SI 5048 ROW DC INVERTE SMA.... 5000W.. | Inventory Item | 6641.463 |  | 5000 |  | No | Inverters | Soligent De-listing | 0
DONOTUSE-311-0022 | DONOTUSE-311-0022 |  |  | Xantrex, XW4024-230-50 battery ROW Inverter, 4000W, 230VAC, 50Hz, 56A Transfer, 24VDC, Sinewave, Grid Tied, 150A Charger, 5 Yr Warr, with BTS, RNW8651045 | Inventory Item | 4758.64 |  | 4000 |  | No | Inverters | Soligent De-listing | 0
DONOTUSE-311-0029 | DONOTUSE-311-0029 |  |  | Xantrex, XW6048-230-50 battery ROW Inverter, 6000W, 230VAC, 50Hz, 56A Transfer, 48VDC, Sinewave, Grid Tied, 100A Charger, 5 Yr Warr, with BTS, RNW865103561 | Inventory Item | 5934.06 |  | 6000 |  | No | Inverters | Soligent De-listing | 0
DONOTUSE-311-0031 | DONOTUSE-311-0031 |  |  | Outback, GVFX3648LA battery inverter, 3600W, 127VAC, 60Hz, 50A Transfer, 48VDC, Sinewave, Grid Tied, 5 Yr Warr, 45A Charger, with BTS, NOT INTENDED FOR USE IN THE U.S. OR CANADA, GVFX3648LA ORA INVERTE OUTBACK 3600W.. | Inventory Item | 2538.5256 |  | 3600 |  | No | Inverters | Soligent De-listing | 0
DONOTUSE-311-0033 | DONOTUSE-311-0033 |  |  | Outback, GVFX3024E battery ROW Inverter, 3000W, 230VAC, 50Hz, 25A Transfer, 24VDC, Sinewave, Grid Tied, 5 Yr Warr, 80A Charger, with BTS, GVFX3024E | Inventory Item | 2965.65 |  | 3000 |  | No | Inverters | Soligent De-listing | 0
DONOTUSE-311-0040 | DONOTUSE-311-0040 |  |  | SMA, Sunny Island 6048 battery inverter, 5750W, 120VAC, 60Hz, 56A Transfer, 48VDC, Sinewave, 100A Charger, 5 Yr Warr, with BTS, SI6048-US-10 | Inventory Item | 7937.99 |  | 5750 |  | No | Inverters | Soligent De-listing | 0
DONOTUSE-320-0001 | DONOTUSE-320-0001 |  |  | Outback, FX2012MT battery inverter, 2000W, 120VAC, 60Hz, 40A Transfer, 12VDC, Sinewave, Off Grid, 5 Yr Warr, 80A Charger, with BTS & Switched Ground, FX2012MT DC/SD INVERTE OUTBACK 2000W.. | Inventory Item | 2734.7736 |  | 2000 |  | No | Inverters | Soligent De-listing | 0
DONOTUSE-320-0007 | DONOTUSE-320-0007 |  |  | Outback, FX2524T battery inverter, 2500W, 120VAC, 60Hz, 50A Transfer, 24VDC, Sinewave, Off Grid, 5 Yr Warr, 55A Charger, with BTS, FX2524T | Inventory Item | 2734.77 |  | 2500 |  | No | Inverters | Soligent De-listing | 0
DONOTUSE-320-0009 | DONOTUSE-320-0009 |  |  | Outback, FX3048T battery inverter, 3000W, 120VAC, 60Hz, 50A Transfer, 48VDC, Sinewave, Off Grid, 5 Yr Warr, 35A Charger, with BTS, FX3048T | Inventory Item | 2734.7736 |  | 3000 |  | No | Inverters | Soligent De-listing | 0
DONOTUSE-320-0011 | DONOTUSE-320-0011 |  |  | Outback, VFX2812 battery inverter, 2800W, 120VAC, 60Hz, 40A Transfer, 12VDC, Sinewave, Off Grid, 5 Yr Warr, 125A Charger, with BTS, VFX2812 | Inventory Item | 2965.6536 |  | 2800 |  | No | Inverters | Soligent De-listing | 0
DONOTUSE-320-0015 | DONOTUSE-320-0015 |  |  | Outback, VFX3048E battery ROW Inverter, 3000W, 230VAC, 50Hz, 25A Transfer, 48VDC, Sinewave, Off Grid, 5 Yr Warr, 45A Charger, with BTS, VFX3048E | Inventory Item | 2808.79 |  | 3000 |  | No | Inverters | Soligent De-listing | 0
DONOTUSE-320-0016 | DONOTUSE-320-0016 |  |  | Outback, VFX3524 battery inverter, 3500W, 120VAC, 60Hz, 50A Transfer, 24VDC, Sinewave, Off Grid, 5 Yr Warr, 85A Charger, with BTS, VFX3524 | Inventory Item | 2965.6536 |  | 3500 |  | No | Inverters | Soligent De-listing | 0
DONOTUSE-320-0018 | DONOTUSE-320-0018 |  |  | Outback, VFX3648 battery inverter, 3600W, 120VAC, 60Hz, 50A Transfer, 48VDC, Sinewave, Off Grid, 5 Yr Warr, 45A Charger, with BTS, VFX3648 | Inventory Item | 2965.6536 |  | 3600 |  | No | Inverters | Soligent De-listing | 0
DONOTUSE-320-0045 | DONOTUSE-320-0045 |  |  | Magnum, MMS1012 battery inverter, 1000W, 120VAC, 60Hz, 20A Transfer, 12VDC, Sinewave, Off Grid, 2 Yr Warr, 50A Charger, with BTS, MMS1012 | Inventory Item | 1197.8 |  | 1000 |  | No | Inverters | Vendor De-listing | 0
DONOTUSE-320-0063 | DONOTUSE-320-0063 |  |  | Magnum, MS2000 battery inverter, 2000W, 120VAC, 60Hz, 30A Transfer, 12VDC, Sinewave, Off Grid, 2 Yr Warr, 100A Charger, with BTS & 2x15A AC Breakers, MS2000-15B | Inventory Item | 2096.9 |  | 2000 |  | No | Inverters | Vendor De-listing | 0
DONOTUSE-320-0083 | DONOTUSE-320-0083 |  |  | Magnum, MS4024PAE battery inverter, 4000W, 120/240VAC, 60Hz, 2x30A Transfer, 24VDC, Sinewave, Off Grid, 2 Yr Warr, 105A Charger, with BTS, MS4024PAE | Inventory Item | 2696.3 |  | 4000 |  | No | Inverters | Soligent De-listing | 0
DONOTUSE-320-0084 | DONOTUSE-320-0084 |  |  | Magnum, MS4448PAE battery inverter, 4400W, 120/240VAC, 60Hz, 2x30A Transfer, 48VDC, Sinewave, Off Grid, 2 Yr Warr, 60A Charger, with BTS, MS4448PAE | Inventory Item | 2696.3 |  | 4400 |  | No | Inverters | Soligent De-listing | 0
DONOTUSE-321-0008 | DONOTUSE-321-0008 |  |  | Samlex, PST Series 150W Pure Sine Wave Inverter, 12VDC 120VAC, PST-15S-12A | Inventory Item | 167.39 |  | 150 |  | No | Inverters | Soligent De-listing | 0
DONOTUSE-321-0074 | DONOTUSE-321-0074 |  |  | Samlex, LIMITED SUPPLY, VR Series 800W Modified Sine Wave ROW Inverter, 12VDC 220VAC 50Hz, SI-A2-VR800 | Inventory Item | 77.66 |  | 800 |  | No | Inverters | Soligent De-listing | 0
DONOTUSE-321-0097 | DONOTUSE-321-0097 |  |  | Morningstar, SureSine battery ROW Inverter, 300W, 220VAC, 50Hz, No Transfer, 12VDC, Sinewave, Off Grid, 2 Yr Warr, No Charger, internal BTS, SI-300-220V | Inventory Item | 310.8 |  | 300 |  | No | Inverters | Soligent De-listing | 0
DONOTUSE-321-0100 | DONOTUSE-321-0100 |  |  | Enphase, LIMITED SUPPLY, M190 Microinverter, 190W, 208VAC, 60Hz, 22-56VDC for 60 & 72 cell modules, H4 PV in, 70" AC cable in/out, 15 Yr Warr, M190-72-208-S12 | Inventory Item | 266.4 |  | 190 |  | No | Inverters | Soligent De-listing | 0
DONOTUSE-321-0128 | DONOTUSE-321-0128 |  |  | Enphase, LIMITED SUPPLY, D380 TwinPack Microinverter, 208/240VAC, 60Hz, 22-56VDC for 60 & 72 cell modules, H4 PV in, 14" AC cable out, 15 Yr Warr, D380-72-2LL-S12 | Inventory Item | 521.7 |  | 380 |  | No | Inverters | Soligent De-listing | 0
DONOTUSE-321-0129 | DONOTUSE-321-0129 |  |  | Enphase, D380 TwinPack Microinverter, 208/240VAC, 60Hz, 22-56VDC for 60 & 72 cell modules, TE F+M0 PV in, 14" AC cable out, 15 Yr Warr, D380-72-2LL-S13 | Inventory Item | 521.7 |  | 380 |  | No | Inverters | Soligent De-listing | 0
DONOTUSE-321-0164 | DONOTUSE-321-0164 |  |  | Enphase, M215 Microinverter, 215W, 240/208VAC, 60Hz, 16-45VDC for 60 cell modules, H4 PV in, 16" Engage Cable out, 25 Yr Warr, M215-60-2LL-S22 | Inventory Item | 261.96 |  | 215 |  | No | Inverters | Soligent De-listing | 0
DONOTUSE-321-0166 | DONOTUSE-321-0166 |  |  | Enphase, M215 Microinverter, 215W, 240/208VAC, 60Hz, 16-45VDC for 60 cell modules, TE F+M0 PV in, 16" Engage Cable out, 25 Yr Warr, M215-60-2LL-S23 | Inventory Item | 261.96 |  | 215 |  | No | Inverters | Soligent De-listing | 0
DONOTUSE-321-0168 | DONOTUSE-321-0168 |  |  | Enphase, M215 Microinverter, 215W, 240/208VAC, 60Hz, 16-45VDC for 60 cell modules, SMK PV in, 16" Engage Cable out, 25 Yr Warr, M215-60-2LL-S24 | Inventory Item | 261.96 |  | 215 |  | No | Inverters | Soligent De-listing | 0
DONOTUSE-321-0171 | DONOTUSE-321-0171 |  |  | Enphase, Ont FIT, M190 Microinverter, 190W, 240VAC, 60Hz, 22-56VDC for 60 & 72 cell modules, H4 PV in, 70" AC cable in/out, 15 Yr Warr, M190-72-240-S12-NA | Inventory Item | 292.33 |  | 190 |  | No | Inverters | Soligent De-listing | 0
DONOTUSE-330-0040 | DONOTUSE-330-0040 |  |  | Xantrex, XW6048-120/240-60, 5 Year Warranty Extension - 10 year total ~ 865-1000 | Service | 400 |  |  |  | No | Inverters | Soligent De-listing | 0
DONOTUSE-330-0041 | DONOTUSE-330-0041 |  |  | Xantrex, XW 4024-120/240-60, 5 Year Warranty Extension - 10 year total ~ 865-1010 | Service | 400 |  |  |  | No | Inverters | Soligent De-listing | 0
DONOTUSE-330-0042 | DONOTUSE-330-0042 |  |  | Xantrex, XW4548-120/240-60, 5 Year Warranty Extension - 10 year total ~ 865-1005 | Service | 400 |  |  |  | No | Inverters | Soligent De-listing | 0
DONOTUSE-370-0019 | DONOTUSE-370-0019 |  |  | Xantrex, Minimum Order Fee to orders under $1000 | Service | 50 |  |  |  | No | Inverters | Soligent De-listing | 0
DONOTUSE-370-0023 | DONOTUSE-370-0023 |  |  | Magnum, Drop Ship Fee | Service | 50 |  |  |  | No | Inverters | Soligent De-listing | 0
DONOTUSE-SUNCAP-M215-60-2LL-S22 | DONOTUSE-SUNCAP-M215-60-2LL-S22 |  |  | SunCap Lease Program, Enphase, M215 Microinverter, 215W, 240/208VAC, 60Hz, 16-45VDC for 60 cell modules, H4 PV in, 16" Engage Cable out, 25 Yr Warr, M215-60-2LL-S22, (321-0164) | Inventory Item | 0 |  | 215 |  | No | Inverters | Soligent De-listing | 0
DONOTUSE-SUNCAP-M215-60-2LL-S24 | DONOTUSE-SUNCAP-M215-60-2LL-S24 |  |  | SunCap Lease Program, Enphase, M215 Microinverter, 215W, 240/208VAC, 60Hz, 16-45VDC for 60 cell modules, SMK PV in, 16" Engage Cable out, 25 Yr Warr, M215-60-2LL-S24, (321-0168) | Inventory Item | 0 |  | 215 |  | No | Inverters | Soligent De-listing | 0
DONOTUSE-SUNCAP-SB3000US | DONOTUSE-SUNCAP-SB3000US |  |  | SunCap Lease Program, SMA, Sunny Boy 3000US 1-Ph Grid Tied Inverter, 3000W, 208/240VAC, 60Hz, DC Discon, 4x15A Fused Input, 1 MPPT, 10 Yr Warr, Neg Gnd Config, SB3000US, (310-0031) | Inventory Item | 0 |  | 3000 |  | No | Inverters | Soligent De-listing | 0
DONOTUSE-SUNCAP-SB4000US | DONOTUSE-SUNCAP-SB4000US |  |  | SunCap Lease Program, SMA, Sunny Boy 4000US 1-Ph Grid Tied Inverter, 4000W, 208/240VAC, 60Hz, DC Discon, 4x15A Fused Input, 1 MPPT, 10 Yr Warr, Neg Gnd Config, SB4000US, (310-0034) | Inventory Item | 0 |  | 4000 |  | No | Inverters | Soligent De-listing | 0
DONOTUSE-SUNCAP-SB5000US | DONOTUSE-SUNCAP-SB5000US |  |  | SunCap Lease Program, SMA, Sunny Boy 5000US 1-Ph Grid Tied Inverter, 5000W, 208/240/277VAC, 60Hz, DC Discon, 4x15A Fused Input, 1 MPPT, 10 Yr Warr, Neg Gnd Config, SB5000US, (310-0035) | Inventory Item | 0 |  | 5000 |  | No | Inverters | Soligent De-listing | 0
DONOTUSE-SUNCAP-SB6000US | DONOTUSE-SUNCAP-SB6000US |  |  | SunCap Lease Program, SMA, Sunny Boy 6000US 1-Ph Grid Tied Inverter, 6000W, 208/240/277VAC, 60Hz, DC Discon, 4x15A Fused Input, 1 MPPT, 10 Yr Warr, Neg Gnd Config, SB6000US, (310-0036) | Inventory Item | 0 |  | 6000 |  | No | Inverters | Soligent De-listing | 0
DONOTUSE-SUNCAP-SB7000US | DONOTUSE-SUNCAP-SB7000US |  |  | SunCap Lease Program, SMA, Sunny Boy 7000US 1-Ph Grid Tied Inverter, 7000W, 208/240/277VAC, 60Hz, DC Discon, 4x15A Fused Input, 1 MPPT, 10 Yr Warr, Neg Gnd Config, SB7000US, (310-0037) | Inventory Item | 0 |  | 7000 |  | No | Inverters | Soligent De-listing | 0
DONOTUSE-SUNCAP-SB8000 | DONOTUSE-SUNCAP-SB8000 |  |  | SunCap Lease Program, SMA, Sunny Boy 8000US 1-Ph Grid Tied Inverter, 8000W, 240/277VAC, 60Hz, DC Discon, 4 Fused Input, 1 MPPT, 10 Yr Warr, Neg Gnd Config, SB8000US, (310-0190) | Inventory Item | 0 |  | 8000 |  | No | Inverters | Soligent De-listing | 0
DONOTUSE330-0473 | DONOTUSE330-0473 |  |  | Fronius, DO NOT USE, WRONG COSTING METHOD VALUE,Symo Lite 10.0 480 Grid Tied Inverter, 3-Ph, 10 kW, 480VAC, 60Hz, 1000VDC, DC Discon, 6 Unfused i/p, 2 MPPT, 10 Yr Warr, Ungrounded, Wi-Fi/Ethernet, Arc-Fault Protection, 4,210,050,801 | Inventory Item | 5059 |  | 10000 |  | No | Inverters | Soligent De-listing | 0
DONOTUSE330-0474 | DONOTUSE330-0474 |  |  | Fronius, DO NOT USE, WRONG COSTING METHOD VALUE,Symo Lite 10.0 208/240 Grid Tied Inverter, 3-Ph, 10 kW, 208/240VAC, 60Hz, 600VDC, DC Discon, 6 Unfused i/p, 2 MPPT, 10 Yr Warr, Ungrounded, Wi-Fi/Ethernet, Arc-Fault Protection, 4,210,050,851 | Inventory Item | 5251 |  | 10000 |  | No | Inverters | Soligent De-listing | 0
DONOTUSE330-0475 | DONOTUSE330-0475 |  |  | Fronius, DO NOT USE, WRONG COSTING METHOD VALUE,Symo Lite 12.5 480 Grid Tied Inverter, 3-Ph, 12.5 kW, 480VAC, 60Hz, 1000VDC, DC Discon, 6 Unfused i/p, 2 MPPT, 10 Yr Warr, Ungrounded, Wi-Fi/Ethernet, Arc-Fault Protection, 4,210,051,801 | Inventory Item | 5699 |  | 12500 |  | No | Inverters | Soligent De-listing | 0
DONOTUSE330-0476 | DONOTUSE330-0476 |  |  | Fronius, DO NOT USE, WRONG COSTING METHOD VALUE,Symo Lite 12.0 208/240 Grid Tied Inverter, 3-Ph, 12 kW, 208/240VAC, 60Hz, 600VDC, DC Discon, 6 Unfused i/p, 2 MPPT, 10 Yr Warr, Ungrounded, Wi-Fi/Ethernet, Arc-Fault Protection, 4,210,051,851 | Inventory Item | 5892 |  | 1200 |  | No | Inverters | Soligent De-listing | 0
DONOTUSE330-0477 | DONOTUSE330-0477 |  |  | Fronius, DO NOT USE, WRONG COSTING METHOD VALUE,Symo Lite 15.0 480 Grid Tied Inverter, 3-Ph, 15 kW, 480VAC, 60Hz, 1000VDC, DC Discon, 6 Unfused i/p, 2 MPPT, 10 Yr Warr, Ungrounded, Wi-Fi/Ethernet, Arc-Fault Protection, 4,210,052,801 | Inventory Item | 6261 |  | 15000 |  | No | Inverters | Soligent De-listing | 0
DONOTUSE330-0478 | DONOTUSE330-0478 |  |  | Fronius, DO NOT USE, WRONG COSTING METHOD VALUE,Symo Lite 17.5 480 Grid Tied Inverter, 3-Ph, 17.5 kW, 480VAC, 60Hz, 1000VDC, DC Discon, 6 Unfused i/p, 2 MPPT, 10 Yr Warr, Ungrounded, Wi-Fi/Ethernet, Arc-Fault Protection, 4,210,053,801 | Inventory Item | 6936 |  | 17500 |  | No | Inverters | Soligent De-listing | 0
DONOTUSE330-0479 | DONOTUSE330-0479 |  |  | Fronius, DO NOT USE, WRONG COSTING METHOD VALUE,Symo Lite 20.0 480 Grid Tied Inverter, 3-Ph, 20 kW, 480VAC, 60Hz, 1000VDC, DC Discon, 6 Unfused i/p, 2 MPPT, 10 Yr Warr, Ungrounded, Wi-Fi/Ethernet, Arc-Fault Protection, 4,210,054,801 | Inventory Item | 7609 |  | 20000 |  | No | Inverters | Soligent De-listing | 0
DONOTUSE330-0480 | DONOTUSE330-0480 |  |  | Fronius, DO NOT USE, WRONG COSTING METHOD VALUE,Symo Lite 22.5 480 Grid Tied Inverter, 3-Ph, 22.5 kW, 480VAC, 60Hz, 1000VDC, DC Discon, 6 Unfused i/p, 2 MPPT, 10 Yr Warr, Ungrounded, Wi-Fi/Ethernet, Arc-Fault Protection, 4,210,055,801 | Inventory Item | 8417 |  | 22500 |  | No | Inverters | Soligent De-listing | 0
DONOTUSE330-0481 | DONOTUSE330-0481 |  |  | Fronius, DO NOT USE, WRONG COSTING METHOD VALUE,Symo Lite 24.0 480 Grid Tied Inverter, 3-Ph, 24 kW, 480VAC, 60Hz, 1000VDC, DC Discon, 6 Unfused i/p, 2 MPPT, 10 Yr Warr, Ungrounded, Wi-Fi/Ethernet, Arc-Fault Protection, 4,210,056,801 | Inventory Item | 8897 |  | 24000 |  | No | Inverters | Soligent De-listing | 0
DONOTUSE570-1122 | DONOTUSE570-1122 |  |  | Item made in error as inventory item. new non-inventory item has same item number. Fronius, Primo RGM-2, option for integrated Revenue Grade Metering, 4,062,022 | Inventory Item | 588 |  |  |  | No | Inverters | Vendor De-listing | 0
DS-341-0123 | DS-341-0123 |  |  | SimpliPhi, AccESS with Schneider XW+ 6848, Optional AGS, Auto Gen Start, SCH-865-1060-01 | Inventory Item | 390 |  |  |  | No | Inverters | Vendor De-listing | 224.14
DS-570-0244 | DS-570-0244 |  |  | SimpliPhi, AccESS with Schneider XW 6848-PRO, Gateway, SCH-2430069 | Inventory Item | 940 |  |  |  | No | Inverters | Vendor De-listing | 540.23
MK-565-0211 | MK-565-0211 |  |  | SolarEdge, Optimizer 370W, Add-On Box for one 60 or 72 cell module, 8-60V, 11A, MC4-compatible In/Out, 1000VDC, P370 | Inventory Item | 71.8 |  | 370 |  | No | Inverters | Vendor De-listing | 70.2
MK-565-0230 | MK-565-0230 |  |  | SolarEdge, Optimizer 400W, Add-On Box for one 60 or 72 cell High Power module, 8-60V, 11.75A, MC4-compatible In/Out, 45" PV wire, UL 1000VDC, P401 | Inventory Item | 75.97 |  | 400 |  | No | Inverters | Soligent De-listing | 74.28
MK-565-0230 : MK-565-0230 : MK-565-0230_S | MK-565-0230 : MK-565-0230_S |  |  | SolarEdge, Optimizer 400W, Add-On Box for one 60 or 72 cell High Power module, 8-60V, 11.75A, MC4-compatible In/Out, 45" PV wire, UL 1000VDC, P401 | Inventory Item | 75.97 |  | 400 |  | No | Inverters | Soligent De-listing | 74.28
RAYDIUS-M190-72-240-S12 | RAYDIUS-M190-72-240-S12 |  |  | Raydius Lease Program, Enphase, M190 Microinverter, 190W, 240VAC, 60Hz, 22-56VDC for 60 & 72 cell modules, H4 PV in, 70" AC cable in/out, 15 Yr Warr, (321-0102), M190-72-240-S12 | Inventory Item | 0 |  | 7000 |  | No | Inverters | Soligent De-listing | 0
RAYDIUS-PVP3000 | RAYDIUS-PVP3000 |  |  | Raydius Lease Program, PV Powered, PVP3000 1-Ph Grid Tied Inverter, 3000W, 240VAC, 60Hz, DC/AC Discon, 3 Unfused Input, 1 MPPT, 10 Yr Warr, Neg Gnd, PVP3000-SD-240, (310-0090) | Inventory Item | 0 |  | 3000 |  | No | Inverters | Soligent De-listing | 0
RAYDIUS-SB3000HFUS-30 | RAYDIUS-SB3000HFUS-30 |  |  | Raydius Lease Program, SMA, Sunny Boy 3000HFUS 1-Ph Grid Tied Inverter, 3000W, 208/240VAC, 60Hz, DC Discon, 1 Unfused Input, 1 MPPT, 10 Yr Warr, Neg Gnd Config, Bluetooth, SB3000HFUS-30, (310-0193) | Inventory Item | 0 |  | 3000 |  | No | Inverters | Soligent De-listing | 0
RAYDIUS-SB4000US | RAYDIUS-SB4000US |  |  | Raydius Lease Program, SMA, Sunny Boy 4000US 1-Ph Grid Tied Inverter, 4000W, 208/240VAC, 60Hz, DC Discon, 4x15A Fused Input, 1 MPPT, 10 Yr Warr, Neg Gnd Config, SB4000US, (310-0034) | Inventory Item | 0 |  | 4000 |  | No | Inverters | Soligent De-listing | 0
RAYDIUS-SB5000US | RAYDIUS-SB5000US |  |  | Raydius Lease Program, SMA, Sunny Boy 5000US 1-Ph Grid Tied Inverter, 5000W, 208/240/277VAC, 60Hz, DC Discon, 4x15A Fused Input, 1 MPPT, 10 Yr Warr, Neg Gnd Config, SB5000US, (310-0035) | Inventory Item | 0 |  | 5000 |  | No | Inverters | Soligent De-listing | 0
RAYDIUS-SB6000US | RAYDIUS-SB6000US |  |  | Raydius Lease Program, SMA, Sunny Boy 6000US 1-Ph Grid Tied Inverter, 6000W, 208/240/277VAC, 60Hz, DC Discon, 4x15A Fused Input, 1 MPPT, 10 Yr Warr, Neg Gnd Config, SB6000US, (310-0036) | Inventory Item | 0 |  | 6000 |  | No | Inverters | Soligent De-listing | 0
RAYDIUS-SB7000US | RAYDIUS-SB7000US |  |  | Raydius Lease Program, SMA, Sunny Boy 7000US 1-Ph Grid Tied Inverter, 7000W, 208/240/277VAC, 60Hz, DC Discon, 4x15A Fused Input, 1 MPPT, 10 Yr Warr, Neg Gnd Config, SB7000US, (310-0037) | Inventory Item | 0 |  | 7000 |  | No | Inverters | Soligent De-listing | 0
re-use item number | re-use item number |  |  | error | Inventory Item | 0 |  |  |  | No | Inverters | Soligent De-listing | 0
SUNCAP-IG PLUS 5.0-1 | SUNCAP-IG PLUS 5.0-1 |  |  | SunCap Lease Program, Fronius, IG Plus 5.0-1 UNI 1-Ph Grid Tied Inverter, 5000W, 208/240/277VAC, 60Hz, DC Discon, 6 Fused Input, 1 MPPT, 10 Yr Warr, Neg Gnd Config, 4210103800, (310-0069) | Inventory Item | 0 |  | 5000 |  | No | Inverters | Soligent De-listing | 0
SUNCAP-IG PLUS 7.5-1 | SUNCAP-IG PLUS 7.5-1 |  |  | SunCap Lease Program, Fronius, IG Plus 7.5-1 UNI 1-Ph Grid Tied Inverter, 7500W, 208/240/277VAC, 60Hz, DC Discon, 6 Fused Input, 1 MPPT, 10 Yr Warr, Neg Gnd Config, 4210105800, (310-0071) | Inventory Item | 0 |  | 7500 |  | No | Inverters | Soligent De-listing | 0
SUNCAP-M215-60-2LL-S22 | SUNCAP-M215-60-2LL-S22 |  |  | SunCap Lease Program, Enphase, M215 Microinverter, 215W, 240/208VAC, 60Hz, 16-45VDC for 60 cell modules, H4 PV in, 16" Engage Cable out, 25 Yr Warr, M215-60-2LL-S22, (321-0164) | Inventory Item | 0 |  | 215 |  | No | Inverters | Soligent De-listing | 0
SUNCAP-M215-60-2LL-S22-FG | SUNCAP-M215-60-2LL-S22-FG |  |  | SunCap Lease Program, FG Enphase, M215 Microinverter, 215W, 240/208VAC, 60Hz, 16-45VDC for 60 cell modules, H4 PV in, 16" Engage Cable out, 25 Yr Warr, M215-60-2LL-S22, (321-0164) | Inventory Item | 0 |  | 215 |  | No | Inverters | Soligent De-listing | 0
SUNCAP-M215-60-2LL-S24 | SUNCAP-M215-60-2LL-S24 |  |  | SunCap Lease Program, Enphase, M215 Microinverter, 215W, 240/208VAC, 60Hz, 16-45VDC for 60 cell modules, SMK PV in, 16" Engage Cable out, 25 Yr Warr, M215-60-2LL-S24, (321-0168) | Inventory Item | 0 |  | 215 |  | No | Inverters | Soligent De-listing | 0
SUNCAP-M215-60-2LL-S24-FG | SUNCAP-M215-60-2LL-S24-FG |  |  | SunCap Lease Program, FG Enphase, M215 Microinverter, 215W, 240/208VAC, 60Hz, 16-45VDC for 60 cell modules, SMK PV in, 16" Engage Cable out, 25 Yr Warr, M215-60-2LL-S24, (321-0168) | Inventory Item | 0 |  | 215 |  | No | Inverters | Soligent De-listing | 0
SUNCAP-PVI-6000-OUTD-US | SUNCAP-PVI-6000-OUTD-US |  |  | SunCap Lease Program, Power One, PVI-6000 1-Ph Grid Tied Inverter, 6000W, 208/240/277VAC, 60Hz, DC Discon, 4 Unfused Input, 2 MPPT, 10 Yr Warr, Ungrounded, RS485, PVI-6000-OUTD-US, (310-0010) | Inventory Item | 0 |  | 6000 |  | No | Inverters | Soligent De-listing | 0
SUNCAP-SB3000US | SUNCAP-SB3000US |  |  | SunCap Lease Program, SMA, Sunny Boy 3000US 1-Ph Grid Tied Inverter, 3000W, 208/240VAC, 60Hz, DC Discon, 4x15A Fused Input, 1 MPPT, 10 Yr Warr, Neg Gnd Config, SB3000US, (310-0031) | Inventory Item | 0 |  | 3000 |  | No | Inverters | Soligent De-listing | 0
SUNCAP-SB4000US | SUNCAP-SB4000US |  |  | SunCap Lease Program, SMA, Sunny Boy 4000US 1-Ph Grid Tied Inverter, 4000W, 208/240VAC, 60Hz, DC Discon, 4x15A Fused Input, 1 MPPT, 10 Yr Warr, Neg Gnd Config, SB4000US, (310-0034) | Inventory Item | 0 |  | 4000 |  | No | Inverters | Soligent De-listing | 0
SUNCAP-SB5000US | SUNCAP-SB5000US |  |  | SunCap Lease Program, SMA, Sunny Boy 5000US 1-Ph Grid Tied Inverter, 5000W, 208/240/277VAC, 60Hz, DC Discon, 4x15A Fused Input, 1 MPPT, 10 Yr Warr, Neg Gnd Config, SB5000US, (310-0035) | Inventory Item | 0 |  | 5000 |  | No | Inverters | Soligent De-listing | 0
SUNCAP-SB6000US | SUNCAP-SB6000US |  |  | SunCap Lease Program, SMA, Sunny Boy 6000US 1-Ph Grid Tied Inverter, 6000W, 208/240/277VAC, 60Hz, DC Discon, 4x15A Fused Input, 1 MPPT, 10 Yr Warr, Neg Gnd Config, SB6000US, (310-0036) | Inventory Item | 0 |  | 6000 |  | No | Inverters | Soligent De-listing | 0
SUNCAP-SB7000US | SUNCAP-SB7000US |  |  | SunCap Lease Program, SMA, Sunny Boy 7000US 1-Ph Grid Tied Inverter, 7000W, 208/240/277VAC, 60Hz, DC Discon, 4x15A Fused Input, 1 MPPT, 10 Yr Warr, Neg Gnd Config, SB7000US, (310-0037) | Inventory Item | 0 |  | 7000 |  | No | Inverters | Soligent De-listing | 0
SUNCAP-SB8000 | SUNCAP-SB8000 |  |  | SunCap Lease Program, SMA, Sunny Boy 8000US 1-Ph Grid Tied Inverter, 8000W, 240/277VAC, 60Hz, DC Discon, 4 Fused Input, 1 MPPT, 10 Yr Warr, Neg Gnd Config, SB8000US, (310-0190) | Inventory Item | 0 |  | 8000 |  | No | Inverters | Soligent De-listing | 0
211-7001 | 211-7001 |  |  | QuickMount, Structural Screw, #14 SS Self Drilling with EPDM Washer, Qty.1, HW-RD-1430-01-M1 | Inventory Item | 0.68 |  |  |  | No | Racking | Shippable | 0.68 | 196752
260-0877 | 260-0877 |  |  | UniRac, NXT HORIZON 30-40mm Mid/End Combo Clamp – Dark, CCLAMPD1 | Inventory Item | 4.2 |  |  |  | No | Racking | Shippable | 3.96 | 117797
260-0102 | 260-0102 |  |  | IronRidge, Universal Bonding Module Clamp, Black, Qty. 1, UFO-CL-01-B1 | Inventory Item | 3.18 |  |  |  | No | Racking | Shippable | 2.73 | 103411
260-0286 | 260-0286 |  |  | UniRac, Universal Aesthetic Fastener (Universal-AF) Mid Clamp, 30-46mm, Preassembled Integrated Bonding, Dark Finish, Qty. 1, 302045D | Inventory Item | 2.85 |  |  |  | No | Racking | Shippable | 2.69 | 96196
270-1033 | 270-1033 |  |  | IronRidge, FlashVue Flashing with GripCap, 8" x 12", includes: 5/16" x 4.25" SS Lag Bolt with EPDM Washer, Black Finish, Qty. 1, FV-01-B1 | Inventory Item | 9.77 |  |  |  | No | Racking | Shippable | 8.38 | 94772
590-0116 | 590-0116 |  |  | IronRidge, Bonding Attachment hardware for FF2 and L-feet, T-Bolt, UFO series, Qty. 1, BHW-TB-02-A1 | Inventory Item | 1.97 |  |  |  | No | Racking | Shippable | 1.69 | 94077
210-1125 | 210-1125 |  |  | Unirac, STRONGHOLD attachment Base with Butyl, Mill, SBUTYLM1 | Inventory Item | 7.5 |  |  |  | No | Racking | Shippable | 7.4 | 74679
590-0117 | 590-0117 |  |  | IronRidge, Grounding Lug, Low Profile, with 1/4" T-Bolt and nut, UFO series, Qty. 1, XR-LUG-03-A1 | Inventory Item | 5.77 |  |  |  | No | Racking | Shippable | 4.95 | 69980
211-7002 | 211-7002 |  |  | QuickMount, Halo Ultra Grip, Mill Finish, QM-HUG-01-M1 | Inventory Item | 6.32 |  |  |  | No | Racking | Shippable | 6.24 | 62721
270-0877 | 270-0877 |  |  | QuickBolt, All Tile Roof Hook, Side Mount Rails, for flat and Spanish tile, 6mm thickness, 8mm adjustable height, 140 mm wide base, 9mm x 18 mm mounting screw slots, 10mm x 46mm rail attachment slot, includes (2) 1/4 x 3" SS screws, Qty. 1, 17589(1) | Inventory Item | 5.86 |  |  |  | No | Racking | Shippable | 5.51 | 58948
270-0152 | 270-0152 |  |  | IronRidge, Mounting Kit for Microinverters & Optimizers, includes One Bonding 1/4" x 3/4" SS T-Bolt and Hardware, UFO series, Qty. 1, BHW-MI-01-A1 | Inventory Item | 1.3 |  |  |  | No | Racking | Shippable | 1.12 | 55534
260-0288 | 260-0288 |  |  | UniRac, Universal Aesthetic Fastener (Universal-AF) End Clamp, 30-46mm, Preassembled Integrated Bonding, Dark Finish, Qty. 1, 302050D | Inventory Item | 3.27 |  |  |  | No | Racking | Shippable | 3.09 | 52676
270-0873 | 270-0873 |  |  | UniRac, SolarMount Integrated Bonding, Micro Mount, T-Bolt, 1/4"X 3/4", Clear SS, neoprene washer not needed, Qty. 1, 008013S | Inventory Item | 1 |  |  |  | No | Racking | Shippable | 0.92 | 46959
270-1027 | 270-1027 |  |  | UniRac, MicroRail, MLPE Mounting Assembly, for micro inverters or optimizers, Qty. 1, 008114M | Inventory Item | 2.14 |  |  |  | No | Racking | Shippable | 2.12 | 38643
260-0114 | 260-0114 |  |  | IronRidge, Stopper Sleeve, 40mm, Black, Qty. 1, UFO-STP-40MM-B1 | Inventory Item | 0.73 |  |  |  | No | Racking | Shippable | 0.56 | 36211
270-1035 | 270-1035 |  |  | UniRac, Solar Mount Integrated Bonding, T-Bolt & Nut, 3/8" X 1", Clear SS, Qty. 1, 009021S | Inventory Item | 1.04 |  |  |  | No | Racking | Shippable | 0.96 | 35411
270-1118 | 270-1118 |  |  | IronRidge, Flashing, Flashfoot2 with Cap-foot, 8in x 12in, includes: 5/16in x 4.75in SS Lag Bolt with EPDM Washer, Mill, UFO series, Qty. 1, FF2-02-M2 | Inventory Item | 11.39 |  |  |  | No | Racking | Shippable | 10.75 | 34837
270-1054 | 270-1054 |  |  | UniRac, NXT HORIZON MLPE & LUG CLAMP, LUGMLPE1 | Inventory Item | 2.86 |  |  |  | No | Racking | Shippable | 2.7 | 34594
270-1046 | 270-1046 |  |  | QuickMount, L-Mount, 9 X 12” Flashing with Open Slot L-Foot, 5/16 X 4” Lag and EPDM Washer, Black Finish, Qty. 1, QMLM-01-B1 | Inventory Item | 7.46 |  |  |  | No | Racking | Shippable | 7.41 | 34225
210-1026 | 210-1026 |  |  | IronRidge, XR10, Rail 168" (14') Black, Qty. 1, XR-10-168B | Inventory Item | 34.99 |  |  |  | No | Racking | Shippable | 32.14 | 33826
260-0878 | 260-0878 |  |  | UniRac, NXT HORIZON RL & CLMP CAP KIT, ENDCAPD1 | Inventory Item | 0.88 |  |  |  | No | Racking | Shippable | 0.83 | 32302
260-0897 | 260-0897 |  |  | SnapNrack, Ultra Rail Mid Clamp, Black, 242-02071 | Inventory Item | 2.35 |  |  |  | No | Racking | Shippable | 2.32 | 31735
260-0887 | 260-0887 |  |  | SnapNrack, Universal End Clamp, 242-02215 | Inventory Item | 3.5 |  |  |  | No | Racking | Shippable | 3.45 | 28814
211-0494 | 211-0494 |  |  | UniRac, SolarMount Splice-Bar, Integrated Bonding, Mill, Qty. 1, 303019M | Inventory Item | 4.51 |  |  |  | No | Racking | Shippable | 4.24 | 27567
550-0288 | 550-0288 |  |  | IronRidge, BX 12” UV Cable Tie, 1 Each, BX-CT-UV-P1 | Inventory Item | 0.15 |  |  |  | No | Racking | Shippable | 0.14 | 27548
260-0110 | 260-0110 |  |  | IronRidge, Stopper Sleeve, 35mm, Black, Qty. 1, UFO-STP-35MM-B1 | Inventory Item | 0.73 |  |  |  | No | Racking | Shippable | 0.56 | 27178
270-1109 | 270-1109 |  |  | SnapNrack, MLPE Rail Attachment Kit, 242-92093 | Inventory Item | 1.49 |  |  |  | No | Racking | Shippable | 1.47 | 26211
550-9078 | 550-9078 |  |  | SnapNrack, Snap-in Wire Retention Clip, 232-01106 | Inventory Item | 0.56 |  |  |  | No | Racking | Shippable | 0.55 | 25842
211-0512 | 211-0512 |  |  | UniRac, NXT HORIZON RAIL SPLICE, RLSPLCM1 | Inventory Item | 5.9 |  |  |  | No | Racking | Shippable | 5.83 | 24939
260-0588 | 260-0588 |  |  | S-5!, ProteaBracket, Aluminum, for Metal Trapezoidal Rib, includes L-Flange, Bolt and 4 x Self-Tap SS screws, ProteaBracket-AL | Inventory Item | 10.29 |  |  |  | No | Racking | Shippable | 10.16 | 24775
260-0879 | 260-0879 |  |  | UniRac, NXT HORIZON STRONGHOLD RAIL CLAMP MILL, SHCLMPM1 | Inventory Item | 3.39 |  |  |  | No | Racking | Shippable | 3.2 | 24021
212-0009 | 212-0009 |  |  | UniRac, Tile Roof Hook, Universal Side Mount, with 2 #14 X 3.5” Screws, 004CT5H | Inventory Item | 9.05 |  |  |  | No | Racking | Shippable | 8.93 | 23108
210-1066 | 210-1066 |  |  | IronRidge, XR10, Rail 168" (14') Mill, Qty. 1, XR-10-168M | Inventory Item | 30.86 |  |  |  | No | Racking | Shippable | 28.15 | 23036
260-0281 | 260-0281 |  |  | IronRidge, Universal Bonding Hidden End Clamp, Mill, Qty. 1, CAMO-01-M1 | Inventory Item | 5.19 |  |  |  | No | Racking | Shippable | 4.9 | 21283
211-0530 | 211-0530 |  |  | K2, Splice Foot Mounting Screw, M5 X 60, 4000115 | Inventory Item | 0.98 |  |  |  | No | Racking | Shippable | 0.78 | 19480
270-1045 | 270-1045 |  |  | QuickMount, L-Mount, 9 X 12” Flashing with Open Slot L-Foot, 5/16 X 4” Lag and EPDM Washer, Mill Finish, Qty. 1, QM-LM-01-M1 | Inventory Item | 6.71 |  |  |  | No | Racking | Shippable | 6.66 | 18964
211-0514 | 211-0514 |  |  | SunModo, NanoMount, SS Lag Bolt, for Rafter Mount, Black, Qty. 1, K50049-BK1 | Inventory Item | 1.55 |  |  |  | No | Racking | Shippable | 1.46 | 18322
270-0189 | 270-0189 |  |  | S-5!, Protea-Bracket Mounting Screws, (use 4 per Bracket), Qty.1, MAC Needle Point Screws | Inventory Item | 0.48 |  |  |  | No | Racking | Shippable | 0.37 | 17835
211-0497 | 211-0497 |  |  | IronRidge, BOSS (Bonded Structural Splice) XR10, Tool-Less Bonding Splice, Mill, Qty. 1, XR10-BOSS-01-M1 | Inventory Item | 6.14 |  |  |  | No | Racking | Shippable | 5.25 | 16834
211-0513 | 211-0513 |  |  | SunModo, NanoMount, Deck or Rafter, Comp or Single-Ply Roofs, Black, K50058-BK1 | Inventory Item | 6.46 |  |  |  | No | Racking | Shippable | 6.1 | 16565
210-1089 | 210-1089 |  |  | UniRac, NXT HORIZON RAIL - 168" MILL, 168RLM1 | Inventory Item | 23.55 |  |  |  | No | Racking | Shippable | 21.63 | 14807
260-0771 | 260-0771 |  |  | UniRac, SolarMount End Clamp, K, Preassembled, 39MM - 41MM, 2.25" Bolt, Dark, Qty. 1, 302026D | Inventory Item | 2.46 |  |  |  | No | Racking | Shippable | 2.33 | 14791
260-0101 | 260-0101 |  |  | IronRidge, Universal Bonding Module Clamp, Clear, Qty. 1, UFO-CL-01-A1 | Inventory Item | 2.94 |  |  |  | No | Racking | Shippable | 2.52 | 14504
260-0777 | 260-0777 |  |  | UniRac, SolarMount Mid Clamp, D-K, 38mm-41mm, Preassembled Integrated Bonding, Dark SS, Qty. 1, 302029D | Inventory Item | 3.07 |  |  |  | No | Racking | Shippable | 2.9 | 13937
260-1138 | 260-1138 |  |  | Unirac, Extra Butyl PAD-Sheet, Kit, XTRABUTL-SH | Inventory Item | 1.48 |  |  |  | No | Racking | Shippable | 1.29 | 12896
210-1004 | 210-1004 |  |  | IronRidge, XR100, Rail 168" (14') Black, Qty. 1, XR-100-168B | Inventory Item | 47.84 |  |  |  | No | Racking | Shippable | 43.94 | 12722
260-0776 | 260-0776 |  |  | UniRac, SolarMount Mid Clamp, D-K, 38mm-41mm, Preassembled Integrated Bonding, Clear SS, Qty. 1, 302029C | Inventory Item | 2.75 |  |  |  | No | Racking | Shippable | 2.6 | 11684
270-1052 | 270-1052 |  |  | UniRac, U-LA Rail Mounting Bracket, 2", Aluminum, Qty. 1, 403216M | Inventory Item | 8.59 |  |  |  | No | Racking | Shippable | 8.08 | 11683
270-1108 | 270-1108 |  |  | SnapNrack, Comp Flashing, 9" X 12", Black Galvalume,(requires Umbrella Lag), 232-01377 | Inventory Item | 2.63 |  |  |  | No | Racking | Shippable | 2.6 | 11298
210-1074 | 210-1074 |  |  | UniRac, Flash-Kit-Pro, 8 X 12” Flashing, Slotted L-Foot, Lag Bolt, & Rail Mounting Hardware, Mill Finish, 1 ea, 004055M | Inventory Item | 8.57 |  |  |  | No | Racking | Shippable | 8.08 | 11257
260-0173 | 260-0173 |  |  | IronRidge, BX Top Clamp, Mill Finish 40mm, BX-TCL-40MM-M1 | Inventory Item | 1.27 |  |  |  | No | Racking | Shippable | 1.09 | 11050
211-0095 | 211-0095 |  |  | IronRidge, Slotted L-Foot, hardware not included, Mill, UFO series, Qty. 1, LFT-03-M1 | Inventory Item | 2.34 |  |  |  | No | Racking | Shippable | 2 | 10976
550-0350 | 550-0350 |  |  | UniRac, Two-Wire Clip for PV, Wire Management Clip, SS, Qty. 1, 008004S | Inventory Item | 0.37 |  |  |  | No | Racking | Shippable | 0.35 | 10862
270-1061 | 270-1061 |  |  | SunModo, Top Tile Mount, Deck Attachment, 5” Stand-Off, K10461-105 | Inventory Item | 26.25 |  |  |  | No | Racking | Shippable | 24.78 | 10600
260-0814 | 260-0814 |  |  | ProSolar, Mid Clamp, 1.175 – 1.3" (29.9mm to 32mm), Includes (1) Channel Nut with grounding buss bar, lock washer and hardware, Clear, Qty. 1, C200IMC-1-G | Inventory Item | 2.68 |  |  |  | No | Racking | Shippable | 2.53 | 10392
211-0481 | 211-0481 |  |  | IronRidge, Fixed Tilt Leg, Kit, 10", Mill, Qty. 1, TM-FTL-010 | Inventory Item | 19.69 |  |  |  | No | Racking | Shippable | 18.51 | 10134
270-0879 | 270-0879 |  |  | EcoFasten, L Bracket, 3" tall, for corrugated metal roof, includes 3/8-16 x 1-1/4" bolt & flange nut, Black Finish, Qty. 1, L-102-3-BLK | Inventory Item | 3.31 |  |  |  | No | Racking | Shippable | 3.05 | 10020
250-1382 | 250-1382 |  |  | UniRac, RoofMount, RM5 & RMDT, Clip U-NUT, SS 18-8, Qty. 1, 310860 | Inventory Item | 0.48 |  |  |  | No | Racking | Shippable | 0.44 | 10004
550-9061 | 550-9061 |  |  | UniRac, NXT HORIZON NS WIRE MGMT CLIP, WRMCNSD1 | Inventory Item | 3.32 |  |  |  | No | Racking | Shippable | 3.28 | 9542
210-1090 | 210-1090 |  |  | UniRac, NXT HORIZON RAIL - 168" DARK, 168RLD1 | Inventory Item | 24.88 |  |  |  | No | Racking | Shippable | 23.39 | 9503
590-0115 | 590-0115 |  |  | IronRidge, Bonding Attachment hardware for FF2 and L-feet, Square Bolt, UFO series, Qty. 1, BHW-SQ-02-A1 | Inventory Item | 2.4 |  |  |  | No | Racking | Shippable | 1.83 | 9478
250-1379 | 250-1379 |  |  | UniRac, RoofMount, RM5 & RMDT, Endclamp, 46-50mm, Qty. 1, 310822 | Inventory Item | 3.08 |  |  |  | No | Racking | Shippable | 2.91 | 9300
260-1136 | 260-1136 |  |  | K2, Mid Clamp, 30-47mm, Dark Finish, 4000602-H | Inventory Item | 3.67 |  |  |  | No | Racking | Shippable | 3.18 | 9208
270-0026 | 270-0026 |  |  | UniRac, U-LA Slider, 2", Aluminum, Qty. 1, 403215C | Inventory Item | 10.51 |  |  |  | No | Racking | Shippable | 10.38 | 8905
260-0113 | 260-0113 |  |  | IronRidge, Stopper Sleeve, 40mm, Clear, Qty. 1, UFO-STP-40MM-M1 | Inventory Item | 0.71 |  |  |  | No | Racking | Shippable | 0.54 | 8726
210-1100 | 210-1100 |  |  | UniRac, FlashLoc Duo Comp Kit, Deck or Rafter Mount with 2 Rafter Screws, Sealant and Rail T-Bolt, Dark Finish, Qty. 1 Pack of 20, 004275D | Inventory Item | 172.02 |  |  |  | No | Racking | Shippable | 192.5 | 8663
270-1037 | 270-1037 |  |  | EcoFasten, GreenFasten1, Flashing, 8" x 12", Galvalume base for single bracket, Matte Black, includes one 5/16" ID bonded washer, Qty. 1, GF1-GAL-BLK-0812 | Inventory Item | 2.85 |  |  |  | No | Racking | Shippable | 2.69 | 8357
211-0473 | 211-0473 |  |  | UniRac, SolarMount L-Foot Serrated, Integrated Bonding, withT-Bolt, Clear, Qty. 1,304001C | Inventory Item | 2.78 |  |  |  | No | Racking | Shippable | 2.75 | 7920
210-1109 | 210-1109 |  |  | SnapNrack, UR-40 Rail, 172", Mill, 232-02536 | Inventory Item | 28.23 |  |  |  | No | Racking | Shippable | 27.87 | 7891
260-0880 | 260-0880 |  |  | UniRac, NXT HORIZON STRONGHOLD RAIL CLAMP DRK, SHCLMPD1 | Inventory Item | 3.51 |  |  |  | No | Racking | Shippable | 3.31 | 7540
260-0104 | 260-0104 |  |  | IronRidge, Stopper Sleeve, 30mm, Black, Qty. 1, UFO-STP-30MM-B1 | Inventory Item | 0.48 |  |  |  | No | Racking | Shippable | 0.45 | 6888
250-1371 | 250-1371 |  |  | UniRac, RoofMount, Hex Bolt, RM-10, Bulk Packaging, Qty. 1, 310749, 310751 | Inventory Item | 1.02 |  |  |  | No | Racking | Shippable | 0.94 | 6515
211-0529 | 211-0529 |  |  | K2, Splice Foot for XL, with Hardware, Mill Finish, 4000162 | Inventory Item | 8.87 |  |  |  | No | Racking | Shippable | 8.45 | 6479
210-1114 | 210-1114 |  |  | SnapNrack, UR-60 Rail, 172", Silver, 232-02540 | Inventory Item | 36.96 |  |  |  | No | Racking | Soligent De-listing | 34.74 | 6320
270-1110 | 270-1110 |  |  | SnapNrack, Umbrella Lag, 4”, 242-92266 | Inventory Item | 0.86 |  |  |  | No | Racking | Shippable | 0.85 | 5867
250-1370 | 250-1370 |  |  | UniRac, RoofMount, Module Clip, RM-10, Bulk Packaging, Qty. 1, 310749, 310750 | Inventory Item | 1.7 |  |  |  | No | Racking | Shippable | 1.56 | 5554
270-0068 | 270-0068 |  |  | UniRac, E-Boss Rail Tray, Rail Attached Wire Management Tray~39”, 00802RT | Inventory Item | 3.16 |  |  |  | No | Racking | Shippable | 2.71 | 5525
210-1073 | 210-1073 |  |  | UniRac, Flash-Kit-Pro, 8 X 12” Flashing, Slotted L-Foot, Lag Bolt, & Rail Mounting Hardware, Dark Finish, Qty. 1, 004055D | Inventory Item | 9.75 |  |  |  | No | Racking | Shippable | 9.21 | 5442
211-0520 | 211-0520 |  |  | IronRidge, End Cap XR10, Qty 1 one bag of 10 Sets, XR-10-CAP | Inventory Item | 10.54 |  |  |  | No | Racking | Shippable | 9.71 | 5405
250-1377 | 250-1377 |  |  | UniRac, RoofMount, RM5 & RMDT, Endclamp, 30-40mm, Qty. 1, 310820 | Inventory Item | 3.08 |  |  |  | No | Racking | Shippable | 2.83 | 5368
210-1009 | 210-1009 |  |  | IronRidge, XR1000, Rail 204" (17') Clear, Qty. 1, XR-1000-204A | Inventory Item | 85.18 |  |  |  | No | Racking | Shippable | 78.21 | 5334
210-0550 | 210-0550 |  |  | SnapNrack, UR-40 Rail Splice, Silver, 242-01213 | Inventory Item | 4.62 |  |  |  | No | Racking | Shippable | 4.56 | 5274
550-0888 | 550-0888 |  |  | SnapNrack, Universal Wire Clamp for Rail, 242-02150 | Inventory Item | 2.18 |  |  |  | No | Racking | Shippable | 2.16 | 5141
270-1117 | 270-1117 |  |  | IronRidge, Flashing, Flashfoot2 with Cap-foot, 8in x 12in, includes: 5/16in x 4.75in SS Lag Bolt with EPDM Washer, Black, UFO series, Qty. 1, FF2-02-B2 | Inventory Item | 12.33 |  |  |  | No | Racking | Shippable | 11.32 | 5027
260-0015 | 260-0015 |  |  | UniRac, SolarMount Pro-Series, Universal Mid Clamp, 30-51mm, Preassembled Integrated Bonding, Dark, Qty. 1, 302030D | Inventory Item | 2.66 |  |  |  | No | Racking | Shippable | 2.51 | 4989
210-1112 | 210-1112 |  |  | UniRac, NXT HORIZON STRONGHOLD Attachment Base and Open Slot L-Foot Kit (20 L feet, 2 sealant)for Comp Roof, Mill, SHCPKTM1 | Inventory Item | 116.02 |  |  |  | No | Racking | Shippable | 109.06 | 4955
211-0528 | 211-0528 |  |  | SunModo, SMR100 Rail End Cap, Black, A20440-BK1 | Inventory Item | 0.49 |  |  |  | No | Racking | Shippable | 0.49 | 4917
211-0096 | 211-0096 |  |  | IronRidge, Slotted L-Foot, hardware not included, Black, UFO series, Qty. 1, LFT-03-B1 | Inventory Item | 2.56 |  |  |  | No | Racking | Shippable | 2.19 | 4774
270-0841 | 270-0841 |  |  | UniRac, SolarMount Integrated Bonding, T-Bolt & Nut, 3/8" X 3/4", Clear SS, Qty. 1, 009020S | Inventory Item | 0.88 |  |  |  | No | Racking | Shippable | 0.81 | 4618
211-0498 | 211-0498 |  |  | IronRidge, BOSS (Bonded Structural Splice) XR100, Tool-Less Bonding Splice, Mill, Qty. 1, XR100-BOSS-01-M1 | Inventory Item | 7.04 |  |  |  | No | Racking | Shippable | 6.03 | 4589
260-1134 | 260-1134 |  |  | SunModo, SMR Pop-On End Clamp, Black, K10418-BK3 | Inventory Item | 2.03 |  |  |  | No | Racking | Shippable | 2 | 4530
260-0864 | 260-0864 |  |  | S-5!, Clamp, Size U, Mini, Universal Clamp, S-5-U mini | Inventory Item | 4.58 |  |  |  | No | Racking | Shippable | 4.52 | 4459
260-0841 | 260-0841 |  |  | S-5!, Clamp, Size N 1.5, fits 1.5" nail strip metal roof profiles including triangle type profiles, includes 2 set screws, S-5-N 1.5 | Inventory Item | 5.97 |  |  |  | No | Racking | Shippable | 5.64 | 4440
590-0131 | 590-0131 |  |  | SnapNrack, Ground Lug R, 6-12 AWG, 242-02101 | Inventory Item | 3.04 |  |  |  | No | Racking | Shippable | 3 | 4428
210-1030 | 210-1030 |  |  | UniRac, SolarMount Light Rail, 168", Mill Finish, Qty. 1, 315168M | Inventory Item | 31.23 |  |  |  | No | Racking | Shippable | 28.69 | 4416
250-1386 | 250-1386 |  |  | UniRac, RoofMount, RMDT, Valley Bay, 8 Degree Dual Directional Tilt, Qty. 1, 310802 | Inventory Item | 33.66 |  |  |  | No | Racking | Shippable | 31 | 4362
260-0770 | 260-0770 |  |  | UniRac, SolarMount End Clamp, K, Preassembled, 39MM - 41MM, 2.25" Bolt, Clear, Qty. 1 ,302026C | Inventory Item | 2.34 |  |  |  | No | Racking | Shippable | 2.21 | 4187
260-0818 | 260-0818 |  |  | ProSolar, Mid Clamp, 2.50" (42.0mm to 46.4mm), Includes (1) Channel Nut with grounding buss bar, lock washer and hardware, Clear, Qty. 1, C250IMC-1-G | Inventory Item | 2.77 |  |  |  | No | Racking | Shippable | 2.61 | 3960
260-0061 | 260-0061 |  |  | UniRac, SolarMount End Clamp, F, 45-47mm, Clear, Qty. 1, 302006C | Inventory Item | 0.87 |  |  |  | No | Racking | Vendor De-listing | 0.82 | 3877
260-0194 | 260-0194 |  |  | UniRac, SolarMount Bottom Mount Clamp, Clear, Qty. 1, 302000C | Inventory Item | 0.68 |  |  |  | No | Racking | Shippable | 0.64 | 3858
210-0553 | 210-0553 |  |  | SnapNrack, Ultra Rail Umbrella L Foot, Black, 242-01220 | Inventory Item | 4.1 |  |  |  | No | Racking | Shippable | 3.87 | 3812
260-0009 | 260-0009 |  |  | K2, Flex Foot, Mill Finish, with EverSeal, 4000718 | Inventory Item | 6.36 |  |  |  | No | Racking | Shippable | 5.53 | 3800
210-0526 | 210-0526 |  |  | SnapNrack, UR SpeedSeal Foot, Black, 242-02167 | Inventory Item | 6.12 |  |  |  | No | Racking | Shippable | 5.78 | 3681
260-1133 | 260-1133 |  |  | SunModo, SMR Pop-On Mid Clamp, Black, K10417-BK3 | Inventory Item | 2.54 |  |  |  | No | Racking | Shippable | 2.51 | 3614
550-9110 | 550-9110 |  |  | K2, Top Channel Wire Clip, Black Polyamide, 4000069 | Inventory Item | 0.46 |  |  |  | No | Racking | Shippable | 0.37 | 3599
270-0047 | 270-0047 |  |  | IronRidge, FX, Rail-Less Flashing, without Hanger-Bolt, Qty 1, FX-FLASH-B | Inventory Item | 4.45 |  |  |  | No | Racking | Shippable | 4.2 | 3573
210-1099 | 210-1099 |  |  | UniRac, FlashLoc Duo Comp Kit, Deck or Rafter Mount with 2 Rafter Screws, Sealant and Rail T-Bolt, Mill Finish, Qty. 1 Pack of 20, 004275M | Inventory Item | 152.13 |  |  |  | No | Racking | Shippable | 150.53 | 3508
260-0386 | 260-0386 |  |  | S-5!, Clamp, Size S, for snap-together roofs with horizontal seams under .540 in, S-5-S | Inventory Item | 5.88 |  |  |  | No | Racking | Shippable | 5.55 | 3467
210-0949 | 210-0949 |  |  | QuickMount, Flashing, Universal Tile Mounts, 18" x 18", Mill Finish, QBASE, Qty. 1, QMUTM-A-12 | Inventory Item | 30.46 |  |  |  | No | Racking | Shippable | 28.75 | 3406
270-0120 | 270-0120 |  |  | UniRac, Break Away Nut, 1/4", Clear, Qty. 1, 030003C | Inventory Item | 0.53 |  |  |  | No | Racking | Vendor De-listing | 0.48 | 3376
260-0851 | 260-0851 |  |  | S-5!, Clamp, Size N, fits 1" nail strip metal roof profiles including triangle type profiles, S-5-N (New) | Inventory Item | 5.68 |  |  |  | No | Racking | Shippable | 5.36 | 3325
211-7004 | 211-7004 |  |  | K2, 5/16 X 3” SS Lag Bolt with EPDM Sealing Washer, 4000170 | Inventory Item | 0.98 |  |  |  | No | Racking | Shippable | 0.86 | 3304
250-1054 | 250-1054 |  |  | IronRidge, BX MLPE Mounting Hardware, BX-CMA-MI-M1 | Inventory Item | 1.39 |  |  |  | No | Racking | Shippable | 1.19 | 3206
550-0382 | 550-0382 |  |  | IronRidge, Wire Clip, for XRS & XRL, for (10) 5mm panel wires, or (1) MC4, (1) Enphase wire and (1) dual Enphase wire, PVC plastic, Qty. 1 bag of 20 pieces, 29-4000-077 | Inventory Item | 9.85 |  |  |  | No | Racking |  | 9.3 | 3160
260-0899 | 260-0899 |  |  | UniRac, Solar-Mount Pro-Series, Universal End Clamp, with Rail End Cap, Preassembled, Qty. 1 Pack of 4, 302035M | Inventory Item | 11.94 |  |  |  | No | Racking | Shippable | 11.27 | 3157.5
250-1385 | 250-1385 |  |  | UniRac, RoofMount, RMDT, Ridge Bay, 8 Degree Dual Directional Tilt, Qty. 1, 310801 | Inventory Item | 37.82 |  |  |  | No | Racking | Shippable | 34.82 | 3138
250-1372 | 250-1372 |  |  | UniRac, RoofMount, Roof Pad, Qty. 1, 310760 | Inventory Item | 2.18 |  |  |  | No | Racking | Shippable | 2.01 | 3136
270-0067 | 270-0067 |  |  | UniRac, E-Boss J-Box Mount, for Rail or L-Foot Attachment, 00802JB | Inventory Item | 5.31 |  |  |  | No | Racking | Shippable | 4.55 | 3123
270-0126 | 270-0126 |  |  | UniRac, SunFrame Cap Strip Screws, 1", use with F & G, Clear, Qty. 1, 209001C | Inventory Item | 0.3 |  |  |  | No | Racking | Soligent De-listing | 0.27 | 3092
550-0349 | 550-0349 |  |  | UniRac, One-Wire Clip, Wire Management Clip, SS, Qty. 1, 008003S | Inventory Item | 0.29 |  |  |  | No | Racking | Shippable | 0.27 | 3090
210-0999 | 210-0999 |  |  | IronRidge, XR10, Rail 168" (14') Clear, Qty. 1, XR-10-168A | Inventory Item | 31.85 |  |  |  | No | Racking | Shippable | 29.24 | 3074
210-0551 | 210-0551 |  |  | SnapNrack, UR-40 Rail Splice, Black, 242-01214 | Inventory Item | 4.9 |  |  |  | No | Racking | Shippable | 4.84 | 3062
270-9089 | 270-9089 |  |  | K2, 44X CrossRail End Cap, Black Polyamide, 4000176 | Inventory Item | 0.82 |  |  |  | No | Racking | Shippable | 0.71 | 3000
270-0175 | 270-0175 |  |  | QuickBolt, 90° Flat Tile Roof Hook, Side Mount Rails, 5mm thickness, 38mm Height, 10mm x 38mm rail attachment slot, includes (2) 5/16 x 3" SS screws, Qty. 1, 17608 | Inventory Item | 6.56 |  |  |  | No | Racking | Shippable | 5.62 | 2960
270-0025 | 270-0025 |  |  | UniRac, U-LA Rear Cap, 2", Aluminum, Qty. 1, 403214C | Inventory Item | 22.06 |  |  |  | No | Racking | Shippable | 21.79 | 2931
270-9085 | 270-9085 |  |  | K2, Micro, MLPE, Accessory Mount, 4000629-H | Inventory Item | 1.35 |  |  |  | No | Racking | Shippable | 1.17 | 2909
270-0142 | 270-0142 |  |  | UniRac, Lag Bolt, 5/16 x 4", Qty. 1, 030027C | Inventory Item | 0.88 |  |  |  | No | Racking | Shippable | 0.87 | 2897
250-1052 | 250-1052 |  |  | IronRidge, BX 10° Chassis, BX-10D-P1 | Inventory Item | 40.25 |  |  |  | No | Racking | Shippable | 37.06 | 2809
260-0410 | 260-0410 |  |  | EJOT, Stainless Steel Hanger Bolt for wood, 8mm dia x 80mm long Lag, 10mm dia x 50mm Stud, JA3-SB-8.0x80/50-FZD, Qty. 1, 6660108006 | Inventory Item | 3.97 |  |  |  | No | Racking | Shippable | 3.66 | 2793
260-0780 | 260-0780 |  |  | S-5!, VersaGard, L-Foot for face-fastened roof system or for snow retention to support one- or two-pipe system, with Butyl, hardware not included, VersaGard | Inventory Item | 4.49 |  |  |  | No | Racking | Shippable | 4.13 | 2766
211-0475 | 211-0475 |  |  | ProSolar, Universal Self-Grounding Splice, includes hardware, Clear, Qty. 1, A-SPLICE-1-G | Inventory Item | 3.82 |  |  |  | No | Racking | Shippable | 3.77 | 2757
260-0775 | 260-0775 |  |  | UniRac, SolarMount Mid Clamp, E-F, 45mm-52mm, Preassembled Integrated Bonding, Dark SS, Qty. 1, 302028D | Inventory Item | 3.07 |  |  |  | No | Racking | Shippable | 2.9 | 2709
210-1042 | 210-1042 |  |  | QuickMount, Tile Replacement Flashing, W-Tile, Use with QM Tile Hook, MILL, Qty. 1, QMC-TRF-W-A-12 | Inventory Item | 7.12 |  |  |  | No | Racking | Shippable | 6.72 | 2659
270-0046 | 270-0046 |  |  | IronRidge, FX, Rail-Less Mount 40mm, Black, Qty 1, FX-MOUNT-40MM-B | Inventory Item | 10.86 |  |  |  | No | Racking | Vendor De-listing | 10.73 | 2651
260-0876 | 260-0876 |  |  | UniRac, NXT HORIZON 30-40mm Mid/End Combo Clamp – Mill, CCLAMPM1 | Inventory Item | 4.06 |  |  |  | No | Racking | Shippable | 3.83 | 2608
510-0283 | 510-0283 |  |  | UniRac, E-Boss Solo-Box Junction Box, 8 X 8 X 3.5”, with Mounting Screws, SOLOBOX | Inventory Item | 32.58 |  |  |  | No | Racking | Shippable | 30.64 | 2608
220-0716 | 220-0716 |  |  | IronRidge, SGA Bonding Rail Connector, for 3" pipe, UFO series, GM-BRC-003 | Inventory Item | 12.48 |  |  |  | No | Racking | Shippable | 12.33 | 2554
590-0133 | 590-0133 |  |  | SunModo, SMR Ground Lug, K10469-001 | Inventory Item | 4.62 |  |  |  | No | Racking | Shippable | 4.56 | 2527
270-9097 | 270-9097 |  |  | UniRac, #12-14 X 2.50 SS Screw, for FlashLoc, FlashLoc Duo, 003250W | Inventory Item | 0.98 |  |  |  | No | Racking | Shippable | 0.75 | 2514
210-0674 | 210-0674 |  |  | QuickMount, Flashing, Conduit Mount for Composition roofs, 9" x 12", Mill Finish, CONDUIT, Qty. 1, QMCC-A-12 | Inventory Item | 9.28 |  |  |  | No | Racking | Shippable | 8.76 | 2468
260-0106 | 260-0106 |  |  | IronRidge, Stopper Sleeve, 32mm, Black, Qty. 1, UFO-STP-32MM-B1 | Inventory Item | 0.73 |  |  |  | No | Racking | Shippable | 0.56 | 2441
240-0190 | 240-0190 |  |  | UniRac, U-LA Front Cap, 2", Aluminum, Qty. 1, 403211C | Inventory Item | 23.09 |  |  |  | No | Racking | Shippable | 21.79 | 2440
270-9081 | 270-9081 |  |  | IronRidge, Contour Clamp, Qty. 1, CTR-CL-01-B1 | Inventory Item | 5.66 |  |  |  | No | Racking | Shippable | 5.29 | 2430
250-1394 | 250-1394 |  |  | UniRac, Ecolibrium, EcoFoot2+ Base, 5° Portrait, 10° Landscape, UniRac, Ecolibrium, EcoFoot2+ Base, 5° Portrait, 10° Landscape, ES20207 | Inventory Item | 26.08 |  |  |  | No | Racking | Shippable | 24.01 | 2409
213-0083 | 213-0083 |  |  | Roof Tech, 5/16 X 1” Hex Bolt and Flange Nut, for RT Mini, and RT Mini-II, Qty.1 bag of 100 each, RT2-04-FBN25 | Inventory Item | 55.7 |  |  |  | No | Racking | Shippable | 55 | 2374
210-0045 | 210-0045 |  |  | ProSolar, Channel Nut, Qty. 1, P-CN-1 | Inventory Item | 0.38 |  |  |  | No | Racking | Shippable | 0.38 | 2296
211-0521 | 211-0521 |  |  | IronRidge, End Cap XR1000, Qty. one bag of 10 Sets, XR-1000-CAP | Inventory Item | 11.3 |  |  |  | No | Racking | Shippable | 10.4 | 2252
210-1032 | 210-1032 |  |  | UniRac, SolarMount Light Rail, 168", Dark, Qty. 1, 315168D | Inventory Item | 41.13 |  |  |  | No | Racking | Shippable | 37.78 | 2232
260-0769 | 260-0769 |  |  | UniRac, SolarMount End Clamp, F, Preassembled, 45MM - 47MM, 2.50" Bolt, Dark, Qty. 1, 302025D | Inventory Item | 2.46 |  |  |  | No | Racking | Shippable | 2.33 | 2196
270-0708 | 270-0708 |  |  | EcoFasten, GreenFasten1, Flashing, 8" x 12", Aluminum base for single bracket, Mill Finish, includes one 5/16" ID bonded washer, Qty. 1, GF1-MLL-0812 | Inventory Item | 3.11 |  |  |  | No | Racking | Vendor De-listing | 2.94 | 2195
270-0050 | 270-0050 |  |  | IronRidge, FX, Rail-Less Bridge, 40mm Black, Qty 1, FX-BRIDGE-40MM-B | Inventory Item | 8.01 |  |  |  | No | Racking | Soligent De-listing | 7.91 | 2141
260-1137 | 260-1137 |  |  | K2, Yeti Hidden End Clamp, for CrossRail, 4000050-H | Inventory Item | 3.92 |  |  |  | No | Racking | Shippable | 3.41 | 2098
260-0280 | 260-0280 |  |  | S-5!, Clamp, VersaBracket-47, for face-fastened roof system, 1.86" foot with butyl pad without Hardware, VersaBracket-47 | Inventory Item | 2.66 |  |  |  | No | Racking | Shippable | 2.51 | 2042
211-0511 | 211-0511 |  |  | QuickMount, Single Slot L-Foot Only, Mill Finish, Qty. 1, QM-LF-M1 | Inventory Item | 1.9 |  |  |  | No | Racking | Shippable | 1.88 | 2039
210-0527 | 210-0527 |  |  | SnapNrack, UR-40 Rail End Cap, 232-02452 | Inventory Item | 0.92 |  |  |  | No | Racking | Shippable | 0.91 | 2035
250-1374 | 250-1374 |  |  | UniRac, RoofMount, RM5, Ballast Bay, 5 Degree Tilt, Qty. 1, 310800 | Inventory Item | 45.68 |  |  |  | No | Racking | Shippable | 42.06 | 2019
240-0178 | 240-0178 |  |  | ProSolar, U-Bolt Assembly, 1-1/2”, Qty. 1, A-UAS-1S | Inventory Item | 6.08 |  |  |  | No | Racking | Shippable | 5.73 | 1987
260-0886 | 260-0886 |  |  | SnapNrack, Ultra Rail Mid Clamp, Silver, 242-02070 | Inventory Item | 2.35 |  |  |  | No | Racking | Shippable | 2.32 | 1941
270-0066 | 270-0066 |  |  | UniRac, E-Boss Comp Conduit Mount Kit, 8 X 12” Flashing for ¾ & 1” Conduit, 00822CM | Inventory Item | 9.57 |  |  |  | No | Racking | Shippable | 9.03 | 1906
213-0079 | 213-0079 |  |  | Roof Tech, Screw 5x60mm Qty., 1 bag of 100, RT2-04-SD5-60 | Inventory Item | 77.22 |  |  |  | No | Racking | Shippable | 76.25 | 1900
260-0014 | 260-0014 |  |  | UniRac, SolarMount Pro-Series, Universal Mid Clamp, 30-51mm, Preassembled Integrated Bonding, Clear, Qty. 1, 302030M | Inventory Item | 2.49 |  |  |  | No | Racking | Shippable | 2.35 | 1861
220-0350 | 220-0350 |  |  | IronRidge, SGA Top Cap, for 3" pipe, 70-0300-SGA | Inventory Item | 47.21 |  |  |  | No | Racking | Shippable | 44.55 | 1859
270-0995 | 270-0995 |  |  | K2, 13 X 25mm SS T-Bolt w/Serrated Nut, Pack of 100, 4000048 | Inventory Item | 1.1 |  |  |  | No | Racking | Shippable | 1.09 | 1850
260-0092 | 260-0092 |  |  | S-5!, Clamp, SolarFoot mount for Trapezoidal metal roofs, with butyl pads, (4) 8mm mounting holes and (1) M8-1.25 X 17mm Threaded Stud with Flange Nut, fasteners not included, for direct L-Foot mounting, SolarFoot | Inventory Item | 5.02 |  |  |  | No | Racking | Shippable | 4.74 | 1841
270-1002 | 270-1002 |  |  | IronRidge, FX, Rail-Less Mount 35mm, Black, Qty 1, FX-MOUNT-35MM-B | Inventory Item | 10.86 |  |  |  | No | Racking | Shippable | 9.53 | 1795
260-1132 | 260-1132 |  |  | SnapNrack, Ultra Rail Mounting Clamp, Black, 242-01230 | Inventory Item | 2.14 |  |  |  | No | Racking | Shippable | 2.11 | 1780
270-0002 | 270-0002 |  |  | Oatey, Flashing, 1.25" to 1.65" dia, 9" x 12.5" Galvanized base, Clear, Qty. 1, 11840 | Inventory Item | 6.05 |  |  |  | No | Racking | Shippable | 5.71 | 1751
212-0005 | 212-0005 |  |  | IronRidge, Tile Replacement ‘W’ Flashing, Tan, Qty. 1, KOF-W01-T1 | Inventory Item | 11.76 |  |  |  | No | Racking | Shippable | 11.1 | 1740
250-1051 | 250-1051 |  |  | IronRidge, BX 5° Chassis, BX-5D-P1 | Inventory Item | 40.25 |  |  |  | No | Racking | Shippable | 37.06 | 1732
260-0801 | 260-0801 |  |  | ProSolar, End Clamp, 1.567"-1.592" (39.9mm-40.4mm), Includes (1) non-bonding Channel Nut and hardware, Clear, Qty. 1, C1572EC-1-G | Inventory Item | 2.77 |  |  |  | No | Racking | Shippable | 2.61 | 1691
260-0120 | 260-0120 |  |  | ProSolar, End Clamp, 1.175-1.2” (29.9-30.5mm), Includes (1) non-bonding Channel Nut and hardware, Clear, Qty. 1, C1180EC-1-G | Inventory Item | 2.77 |  |  |  | No | Racking | Shippable | 2.61 | 1687
550-9060 | 550-9060 |  |  | UniRac, NXT HORIZON WIRE MGMT CLIP, WRMCLPD1 | Inventory Item | 0.31 |  |  |  | No | Racking | Shippable | 0.29 | 1678
213-0067 | 213-0067 |  |  | UniRac, Ecolibrium, MetalX, Hex Bolt 5/16-18 X 3”, ES10271 | Inventory Item | 0.86 |  |  |  | No | Racking | Shippable | 0.79 | 1662
260-0175 | 260-0175 |  |  | IronRidge, BX Bottom Clamp, Mill Finish with 5/16” Flange Nut, BX-BCL-M1 | Inventory Item | 1.59 |  |  |  | No | Racking | Shippable | 1.36 | 1642
210-1006 | 210-1006 |  |  | IronRidge, XR100, Rail 204" (17') Black, Qty. 1, XR-100-204B | Inventory Item | 58.13 |  |  |  | No | Racking | Shippable | 53.4 | 1609
270-9093 | 270-9093 |  |  | IronRidge, Aire MLPE Mount, AE-MLPE-01-M1 | Inventory Item | 1.2 |  |  |  | No | Racking | Shippable | 1.19 | 1596
210-1091 | 210-1091 |  |  | UniRac, NXT HORIZON STRONGHOLD Attachment Base and Open Slot L-Foot Kit for Comp Roof, Mill, SHCPKTM1 | Inventory Item | 7.22 |  |  |  | No | Racking | Soligent De-listing | 6.82 | 1584
211-0515 | 211-0515 |  |  | SunModo, NanoMount, Decking SS Screw, for Deck Mount (4 Required), Black, Qty. 1, K50055-BK1 | Inventory Item | 0.56 |  |  |  | No | Racking | Shippable | 0.52 | 1563
270-0051 | 270-0051 |  |  | IronRidge, FX, Rail-Less North Bridge Screw Kit, 12 pcs, Qty 1 Kit, FX-NORTH-SCREW | Inventory Item | 3.34 |  |  |  | No | Racking | Shippable | 2.93 | 1520
213-0053 | 213-0053 |  |  | UniRac, Ecolibrium, MetalX, Mid Clamp Kit, ES10829 | Inventory Item | 5.15 |  |  |  | No | Racking | Shippable | 4.86 | 1507
210-1003 | 210-1003 |  |  | IronRidge, XR100, Rail 168" (14') Clear, Qty. 1, XR-100-168A | Inventory Item | 44.55 |  |  |  | No | Racking | Shippable | 40.9 | 1501
550-9111 | 550-9111 |  |  | IronRidge, Aire Clip (120 Aire Clips Per Bag), AE-CLIP-01-B1 | Inventory Item | 0.23 |  |  |  | No | Racking | Shippable | 0.22 | 1498
212-1115 | 212-1115 |  |  | IronRidge, Tile Replacement Base Incl. 1 L-Foot, Black, 1 Lag and Hardware. Use with Tile Replacement Flashing, Qty. 1,KOB-1L02-B1 | Inventory Item | 11.68 |  |  |  | No | Racking | Shippable | 11.03 | 1489
270-0902 | 270-0902 |  |  | QuickMount, Conduit Mount for Tile, Mill Finish, QBLOCK, Qty. 1, QMCMT-A-12 | Inventory Item | 6.65 |  |  |  | No | Racking | Shippable | 6.12 | 1461
211-0522 | 211-0522 |  |  | IronRidge, End Cap XR100, Qty 1 one bag of 10 Sets, XR-100-CAP | Inventory Item | 10.54 |  |  |  | No | Racking | Shippable | 9.71 | 1460
212-0000 | 212-0000 |  |  | IronRidge, All Tile Hook Side Mount, (Incl. 2 Lags), Qty. 1, ATH-01-M1 | Inventory Item | 8.19 |  |  |  | No | Racking | Shippable | 8.09 | 1454
260-0816 | 260-0816 |  |  | ProSolar, Mid Clamp, 2.25" (32.8mm-41.3mm), Includes (1) Channel Nut with grounding buss bar, lock washer and hardware, Clear, Qty. 1, C225IMC-1-G | Inventory Item | 2.77 |  |  |  | No | Racking | Shippable | 2.61 | 1447
211-0527 | 211-0527 |  |  | SunModo, SMR100 Structural Splice, K10421-002 | Inventory Item | 5.42 |  |  |  | No | Racking | Shippable | 5.35 | 1444
211-0526 | 211-0526 |  |  | SunModo, SMR100 L Foot Adaptor, Black, K10433-BK1 | Inventory Item | 1.81 |  |  |  | No | Racking | Shippable | 1.79 | 1436
260-0819 | 260-0819 |  |  | ProSolar, Mid Clamp, 2.50" (42.0mm to 46.4mm), Includes (1) Channel Nut with grounding buss bar, lock washer and hardware, Black, Qty. 1, C250IMC-1B-G | Inventory Item | 2.97 |  |  |  | No | Racking | Shippable | 2.8 | 1408
211-0147 | 211-0147 |  |  | ProSolar, FastJack, Standoff, Commercial E-Series, 10"H, 1.25" Dia, Hardware not included, Qty. 1, CFJE-1000-1 | Inventory Item | 9.71 |  |  |  | No | Racking | Shippable | 9.59 | 1391
211-0496 | 211-0496 |  |  | UniRac, SolarMount Splice-Bar, Integrated Bonding, Dark Qty. 1, 303019D | Inventory Item | 6.13 |  |  |  | No | Racking | Shippable | 6.06 | 1356
211-0459 | 211-0459 |  |  | EcoFasten, L Bracket, 3" tall with one open slot in the Vertical leg, for composition roof, for GF1/QF, includes one 3/8-16" x 1-1/4" bolt and one 3/8" flange nut, Mill finish, Qty. 1, SCL-101-3 | Inventory Item | 3.31 |  |  |  | No | Racking | Vendor De-listing | 3.13 | 1335
250-1383 | 250-1383 |  |  | UniRac, RoofMount, RM5, Hardware kit for Wind Deflector, Qty. 1, 310861 | Inventory Item | 0.37 |  |  |  | No | Racking | Shippable | 0.34 | 1321
260-0282 | 260-0282 |  |  | S-5!, PV Kit 2.0, MidGrab, Bonding and Mounting Universal Mid-Clamp, for 30-46mm (1.18-1.81”) Frame, with 8mm Bolt, Stainless Steel Mounting Disc, Use with S5! Clamps or Brackets, UL 2703, S-5-PV Kit 2.0 Mid | Inventory Item | 7.23 |  |  |  | No | Racking | Shippable | 6.82 | 1305
211-0236 | 211-0236 |  |  | ProSolar, SolarWedge, 10 Degrees, with 1 ea 5" lower & 12" upper post, Qty. 1, SW10A-1 | Inventory Item | 23.16 |  |  |  | No | Racking | Shippable | 22.87 | 1232
270-1044 | 270-1044 |  |  | IronRidge, Ground Screw Attachment Bolt, Hex Head w/ Thread Loc, to attach Ground Screw to Vertical Post, Qty. 1, GM-HSHW-01-M1 | Inventory Item | 2.02 |  |  |  | No | Racking | Shippable | 1.62 | 1222
212-0003 | 212-0003 |  |  | IronRidge, Tile Replacement ‘Flat’ Flashing, Tan, Qty. 1, KOF-F01-T1 | Inventory Item | 11.68 |  |  |  | No | Racking | Shippable | 11.03 | 1215
270-0160 | 270-0160 |  |  | IronRidge, Flashing, Flashfoot2 with Cap-foot, 9" x 12", includes: 5/16" x 4.75" SS Lag Bolt and EPDM washer, Mill, UFO series, Qty. 1,FF2-01-M2 | Inventory Item | 13.13 |  |  |  | No | Racking | Vendor De-listing | 11.24 | 1209
210-1008 | 210-1008 |  |  | IronRidge, XR1000, Rail 168" (14') Clear, Qty. 1, XR-1000-168A | Inventory Item | 70.28 |  |  |  | No | Racking | Shippable | 64.53 | 1208
212-1118 | 212-1118 |  |  | IronRidge, Replacement Lag Bolt Kit for All Tile Hook ATH-01-M1 (212-0000), Qty. 2 Lag Bolts, 23-3118-400LGF | Inventory Item | 1.02 |  |  |  | No | Racking | Shippable | 0.88 | 1200
250-1369 | 250-1369 |  |  | UniRac, Roof Mount, RM-10 Ballast Bay, 10 Degrees, Qty. 1, 310710 | Inventory Item | 45.66 |  |  |  | No | Racking | Shippable | 42.04 | 1180
260-0171 | 260-0171 |  |  | IronRidge, BX Top Clamp, Mill Finish 35mm, BX-TCL-35MM-M1 | Inventory Item | 1.27 |  |  |  | No | Racking | Shippable | 1.09 | 1165
211-0088 | 211-0088 |  |  | ProSolar, FastJack, Standoff, E-Series 3", Qty. 1, FJE-300-1 | Inventory Item | 4.82 |  |  |  | No | Racking | Shippable | 4.76 | 1163
210-1106 | 210-1106 |  |  | SnapNrack, UR-40 RAIL, 172", Black, 232-02538 | Inventory Item | 33.92 |  |  |  | No | Racking | Shippable | 33.5 | 1152
213-0068 | 213-0068 |  |  | UniRac, Ecolibrium, MetalX, Hex Bolt 5/16-18 Flanged Hex Nut, ES10325 | Inventory Item | 0.11 |  |  |  | No | Racking | Shippable | 0.1 | 1140
550-0294 | 550-0294 |  |  | UniRac, Ecolibrium, Wire Management EcoTray, Rivet, ES10813 | Inventory Item | 0.17 |  |  |  | No | Racking | Shippable | 0.17 | 1140
260-0824 | 260-0824 |  |  | S-5!, Clamp, Size U, universal Clamp with 8mm bolt, S-5-U M8 | Inventory Item | 7.68 |  |  |  | No | Racking | Shippable | 7.25 | 1113
270-0748 | 270-0748 |  |  | ProSolar, Aluminum FastJack Flashing and Collar for All sizes FastJack E-Series, Black, Qty. 1, FJE-Flash-1 | Inventory Item | 5.22 |  |  |  | No | Racking | Shippable | 4.93 | 1105
270-9077 | 270-9077 |  |  | SnapNrack, Array Edge Screen, 4” Black (100’), 232-03998 | Inventory Item | 66.35 |  |  |  | No | Racking | Shippable | 65.52 | 1100
210-1117 | 210-1117 |  |  | SunModo, SMR100 Rail, 14’ (168”) Black Finish, A20422-168-BK | Inventory Item | 49.02 |  |  |  | No | Racking | Shippable | 29.53 | 1085
260-9087 | 260-9087 |  |  | IronRidge, Aire Lock Mid, Black (30mm - 40mm), AE-MID-01-B1 | Inventory Item | 3.01 |  |  |  | No | Racking | Shippable | 2.97 | 1055
210-0711 | 210-0711 |  |  | UniRac, SM-I Splice kit with grounding, Clear, Qty. 1, 003001S | Inventory Item | 3.21 |  |  |  | No | Racking | Vendor De-listing | 3.01 | 1037
211-0017 | 211-0017 |  |  | QuickMount, Post, 1.25” OD X 4.5", Mill Finish, Qty. 1, QM-QBP-4.5-M1 | Inventory Item | 3.76 |  |  |  | No | Racking | Shippable | 3.71 | 1010
260-0108 | 260-0108 |  |  | IronRidge, Stopper Sleeve, 33mm, Black, Qty. 1, UFO-STP-33MM-B1 | Inventory Item | 0.73 |  |  |  | No | Racking | Shippable | 0.56 | 1006
210-1005 | 210-1005 |  |  | IronRidge, XR100, Rail 204" (17') Clear, Qty. 1, XR-100-204A | Inventory Item | 54.09 |  |  |  | No | Racking | Shippable | 49.66 | 979
211-0130 | 211-0130 |  |  | ProSolar, End Cap, 1.5", Clear Anodized, Qty. 1, A-EZECAP-1 | Inventory Item | 0.8 |  |  |  | No | Racking | Soligent De-listing | 0.73 | 965
260-0781 | 260-0781 |  |  | S-5!, Clamp, CorruBracket 100T mount for Corrugated Metal Roofs to mount directly into the Crest, with EPDM rubber gasket seal, 4 ¼” SS Self Tapping Screws & 1 M8-1.25 Flanged Nut, CorruBracket 100T | Inventory Item | 5.26 |  |  |  | No | Racking | Shippable | 4.96 | 965
270-0908 | 270-0908 |  |  | ProSolar, End Cap, 3", UV resistant plastic, Clear, Qty. 1, A-ENDCAPXD-1 | Inventory Item | 0.74 |  |  |  | No | Racking | Shippable | 0.73 | 934
260-0800 | 260-0800 |  |  | ProSolar, End Clamp, 1.481"-1.520" (37.7mm-38.6mm), Includes (1) non-bonding Channel Nut and hardware, Black, Qty. 1, C1486EC-1B-G | Inventory Item | 2.97 |  |  |  | No | Racking | Shippable | 2.8 | 928
590-0003 | 590-0003 |  |  | UniRac, Grounding Lug, Tin Plated Copper, Qty. 1, 008002S | Inventory Item | 8.42 |  |  |  | No | Racking | Shippable | 7.94 | 924
250-1397 | 250-1397 |  |  | UniRac, Ecolibrium, Ecofoot2+ 70" Wind Deflector, ES20311B | Inventory Item | 16.03 |  |  |  | No | Racking | Shippable | 14.76 | 919
220-0349 | 220-0349 |  |  | IronRidge, SGA Top Cap, for 2" pipe, 70-0200-SGA | Inventory Item | 36.32 |  |  |  | No | Racking | Shippable | 34.28 | 916
260-0103 | 260-0103 |  |  | IronRidge, Stopper Sleeve, 30mm, Clear, Qty. 1, UFO-STP-30MM-M1 | Inventory Item | 0.71 |  |  |  | No | Racking | Shippable | 0.54 | 916
211-0422 | 211-0422 |  |  | ProSolar, FastJack, Standoff, E-Series 2", Qty. 1, FJE-200-1 | Inventory Item | 3.92 |  |  |  | No | Racking | Shippable | 3.88 | 906
270-1030 | 270-1030 |  |  | QuickMount, Q-Base Sub Kit with 5/16-18-8 SS Bolt, Qty. 1, QM-QBB-01-M1 | Inventory Item | 9.64 |  |  |  | No | Racking | Shippable | 8.88 | 892
260-0006 | 260-0006 |  |  | K2, Conduit Clamp Kit, with EverSeal, 4000272 | Inventory Item | 5.08 |  |  |  | No | Racking | Shippable | 4.41 | 880
250-1396 | 250-1396 |  |  | UniRac, Ecolibrium, Ecofoot2+ 82" Wind Deflector, ES20311C | Inventory Item | 18.77 |  |  |  | No | Racking | Shippable | 17.29 | 869
510-0284 | 510-0284 |  |  | UniRac, E-Boss Solo-Box Junction Box, 8 X 8 X 3.5”, with Mounting Screws and DIN Rail, SOLOBOX-D | Inventory Item | 38.95 |  |  |  | No | Racking | Shippable | 36.96 | 869
270-0880 | 270-0880 |  |  | EcoFasten, SimpleSeal, Bonded washer, Qty. 1, POLY GF NEO | Inventory Item | 0.08 |  |  |  | No | Racking | Shippable | 0.07 | 858
211-0482 | 211-0482 |  |  | IronRidge, Fixed Tilt Leg, Kit, 15", Mill, Qty. 1, TM-FTL-015 | Inventory Item | 26.01 |  |  |  | No | Racking | Shippable | 24.55 | 857
211-0531 | 211-0531 |  |  | K2, 44X Rail Connector (splice) with Hardware, 4000051 | Inventory Item | 4.8 |  |  |  | No | Racking | Shippable | 4.17 | 838
270-0881 | 270-0881 |  |  | EcoFasten, SimpleSeal, Bushing, Qty. 1, POLY KIT SIMPLE SEAL (no washer) | Inventory Item | 0.37 |  |  |  | No | Racking | Shippable | 0.34 | 838
212-0004 | 212-0004 |  |  | IronRidge, Tile Replacement ‘S’ Flashing, Tan, Qty. 1, KOF-S01-T1 | Inventory Item | 11.76 |  |  |  | No | Racking | Shippable | 11.1 | 815
270-1048 | 270-1048 |  |  | QuickMount, L-Mount, 9 X 12” Flashing with Open Slot L-Foot, 5/16 X 4-1/2” Structural Screw, (T-30 or ½” socket), and EDPM Washer, Black Finish, Qty. 1, QM-LMST-01-B1 | Inventory Item | 7.46 |  |  |  | No | Racking | Shippable | 7.41 | 801
213-0084 | 213-0084 |  |  | Roof Tech, RT-Mini II Base Kit, Pack of 20 Bases, 40 Screws, and 4 extra RT-Butyl shims, RT2-00-MINIBK2 | Inventory Item | 123.04 |  |  |  | No | Racking | Shippable | 121.5 | 799
250-1409 | 250-1409 |  |  | UniRac, Ecolibrium, EcoFoot Universal Clamp Kit, ES10466 | Inventory Item | 18.31 |  |  |  | No | Racking | Shippable | 17.28 | 797
260-0811 | 260-0811 |  |  | ProSolar, End Clamp, 1.805"-1.830" (45.9mm-46.4mm), Includes (1) non-bonding Channel Nut and hardware, Black, Qty. 1, C1810EC-1B-G | Inventory Item | 2.97 |  |  |  | No | Racking | Shippable | 2.8 | 797
250-0103 | 250-0103 |  |  | UniRac, RoofMount, RM5 & RMDT, H-Attachment Kit, Qty. 1, 310882 | Inventory Item | 30.82 |  |  |  | No | Racking | Shippable | 28.38 | 791
210-0535 | 210-0535 |  |  | SnapNrack, Ultra Rail All Purpose L Foot (90°), Silver, 242-01223 | Inventory Item | 4.08 |  |  |  | No | Racking | Shippable | 3.85 | 786
210-1080 | 210-1080 |  |  | UniRac, SolarMount Rail, 246", Mill Finish, Qty. 1, 320246M | Inventory Item | 63.67 |  |  |  | No | Racking | Shippable | 58.49 | 782
211-0024 | 211-0024 |  |  | QuickMount, Post, 1.25” OD X 17.5", Mill Finish, Qty. 1, QM-QBP-17.5-M1 | Inventory Item | 9.95 |  |  |  | No | Racking | Shippable | 9.83 | 782
270-1051 | 270-1051 |  |  | QuickBolt, EPDM Conduit Mount for Comp Roofs, 2 ¼ X 7/8” with ¼ X 2” Mounting Screw, Qty. 1, 16321 | Inventory Item | 2.87 |  |  |  | No | Racking | Shippable | 2.91 | 772
590-0134 | 590-0134 |  |  | K2, Everest Ground Lug, Tin Plated Aluminum with SS Hardware, 4000006-H | Inventory Item | 5.2 |  |  |  | No | Racking | Shippable | 4.51 | 770
210-1119 | 210-1119 |  |  | K2, 44X CrossRail, 166" Mill Finish, 4000019 | Inventory Item | 30.39 |  |  |  | No | Racking | Shippable | 28.93 | 769
211-0084 | 211-0084 |  |  | ProSolar, FastJack, Standoff, Commercial E-Series, 6"H, 1.25" Dia, Hardware not included, Qty. 1, CFJE-600-1 | Inventory Item | 7.18 |  |  |  | No | Racking | Shippable | 6.59 | 768
550-0287 | 550-0287 |  |  | IronRidge, BX Edge UV Cable Tie/Edge Clip, 1 ea, BX-CT-EC-P1 | Inventory Item | 0.69 |  |  |  | No | Racking | Shippable | 0.65 | 766
260-0799 | 260-0799 |  |  | ProSolar, End Clamp, 1.481"-1.520" (37.7mm-38.6mm), Includes (1) non-bonding Channel Nut and hardware, Clear, Qty. 1, C1486EC-1-G | Inventory Item | 2.68 |  |  |  | No | Racking | Shippable | 2.53 | 764
260-0109 | 260-0109 |  |  | IronRidge, Stopper Sleeve, 35mm, Clear, Qty. 1, UFO-STP-35MM-M1 | Inventory Item | 0.71 |  |  |  | No | Racking | Shippable | 0.54 | 731
210-1075 | 210-1075 |  |  | UniRac, Standoff, 2 Piece Aluminum Flat-top , 3", Mill Finish, without Lag Bolts, Qty. 1, 004300M | Inventory Item | 8.29 |  |  |  | No | Racking | Shippable | 8.19 | 719
270-0679 | 270-0679 |  |  | Stainless 5/16'-18 x 3/4" Hex head Flange bolt, use with Pro Solar CN 210-0045 for mounting Enphase, Qty. 1 | Inventory Item | 0.98 |  |  |  | No | Racking | Shippable | 0.75 | 717
210-0595 | 210-0595 |  |  | UniRac, SolarMount Rail, 168", Dark Anodized Finish, Qty. 1, 310168D | Inventory Item | 59.77 |  |  |  | No | Racking | Shippable | 54.9 | 714
210-1088 | 210-1088 |  |  | ProSolar, Support Rail, 2.0" Deep X 172” Clear RoofTrac Rail, Qty. 1, R172-2.0 | Inventory Item | 47.86 |  |  |  | No | Racking | Shippable | 43.97 | 696
210-1044 | 210-1044 |  |  | QuickMount, Tile Replacement Flashing, S-Tile, Use with QM Tile Hook, MILL, Qty.1Q, QMC-TRF-S-A-12 | Inventory Item | 7.12 |  |  |  | No | Racking | Shippable | 6.72 | 691
260-0573 | 260-0573 |  |  | S-5!, Clamp, CorruBracket mount for Corrugated metal roofs, with Butyl pad, 2 M8-1.25 Threaded Holes, 1 M8-1.25 Bolt, Fasteners not included, CorruBracket | Inventory Item | 7.35 |  |  |  | No | Racking | Shippable | 6.94 | 690
260-0364 | 260-0364 |  |  | UniRac, SM-I Mounting kit for Enphase microinverters, includes slider, set screw, jam and serrated flange nut, Clear, Qty. 1, 008000C | Inventory Item | 1.01 |  |  |  | No | Racking | Vendor De-listing | 0.95 | 687
270-0064 | 270-0064 |  |  | UniRac, E-Boss Bridge Clip, use with Bridge Tray, 00802BC | Inventory Item | 0.5 |  |  |  | No | Racking | Shippable | 0.39 | 680
211-0011 | 211-0011 |  |  | ProSolar, FastJack, Standoff, 3", Qty. 1, FJ-300-1 | Inventory Item | 5.42 |  |  |  | No | Racking | Shippable | 5.35 | 677
270-9078 | 270-9078 |  |  | SunModo, SMR Microinverter Mount Kit (Short Version), K50052-003 | Inventory Item | 1.7 |  |  |  | No | Racking | Shippable | 1.68 | 677
260-0773 | 260-0773 |  |  | UniRac, SolarMount Mid Clamp, B-C, 30mm-36mm, Preassembled Integrated Bonding, Dark SS, Qty. 1, 302027D | Inventory Item | 3.31 |  |  |  | No | Racking | Shippable | 3.12 | 675
250-1380 | 250-1380 |  |  | UniRac, RoofMount, RM5 & RMDT, Wire Management Clip, Qty. 1, 310850 | Inventory Item | 1.52 |  |  |  | No | Racking | Shippable | 1.43 | 670
260-0112 | 260-0112 |  |  | IronRidge, Stopper Sleeve, 38mm, Black, Qty. 1, UFO-STP-38MM-B1 | Inventory Item | 0.48 |  |  |  | No | Racking | Shippable | 0.45 | 658
270-1032 | 270-1032 |  |  | IronRidge, FlashVue Flashing with GripCap, 8" x 12", includes: 5/16" x 4.25" SS Lag Bolt with EPDM Washer, Mill Finish, Qty. 1, FV-01-M1 | Inventory Item | 9.12 |  |  |  | No | Racking | Shippable | 7.82 | 654
211-0108 | 211-0108 |  |  | ProSolar, FastJack, Standoff, Commercial E-Series, 8"H, 1.25" Dia, Hardware not included, Qty. 1, CFJE-800-1 | Inventory Item | 8.94 |  |  |  | No | Racking | Shippable | 8.83 | 650
210-0042 | 210-0042 |  |  | ProSolar, FastJack, Standoff, 4.5", Qty. 1, FJ-450-1 | Inventory Item | 7.24 |  |  |  | No | Racking | Shippable | 7.15 | 635
260-0817 | 260-0817 |  |  | ProSolar, Mid Clamp, 2.25" (32.8mm-41.3mm), Includes (1) Channel Nut with grounding buss bar, lock washer and hardware, Black, Qty. 1, C225IMC-1B-G | Inventory Item | 2.97 |  |  |  | No | Racking | Shippable | 2.8 | 627
260-0793 | 260-0793 |  |  | ProSolar, End Clamp, 1.293-1.318" (32.8mm-33.4mm), Includes (1) non-bonding Channel Nut and hardware, Clear, Qty. 1, C1298EC-1-G | Inventory Item | 2.68 |  |  |  | No | Racking | Shippable | 2.53 | 620
260-0169 | 260-0169 |  |  | IronRidge, BX Top Clamp Mill Finish, 30mm, BX-TCL-30MM-M1 | Inventory Item | 1.33 |  |  |  | No | Racking | Shippable | 1.14 | 612
210-1000 | 210-1000 |  |  | IronRidge, XR10, Rail 204" (17') Clear, Qty. 1, XR-10-204A | Inventory Item | 38.61 |  |  |  | No | Racking | Shippable | 35.45 | 609
211-0235 | 211-0235 |  |  | ProSolar, SolarWedge, 5 Degrees, with 1 ea 5" lower & 8" upper post, Qty. 1, SW5A-1 | Inventory Item | 21.11 |  |  |  | No | Racking | Shippable | 20.85 | 603
260-0761 | 260-0761 |  |  | UniRac, SolarMount End Clamp, B, Preassembled, 30mm - 32mm, 2.00" Bolt, Dark, Qty. 1, 302021D | Inventory Item | 2.66 |  |  |  | No | Racking | Shippable | 2.51 | 588
260-0283 | 260-0283 |  |  | S-5!, PV Kit2.0, EdgeGrab, Bonding and Mounting Universal End-Clamp, for 30-46mm (1.18-1.81”) Frame, with 8mm Bolt, Stainless Steel mounting Disc, Use with S5! Clamps or Brackets, UL2703, S-5-PV Kit 2.0 Edge | Inventory Item | 7.23 |  |  |  | No | Racking | Shippable | 6.82 | 584
210-1121 | 210-1121 |  |  | IronRidge, Aire Rail A1, Mill, 170", AE-A1-170M | Inventory Item | 27.85 |  |  |  | No | Racking | Shippable | 27.5 | 583
260-0105 | 260-0105 |  |  | IronRidge, Stopper Sleeve, 32mm, Clear, Qty. 1, UFO-STP-32MM-M1 | Inventory Item | 0.53 |  |  |  | No | Racking | Shippable | 0.46 | 569
550-0295 | 550-0295 |  |  | UniRac, Ecolibrium, Wire Management EcoTray, Cap 96", ES10811 | Inventory Item | 33.43 |  |  |  | No | Racking | Shippable | 33.01 | 567
550-0297 | 550-0297 |  |  | UniRac, Ecolibrium, Wire Management EcoTray, Base, 6", ES10810 | Inventory Item | 4.01 |  |  |  | No | Racking | Shippable | 3.96 | 567
210-1065 | 210-1065 |  |  | ProSolar, Bonding Channel Nut, Qty. 1, P-CN-1-Bond | Inventory Item | 0.77 |  |  |  | No | Racking | Shippable | 0.59 | 565
211-0357 | 211-0357 |  |  | UniRac, Standoff, 2 Piece Aluminum Flat-top , 4", Dark, without lag bolts, Qty. 1, 004400D | Inventory Item | 9.52 |  |  |  | No | Racking | Shippable | 9.4 | 565
270-1029 | 270-1029 |  |  | S-5!, M8 X 16mm Flanged Bolt, M8 Flange Bolt | Inventory Item | 0.25 |  |  |  | No | Racking | Shippable | 0.23 | 561
270-0896 | 270-0896 |  |  | ProSolar, End Cap, 1.5", UV resistant plastic, Black, Qty. 1, A-ENDCAP-1-B | Inventory Item | 0.57 |  |  |  | No | Racking | Shippable | 0.57 | 558
270-0746 | 270-0746 |  |  | QuickMount, Flashing, New Roof Shake and Slate Mounts, 18" x 18", with 3.25" post/ net 3.75, Mill Finish, QBASE, Qty. 1, QMNS-A-12 | Inventory Item | 32.64 |  |  |  | No | Racking | Shippable | 30.8 | 556
210-1027 | 210-1027 |  |  | IronRidge, XR10, Rail 204" (17') Black, Qty. 1, XR-10-204B | Inventory Item | 36.46 |  |  |  | No | Racking | Shippable | 34.94 | 548
270-0691 | 270-0691 |  |  | Oatey, Flashing, 0.5" to 1" dia, 18" x 18" Aluminum base, Clear, Qty. 1, 11833 | Inventory Item | 15.19 |  |  |  | No | Racking | Shippable | 14.34 | 548
212-1117 | 212-1117 |  |  | IronRidge, Aire All Tile Hook (Incl. 2 Lags), AE-ATH-01-M1 | Inventory Item | 10.13 |  |  |  | No | Racking | Shippable | 10 | 545
270-1034 | 270-1034 |  |  | IronRidge, FlashVue GripCap+, 1” Taller than Standard GripCap, Black Finish, Qty. 1, FV-GCP-01-B1 | Inventory Item | 3.38 |  |  |  | No | Racking | Shippable | 3.34 | 539
210-1102 | 210-1102 |  |  | SunModo, HR300 Rail, 168” Mill Finish, A20288-168-ML | Inventory Item | 51.72 |  |  |  | No | Racking | Shippable | 51.08 | 535
260-0810 | 260-0810 |  |  | ProSolar, End Clamp, 1.805"-1.830" (45.9mm-46.4mm), Includes (1) non-bonding Channel Nut and hardware, Clear, Qty. 1, C1810EC-1-G | Inventory Item | 2.77 |  |  |  | No | Racking | Shippable | 2.61 | 530
210-0538 | 210-0538 |  |  | SnapNrack, Standoff Base 1-Hole, 242-00017 | Inventory Item | 3.19 |  |  |  | No | Racking | Vendor De-listing | 3.15 | 529
270-0776 | 270-0776 |  |  | QuickMount, Flashing, Conduit Penetration Flashings, Mill Finish, CONDUIT, Qty. 1, QMCPC-A-12 | Inventory Item | 11.88 |  |  |  | No | Racking | Shippable | 11.21 | 527
220-0770 | 220-0770 |  |  | IronRidge, U-Bolt hardware Kit for 3” Pipe, 29-0300-HDW | Inventory Item | 3.61 |  |  |  | No | Racking | Shippable | 3.56 | 509
211-0501 | 211-0501 |  |  | IronRidge, BOSS (Bonded Structural Splice) XR1000, Tool-Less Bonding Splice, Mill, Qty. 1, XR1000-BOSS-01-M1 | Inventory Item | 8 |  |  |  | No | Racking | Shippable | 6.85 | 507
260-0884 | 260-0884 |  |  | SunModo, End Clamp Kit, 30-46mm Clear, K10299-BK2 | Inventory Item | 1.42 |  |  |  | No | Racking | Vendor De-listing | 1.4 | 486
550-0296 | 550-0296 |  |  | UniRac, Ecolibrium, Wire Management EcoTray, Tray 96", ES10812 | Inventory Item | 39.72 |  |  |  | No | Racking | Shippable | 39.23 | 479
270-9092 | 270-9092 |  |  | IronRidge, Aire Dock, Black, AE-DOCK-01-B1 | Inventory Item | 2.03 |  |  |  | No | Racking | Shippable | 2 | 476
260-0763 | 260-0763 |  |  | UniRac, SolarMount End Clamp, C, Preassembled, 33mm - 36mm, 2.00" Bolt, Dark, Qty. 1, 302022D | Inventory Item | 2.66 |  |  |  | No | Racking | Shippable | 2.51 | 474
260-0765 | 260-0765 |  |  | UniRac, SolarMount End Clamp, D, Preassembled, 38MM - 40MM, 2.25" Bolt, Dark, Qty. 1, 302023D | Inventory Item | 2.46 |  |  |  | No | Racking | Shippable | 2.33 | 472
211-0535 | 211-0535 |  |  | SunModo, SMR300 Rail End Cap, Clear, A20445-001 | Inventory Item | 1.14 |  |  |  | No | Racking | Shippable | 0.88 | 460
270-0056 | 270-0056 |  |  | IronRidge, FX, Rail-Less Trim, Black, 40mm, For 2 60 Cell Portrait Module, 2008mm, ~79", Qty 1, FX-TRIM-40MM-B-2P | Inventory Item | 29.28 |  |  |  | No | Racking | Soligent De-listing | 28.91 | 455
270-0158 | 270-0158 |  |  | QuickMount, Flashing, Tile Replacement, W-Tile, 4" Post, order with Base Mount #270-0898, Black Finish, Qty. 1, QMTR-W4-B-12 | Inventory Item | 11.99 |  |  |  | No | Racking | Shippable | 11.31 | 451
210-0992 | 210-0992 |  |  | UniRac, SolarMount Rail, 208", Mill Finish, Qty. 1, 320208M | Inventory Item | 53.84 |  |  |  | No | Racking | Shippable | 49.46 | 450
210-0552 | 210-0552 |  |  | SnapNrack, Ultra Rail Umbrella L Foot, Silver, 242-01219 | Inventory Item | 3.67 |  |  |  | No | Racking | Shippable | 3.46 | 448
260-0808 | 260-0808 |  |  | ProSolar, End Clamp, 1.757"-1.782" (44.7mm-45.2mm), Includes (1) non-bonding Channel Nut and hardware, Clear, Qty. 1, C1762EC-1-G | Inventory Item | 2.68 |  |  |  | No | Racking | Shippable | 2.53 | 447
590-0107 | 590-0107 |  |  | UniRac, MicroRail, Enphase Engage Cable Clip, 205000S | Inventory Item | 1.01 |  |  |  | No | Racking | Soligent De-listing | 0.95 | 447
270-0942 | 270-0942 |  |  | IronRidge, Conduit Mount/Flashing for Composition roofs, for ¾ / 1” EMT, 9" x 12", Black, Qty. 1 box of 4, FM-CM-001-B | Inventory Item | 55.84 |  |  |  | No | Racking | Shippable | 52.7 | 446
210-1007 | 210-1007 |  |  | IronRidge, XR1000, Rail 132" (11') Clear, Qty. 1, XR-1000-132A | Inventory Item | 54.86 |  |  |  | No | Racking | Shippable | 50.4 | 436
550-9063 | 550-9063 |  |  | UniRac, Heyco Sunrunner 1-2 PV Wire Clip, Qty.1 008019S | Inventory Item | 47.85 |  |  |  | No | Racking | Shippable | 47.25 | 431
210-1002 | 210-1002 |  |  | IronRidge, XR100, Rail 132" (11') Black, Qty. 1, XR-100-132B | Inventory Item | 37.54 |  |  |  | No | Racking | Shippable | 34.49 | 427
210-0990 | 210-0990 |  |  | UniRac, SolarMount Rail, 132", Mill Finish, Qty. 1, 310132M | Inventory Item | 34.18 |  |  |  | No | Racking | Shippable | 31.4 | 423
250-1405 | 250-1405 |  |  | UniRac, Ecolibrium, EcoFoot5D 83'' Ballast Tray, ES10488 | Inventory Item | 32.99 |  |  |  | No | Racking | Shippable | 30.37 | 418
260-0560 | 260-0560 |  |  | ProSolar, End Clamp 1.660" (42.0mm-42.6mm), Clear, Qty. 1, C1660EC-1 | Inventory Item | 1.57 |  |  |  | No | Racking | Vendor De-listing | 1.43 | 415
211-0474 | 211-0474 |  |  | UniRac, SolarMount L-Foot Serrated, Integrated Bonding, withT-Bolt, Dark, Qty. 1, 304001D | Inventory Item | 2.91 |  |  |  | No | Racking | Shippable | 2.87 | 412
210-1077 | 210-1077 |  |  | UniRac, Standoff, 2 Piece Aluminum Flat-top, 6", Mill Finish, without Lag Bolts, Qty. 1, 004600M | Inventory Item | 10.44 |  |  |  | No | Racking | Shippable | 10.31 | 410
260-0170 | 260-0170 |  |  | IronRidge, BX Top Clamp Mill Finish, 32mm, BX-TCL-32MM-M1 | Inventory Item | 1.27 |  |  |  | No | Racking | Shippable | 1.09 | 405
590-0120 | 590-0120 |  |  | IronRidge, BX 38” Row Bonding Jumper, BX-RB38-M1 | Inventory Item | 7.99 |  |  |  | No | Racking | Shippable | 7.35 | 405
250-1376 | 250-1376 |  |  | UniRac, Roof Mount, RM5, Wind Deflector 84”, Qty. 1, 310810 | Inventory Item | 21.49 |  |  |  | No | Racking | Shippable | 19.79 | 403
260-0820 | 260-0820 |  |  | ProSolar, Mid Clamp, 2.75" (49.9mm to 50.4mm), Includes (1) Channel Nut with grounding buss bar, lock washer and hardware, Clear, Qty. 1, C275IMC-1-G | Inventory Item | 2.68 |  |  |  | No | Racking | Shippable | 2.53 | 402
210-1082 | 210-1082 |  |  | UniRac, SolarMount Light Rail, 246", Mill Finish, 315246M | Inventory Item | 45.73 |  |  |  | No | Racking | Shippable | 42.01 | 400
270-2001 | 270-2001 |  |  | Heyco, SunScreener (Critter-Guard) Stainless Steel Wire Mesh Clip, Color: Black, Qty.1 Box of 100, 18-S6438 | Inventory Item | 58.23 |  |  |  | No | Racking | Shippable | 57.5 | 395
270-0999 | 270-0999 |  |  | QuickBolt, Flashing, Wide Based Hook Flashing, Galvolume (Coated Steel), 9" x 14", Qty. 1, 15890 | Inventory Item | 3.96 |  |  |  | No | Racking | Shippable | 3.4 | 394
260-0812 | 260-0812 |  |  | ProSolar, End Clamp, 1.963"-1.988" (49.9mm-50.4mm), Includes (1) non-bonding Channel Nut and hardware, Clear, Qty. 1, C1968EC-1-G | Inventory Item | 2.68 |  |  |  | No | Racking | Shippable | 2.53 | 386
250-1453 | 250-1453 |  |  | UniRac, Roof Mount, RM-10-EVO Module Clamp, Bulk Packaging, Qty. 1, 370023 | Inventory Item | 2.72 |  |  |  | No | Racking | Shippable | 2.56 | 379
270-0157 | 270-0157 |  |  | QuickMount, Flashing, Tile Replacement, Flat Tile, 3-1/4" Post, order with Base Mount #270-0898, Black Finish, Qty. 1, QMTR-F3.25-B-12 | Inventory Item | 11.99 |  |  |  | No | Racking | Shippable | 11.31 | 374
270-9090 | 270-9090 |  |  | IronRidge, Aire Cap, A1, AE-A1CAP-01-B1 | Inventory Item | 0.51 |  |  |  | No | Racking | Shippable | 0.5 | 373
270-1028 | 270-1028 |  |  | UniRac, Solarmount End Cap, for Standard rail, UV Black, Qty. 1, 309003P | Inventory Item | 0.71 |  |  |  | No | Racking | Shippable | 0.7 | 364
270-0193 | 270-0193 |  |  | S-5!, ¼-14 X 1-1/2” Metal to Wood, 3/8” Hex Washer Head Milled Point Screw, Qty. 1 pack of 50, 1.5” Metal to Wood Screw | Inventory Item | 12.66 |  |  |  | No | Racking | Shippable | 12.5 | 363
260-0412 | 260-0412 |  |  | EJOT, Stainless Steel Hanger Bolt for wood, 8mm dia x 150mm long Lag, 10mm dia x 50mm Stud, JA3-SB-8.0x150/50-FZD, Qty. 1, 6660108009 | Inventory Item | 4.44 |  |  |  | No | Racking | Shippable | 4.09 | 361
211-0483 | 211-0483 |  |  | IronRidge, Fixed Tilt Leg, Kit, 20", Mill, Qty. 1, TM-FTL-020 | Inventory Item | 27.84 |  |  |  | No | Racking | Shippable | 26.28 | 360
260-0772 | 260-0772 |  |  | UniRac, SolarMount Mid Clamp, B-C, 30mm-36mm, Preassembled Integrated Bonding, Clear SS, Qty. 1 , 302027C | Inventory Item | 2.75 |  |  |  | No | Racking | Shippable | 2.6 | 354
260-0111 | 260-0111 |  |  | IronRidge, Stopper Sleeve, 38mm, Clear, Qty. 1, UFO-STP-38MM-M1 | Inventory Item | 0.71 |  |  |  | No | Racking | Shippable | 0.54 | 345
260-0896 | 260-0896 |  |  | SunModo, Mid Clamp Kit with Shared Rail Adaptor, Clear, K10182-001 | Inventory Item | 3.99 |  |  |  | No | Racking | Vendor De-listing | 3.94 | 344
270-0058 | 270-0058 |  |  | IronRidge, FX, Rail-Less Trim End Caps Kit, All Sizes, 1 Pair, Qty 1 Kit, FX-TRIM-CAP | Inventory Item | 1.11 |  |  |  | No | Racking | Shippable | 0.98 | 341
211-0086 | 211-0086 |  |  | ProSolar, FastJack, Standoff, E-Series 4.5" , Qty. 1, FJE-450-1 | Inventory Item | 5.84 |  |  |  | No | Racking | Shippable | 5.76 | 338
250-1452 | 250-1452 |  |  | UniRac, Roof Mount, RM-10-EVO Module Clamp Side Bolt, Bulk Packaging, Qty. 1, 370022 | Inventory Item | 0.59 |  |  |  | No | Racking | Shippable | 0.56 | 336
270-1112 | 270-1112 |  |  | SnapNrack, Comp Flashing, 9” x 12”, Silver Alum (requires Umbrella Lag), 232-01376 | Inventory Item | 2.55 |  |  |  | No | Racking | Shippable | 2.51 | 336
211-0058 | 211-0058 |  |  | QuickMount, Single Slot L-Foot Only, Black Finish, Qty. 1, QMC-LF-B-12 | Inventory Item | 2.06 |  |  |  | No | Racking | Shippable | 2.04 | 334
250-1402 | 250-1402 |  |  | UniRac, Ecolibrium, EcoFoot5D 82'' Wind Deflector, ES10496 | Inventory Item | 13.04 |  |  |  | No | Racking | Shippable | 12 | 333
210-1076 | 210-1076 |  |  | UniRac, Standoff, 2 Piece Aluminum Flat-top, 4", Mill Finish, without Lag Bolts, Qty. 1, 004400M | Inventory Item | 8.99 |  |  |  | No | Racking | Shippable | 8.88 | 329
213-0052 | 213-0052 |  |  | UniRac, Ecolibrium, MetalX, PM Adjust Slotted, ES11209 | Inventory Item | 7.71 |  |  |  | No | Racking | Shippable | 7.61 | 323
260-0174 | 260-0174 |  |  | IronRidge, BX Top Clamp, Mill Finish 46mm, BX-TCL-46MM-M1 | Inventory Item | 1.27 |  |  |  | No | Racking | Shippable | 1.09 | 319
260-0794 | 260-0794 |  |  | ProSolar, End Clamp, 1.293-1.318" (32.8mm-33.4mm), Includes (1) non-bonding Channel Nut and hardware, Black, Qty. 1, C1298EC-1B-G | Inventory Item | 2.97 |  |  |  | No | Racking | Shippable | 2.8 | 319
260-0859 | 260-0859 |  |  | S-5!, Clamp, Size N, Mini, fits 1.5" nail strip metal roof profiles including triangle type profiles, No Bolt, S-5-N 1.5 Mini | Inventory Item | 5.03 |  |  |  | No | Racking | Shippable | 4.96 | 311
270-0870 | 270-0870 |  |  | QuickMount, Flashing, Conduit Penetration Flashings, for Tile, Mill Finish, Qty. 1, QMCPT-A-12 | Inventory Item | 19.96 |  |  |  | No | Racking | Shippable | 18.84 | 311
260-0118 | 260-0118 |  |  | IronRidge, Stopper Sleeve, 46mm, Black, Qty. 1, UFO-STP-46MM-B1 | Inventory Item | 0.79 |  |  |  | No | Racking | Shippable | 0.6 | 310
260-0861 | 260-0861 |  |  | S-5!, Clamp, Size S, Mini, for Snap-Together roofs with Horizontal Seams under .540”, S-5-S mini | Inventory Item | 3.73 |  |  |  | No | Racking | Shippable | 3.69 | 310
250-1450 | 250-1450 |  |  | UniRac, Roof Mount, RM-10-EVO North Ballast Bay, 10 Degrees, Qty. 1, 370011 | Inventory Item | 41.5 |  |  |  | No | Racking | Shippable | 38.21 | 308
250-1410 | 250-1410 |  |  | UniRac, Ecolibrium, EcoFoot MLPE Bracket, ES10970 | Inventory Item | 3.54 |  |  |  | No | Racking | Shippable | 3.26 | 303
250-1448 | 250-1448 |  |  | UniRac, Roof Mount, RM5, Wind Deflector 98”, Qty. 1, 310811 | Inventory Item | 25.77 |  |  |  | No | Racking | Shippable | 23.73 | 303
240-0666 | 240-0666 |  |  | ProSolar, U-Bolt Assembly, 2”, Qty. 1, A-UAS-1S-2” | Inventory Item | 7.41 |  |  |  | No | Racking | Shippable | 6.83 | 300
210-1081 | 210-1081 |  |  | UniRac, SolarMount Rail, 246", Clear Anodized Finish, Qty. 1, 310246C | Inventory Item | 78.45 |  |  |  | No | Racking | Shippable | 72.07 | 299
590-0129 | 590-0129 |  |  | QuickMount, QMR Quick Rail, M8 X 20mm T-Bolt w/ Nut, w/Nylon Patch, SS, Qty 1 Bag of 50, QMR-TB20P-A-300 | Inventory Item | 30.38 |  |  |  | No | Racking | Shippable | 30 | 297
250-1412 | 250-1412 |  |  | UniRac, Ecolibrium, MLPE Tiger Clip, 008115M | Inventory Item | 2.53 |  |  |  | No | Racking | Shippable | 2.33 | 293
590-0121 | 590-0121 |  |  | IronRidge, BX Module Ground Lug with Hardware, PV-LUG-01-A1 | Inventory Item | 4.86 |  |  |  | No | Racking | Shippable | 4.48 | 289
590-0132 | 590-0132 |  |  | SunModo, HR Ground Lug, K10469-003 | Inventory Item | 4.62 |  |  |  | No | Racking | Vendor De-listing | 4.56 | 284
260-0666 | 260-0666 |  |  | ProSolar, End Clamp 1.762" (44.7mm-45.2mm), Black, Qty. 1, C1762EC-1B | Inventory Item | 1.71 |  |  |  | No | Racking | Vendor De-listing | 1.6 | 282
210-0596 | 210-0596 |  |  | UniRac, SolarMount Rail, 208", Clear Anodized Finish, Qty. 1, 310208C | Inventory Item | 66.31 |  |  |  | No | Racking | Shippable | 60.92 | 276
270-0045 | 270-0045 |  |  | IronRidge, FX, Rail-Less Mount 32mm, Black, Qty 1, FX-MOUNT-32MM-B | Inventory Item | 10.86 |  |  |  | No | Racking | Soligent De-listing | 9.53 | 276
260-0875 | 260-0875 |  |  | QuickMount, Lynx Standing Seam Clamp with Hardware, Qty. 1, QM-LYNX-SS-M1 | Inventory Item | 5.33 |  |  |  | No | Racking | Shippable | 5 | 274
270-0919 | 270-0919 |  |  | UniRac, MicroRail, 40mm, 9" Splice , includes: base, cap, (3) cap screws, and bonding pins, Qty. 1, 230140B | Inventory Item | 8.91 |  |  |  | No | Racking | Vendor De-listing | 8.37 | 273
210-1025 | 210-1025 |  |  | IronRidge, XR10, Rail 132" (11') Black, Qty. 1, XR-10-132B | Inventory Item | 23.63 |  |  |  | No | Racking | Shippable | 22.65 | 271
212-0002 | 212-0002 |  |  | IronRidge, Tile Replacement Base (Incl. 1 L-Foot (Black), 1 Lag and Hardware) use with Tile Replacement Flashing, Qty. 1, KOB-1L01-B1 | Inventory Item | 11.1 |  |  |  | No | Racking | Vendor De-listing | 10.48 | 269
550-0170 | 550-0170 |  |  | QuickMount, QMR, SS Wire Management Clip for QMR Rails, QMR-WC-A-300 | Inventory Item | 0.26 |  |  |  | No | Racking | Shippable | 0.25 | 267
270-1005 | 270-1005 |  |  | IronRidge, FX, Rail-Less Trim, Black, 35mm, For 2 60 Cell Portrait Module, 2008mm, ~79", Qty 1, FX-TRIM-35MM-B-2P | Inventory Item | 29.28 |  |  |  | No | Racking | Shippable | 25.7 | 265
250-1401 | 250-1401 |  |  | UniRac, Ecolibrium, EcoFoot5D Base, 5° Landscape, ES10490 | Inventory Item | 7.14 |  |  |  | No | Racking | Shippable | 6.57 | 262
270-9083 | 270-9083 |  |  | IronRidge, Contour Trim Outer Corner Cap, Black, Qty. 1, CTR-OUT-01-B1 | Inventory Item | 27.16 |  |  |  | No | Racking | Shippable | 25.38 | 260
260-0285 | 260-0285 |  |  | UniRac, Universal Aesthetic Fastener (Universal-AF) Mid Clamp, 30-46mm, Preassembled Integrated Bonding, Mill Finish, Qty. 1, 302045M | Inventory Item | 2.63 |  |  |  | No | Racking | Shippable | 2.42 | 258
210-0194 | 210-0194 |  |  | UniRac, Tile Roof Hook, Flashing Flat Tile Mount, 004FLAT | Inventory Item | 4.01 |  |  |  | No | Racking | Shippable | 3.69 | 251
210-0991 | 210-0991 |  |  | UniRac, SolarMount Rail, 168", Mill Finish, Qty. 1, 320168M | Inventory Item | 43.47 |  |  |  | No | Racking | Shippable | 39.93 | 251
210-1038 | 210-1038 |  |  | UniRac, DGFT - Ground Fixed Tilt RAIL 168" MILL, 411168M | Inventory Item | 66.53 |  |  |  | No | Racking | Shippable | 61.11 | 251
270-0941 | 270-0941 |  |  | QuickMount, Accessory Frame Mount Bracket Universal, UL2703 for SolarEdge Optimizer, or Enphase IQ, module frame thickness and racking agnostic, Mill finish, Qty. 1, QMAFBU-A-25 | Inventory Item | 4.85 |  |  |  | No | Racking | Shippable | 4.46 | 250
210-0213 | 210-0213 |  |  | IronRidge, XR100, Rail 168" (14') Mill, Qty. 1, XR-100-168M | Inventory Item | 38.2 |  |  |  | No | Racking | Shippable | 35.09 | 247
210-0524 | 210-0524 |  |  | SunModo, Shared Rail Adaptor, K10176-001 | Inventory Item | 2.14 |  |  |  | No | Racking | Vendor De-listing | 2.11 | 245
260-0643 | 260-0643 |  |  | EJOT, Stainless Steel Hanger Bolt for Metal, 8mm x 85mm Self-Drilling, 10mm x 50mm Stud, JT3-SB-3-8.0 x 85/50 FZD, 3340898905 | Inventory Item | 5.26 |  |  |  | No | Racking | Shippable | 4.51 | 244
270-0055 | 270-0055 |  |  | IronRidge, FX, Rail-Less Trim, Black, 40mm, For 1 60 Cell Landscape Module, 1663mm, ~65.5", Qty 1, FX-TRIM-40MM-B-L | Inventory Item | 24.47 |  |  |  | No | Racking | Soligent De-listing | 24.16 | 241
211-0014 | 211-0014 |  |  | ProSolar, FastJack, Standoff, 6", Qty. 1, FJ-600-1 | Inventory Item | 8.41 |  |  |  | No | Racking | Shippable | 8.3 | 237
210-1092 | 210-1092 |  |  | UniRac, NXT HORIZON STRONGHOLD Attachment Base and Open Slot L-Foot Kit for Comp Roof, Dark, SHCPKTD1 | Inventory Item | 163.36 |  |  |  | No | Racking | Shippable | 154.17 | 235
260-0411 | 260-0411 |  |  | EJOT, Stainless Steel Hanger Bolt for wood, 8mm dia x 130mm long Lag, 10mm dia x 50mm Stud, JA3-SB-8.0x130/50-FZD, Qty. 1, 6660108008 | Inventory Item | 4.36 |  |  |  | No | Racking | Shippable | 4.01 | 235
270-0889 | 270-0889 |  |  | QuickMount, Accessory Frame Mount Bracket, for Solaredge Power Optimizer, 33mm module frame, racking agnostic, UL2703, Mill finish, COMPONENT, Qty. 1, QMAFB-33 A 1 | Inventory Item | 5.39 |  |  |  | No | Racking | Vendor De-listing | 4.9 | 230
210-1039 | 210-1039 |  |  | UniRac, MicroRail, Raised Seal Flashing, 004020D | Inventory Item | 10.59 |  |  |  | No | Racking | Vendor De-listing | 9.94 | 229
211-0237 | 211-0237 |  |  | ProSolar, SolarWedge, 15 Degrees, with 1 ea 5" lower & 17" upper post, Qty. 1, SW15A-1 | Inventory Item | 27.02 |  |  |  | No | Racking | Shippable | 26.68 | 227
211-0484 | 211-0484 |  |  | IronRidge, Fixed Tilt Leg, Kit, 25", Mill, Qty. 1, TM-FTL-025 | Inventory Item | 29.31 |  |  |  | No | Racking | Shippable | 27.66 | 226
211-0525 | 211-0525 |  |  | SunModo, HR300 Rail End Cap, Grey, A20297-001 | Inventory Item | 0.72 |  |  |  | No | Racking | Vendor De-listing | 0.71 | 226
270-0897 | 270-0897 |  |  | ProSolar, End Cap, 2.5", Deep Channel, UV resistant plastic, Black, Qty. 1, A-ENDCAPD-1-B | Inventory Item | 0.72 |  |  |  | No | Racking | Shippable | 0.71 | 225
270-9080 | 270-9080 |  |  | IronRidge, Contour Trim Splice, Qty. 1, CTR-SPLC-01-M1 | Inventory Item | 1.81 |  |  |  | No | Racking | Shippable | 1.69 | 225
270-0065 | 270-0065 |  |  | UniRac, E-Boss Bridge Tray, for Perpendicular to Rails Wire Management ~62”, use with Bridge Clips, 00802BT | Inventory Item | 4.36 |  |  |  | No | Racking | Shippable | 3.74 | 222
211-0019 | 211-0019 |  |  | QuickMount, Post, 1.25” OD X 11.5", Mill Finish, Qty. 1, QM-QBP-11.5-M1 | Inventory Item | 6.15 |  |  |  | No | Racking | Shippable | 6.08 | 219
260-0172 | 260-0172 |  |  | IronRidge, BX Top Clamp Mill Finish, 38mm, BX-TCL-38MM-M1 | Inventory Item | 1.27 |  |  |  | No | Racking | Shippable | 1.09 | 218
270-0651 | 270-0651 |  |  | Oatey, Flashing, 0.5" to 1.125" dia, 9 x 12.5" Aluminum base, Clear, Qty. 1, 11832 | Inventory Item | 7.71 |  |  |  | No | Racking | Shippable | 7.28 | 217
270-9100 | 270-9100 |  |  | QuickMount, Base Mount, for use with Tile Replacement, Mill Finish, QBLOCK, Qty. 1, QMTR-BM-A-12 | Inventory Item | 14.38 |  |  |  | No | Racking | Shippable | 14.2 | 215
260-0858 | 260-0858 |  |  | S-5!, Clamp, Size K Grip-Mini, fits KlipRib and other Bulb snap-together seams, requires insert sold separately, No Bolt, S-5-K Grip Mini | Inventory Item | 4.48 |  |  |  | No | Racking | Shippable | 4.43 | 214
250-1408 | 250-1408 |  |  | UniRac, Ecolibrium, EcoFoot5D Mid-Support Kit, ES10480 | Inventory Item | 2.62 |  |  |  | No | Racking | Shippable | 2.42 | 212
211-0016 | 211-0016 |  |  | QuickMount, Post, 1.25” OD X 3.25", Mill Finish, Qty. 1, QM-QBP-3.25-M1 | Inventory Item | 3.3 |  |  |  | No | Racking | Shippable | 3.26 | 211
260-0802 | 260-0802 |  |  | ProSolar, End Clamp, 1.567"-1.592" (39.9mm-40.4mm), Includes (1) non-bonding Channel Nut and hardware, Black, Qty. 1, C1572EC-1B-G | Inventory Item | 2.97 |  |  |  | No | Racking | Shippable | 2.8 | 211
260-0822 | 260-0822 |  |  | IronRidge, End Clamp, M, 1.50", 38.1mm, Clear, Qty. 4, 29-7000-150 | Inventory Item | 5.22 |  |  |  | No | Racking | Vendor De-listing | 4.9 | 210
260-0898 | 260-0898 |  |  | SunModo, End Clamp Kit, 40mm Clear, K10224-140 | Inventory Item | 2.41 |  |  |  | No | Racking | Vendor De-listing | 2.27 | 210
270-0049 | 270-0049 |  |  | IronRidge, FX, Rail-Less Bridge, 32mm Black, Qty 1, FX-BRIDGE-32MM-B | Inventory Item | 8.01 |  |  |  | No | Racking | Soligent De-listing | 7.03 | 208
260-0882 | 260-0882 |  |  | SunModo, Universal Mid Clamp, Clear, K10180-001 | Inventory Item | 3.1 |  |  |  | No | Racking | Vendor De-listing | 3.06 | 207
210-0206 | 210-0206 |  |  | UniRac, SolarMount Rail, 168", Clear Anodized Finish, Qty. 1, 310168C | Inventory Item | 53.58 |  |  |  | No | Racking | Shippable | 49.22 | 206
260-0764 | 260-0764 |  |  | UniRac, SolarMount End Clamp, D, Preassembled, 38MM - 40MM, 2.25" Bolt, Clear, Qty. 1 ,302023C | Inventory Item | 2.35 |  |  |  | No | Racking | Shippable | 2.21 | 206
270-0161 | 270-0161 |  |  | IronRidge, Flashing, Flashfoot2 with Cap-foot, 9" x 12", includes: 5/16" x 4.75" SS Lag Bolt and EPDM washer, Black, UFO series, Qty. 1, FF2-01-B2 | Inventory Item | 12.33 |  |  |  | No | Racking | Shippable | 12.33 | 206
270-0028 | 270-0028 |  |  | UniRac, U-LA Brace, 10.5 ft, 2", Aluminum, Qty. 1, 403201C | Inventory Item | 50.78 |  |  |  | No | Racking | Shippable | 50.15 | 204
211-0201 | 211-0201 |  |  | ProSolar, FastJack, Standoff, Commercial E-Series, 12"H, 1.25" Dia, Hardware not included, Qty. 1, CFJE-1200-1 | Inventory Item | 10.47 |  |  |  | No | Racking | Shippable | 10.34 | 201
240-0176 | 240-0176 |  |  | Hollaender, T-Fitting, 1-1/2" , A-TEE, 5E-8 | Inventory Item | 13.51 |  |  |  | No | Racking | Shippable | 12.75 | 199
250-1392 | 250-1392 |  |  | UniRac, RoofMount, RMDT, Mid Clamp, 30-35mm, Qty. 1, 310826 | Inventory Item | 2.99 |  |  |  | No | Racking | Shippable | 2.83 | 196
250-1399 | 250-1399 |  |  | UniRac, Ecolibrium, Ecofoot2+ 86" Wind Deflector, ES20311H | Inventory Item | 20.33 |  |  |  | No | Racking | Shippable | 18.72 | 195
270-0917 | 270-0917 |  |  | UniRac, Hardware, 3/8" bolt and EPDM washer, for 2-piece Aluminum Standoff, Qty. 1, 330007M | Inventory Item | 2.15 |  |  |  | No | Racking | Shippable | 1.98 | 185
270-0159 | 270-0159 |  |  | QuickMount, Flashing, Tile Replacement, S-Tile, 3-1/4" Post, order with Base Mount #270-0898, Black Finish, Qty. 1, QMTR-S3.25-B-12 | Inventory Item | 11.99 |  |  |  | No | Racking | Shippable | 11.31 | 184
270-0899 | 270-0899 |  |  | QuickMount, Flashing, Tile Replacement, Flat Tile, 3-1/4" Post, order with Base Mount #270-0898, Mill Finish, Qty. 1, QMTR-F3.25-A-12 | Inventory Item | 11.6 |  |  |  | No | Racking | Shippable | 10.95 | 182
210-1122 | 210-1122 |  |  | IronRidge, Aire Rail A1, Black, 170", AE-A1-170B | Inventory Item | 35.19 |  |  |  | No | Racking | Shippable | 34.75 | 180
213-0051 | 213-0051 |  |  | UniRac, Ecolibrium, EcoX Coupling, End, ES10146 | Inventory Item | 7.38 |  |  |  | No | Racking | Shippable | 7.29 | 177
240-0767 | 240-0767 |  |  | SunModo, SunTurf, Pipe, HSS, 2", 2.375" OD X 12 Gauge, G-90, 60”, A21165-060 | Inventory Item | 22.46 |  |  |  | No | Racking | Shippable | 22.17 | 177
210-0579 | 210-0579 |  |  | QuickMount, Flashing, Shake Mounts, 18" x 18", Mill Finish, QBLOCK, Qty. 1, QMLC-A-12 | Inventory Item | 30.38 |  |  |  | No | Racking | Vendor De-listing | 28.68 | 176
211-0018 | 211-0018 |  |  | QuickMount, Post, 1.25” OD X 6.5", Mill Finish, Qty. 1, QM-QBP-6.5-M1 | Inventory Item | 4.48 |  |  |  | No | Racking | Shippable | 4.43 | 176
213-0015 | 213-0015 |  |  | UniRac, SFM Infinity Rail-Less, 6.5" Splice, includes: 6.5” Base, Cap, Socket-head cap screw and bonding pins, Qty. 1, 250010U | Inventory Item | 8.49 |  |  |  | No | Racking | Shippable | 7.45 | 174
260-0107 | 260-0107 |  |  | IronRidge, Stopper Sleeve, 33mm, Clear, Qty. 1, UFO-STP-33MM-M1 | Inventory Item | 0.71 |  |  |  | No | Racking | Shippable | 0.54 | 174
590-0130 | 590-0130 |  |  | SunModo, Ground Lug, K10179-002 | Inventory Item | 4.41 |  |  |  | No | Racking | Vendor De-listing | 4.35 | 173
270-9082 | 270-9082 |  |  | IronRidge, Contour Trim Inside Corner Cap, Black, Qty. 1, CTR-IN-01-B1 | Inventory Item | 27.16 |  |  |  | No | Racking | Shippable | 25.38 | 172
211-0083 | 211-0083 |  |  | ProSolar, FastJack, Standoff, Commercial E-Series, 4.5"H, 1.25" Dia, Hardware not included, Qty. 1, CFJE-450-1 | Inventory Item | 7.16 |  |  |  | No | Racking | Shippable | 7.08 | 171
260-0774 | 260-0774 |  |  | UniRac, SolarMount Mid Clamp, E-F, 45mm-52mm, Preassembled Integrated Bonding, Clear SS, Qty. 1, 302028C | Inventory Item | 2.75 |  |  |  | No | Racking | Shippable | 2.6 | 168
211-0015 | 211-0015 |  |  | ProSolar, FastJack, Standoff, 7.5", Qty. 1, FJ-750-1 | Inventory Item | 9.13 |  |  |  | No | Racking | Shippable | 9.01 | 166
250-1449 | 250-1449 |  |  | UniRac, Roof Mount, RM-10-EVO Field Ballast Bay, 10 Degrees, Qty. 1, 370010 | Inventory Item | 41.5 |  |  |  | No | Racking | Shippable | 38.21 | 166
240-1529 | 240-1529 |  |  | SunModo, SunTurf, 2.5” Pipe Splice Kit, Internal, K10448-001 | Inventory Item | 8.25 |  |  |  | No | Racking | Vendor De-listing | 8.15 | 165
250-1395 | 250-1395 |  |  | UniRac, Ecolibrium, EcoFoot2+ Base, 5° Portrait, 10° Landscape with EPDM Slip Strips , ES20142 | Inventory Item | 31.15 |  |  |  | No | Racking | Shippable | 28.68 | 164
270-0900 | 270-0900 |  |  | QuickMount, Flashing, Tile Replacement, W-Tile, 4" Post, order with Base Mount #270-0898, Mill Finish, Qty. 1, QMTR-W4-A-12 | Inventory Item | 11.6 |  |  |  | No | Racking | Shippable | 10.95 | 163
211-0044 | 211-0044 |  |  | UniRac, Adjustable Tilt Leg, 30", without L-Foot, Clear, Qty. 1, 307115M | Inventory Item | 28 |  |  |  | No | Racking | Shippable | 26.43 | 160
212-0010 | 212-0010 |  |  | SnapNrack, Ultra Rail Tile Roof Hook WS, 242-01248 | Inventory Item | 7.53 |  |  |  | No | Racking | Shippable | 7.44 | 160
260-0821 | 260-0821 |  |  | ProSolar, Mid Clamp, 2.75" (49.9mm to 50.4mm), Includes (1) Channel Nut with grounding buss bar, lock washer and hardware, Black, Qty. 1, C275IMC-1B-G | Inventory Item | 2.7 |  |  |  | No | Racking | Shippable | 2.55 | 158
590-0125 | 590-0125 |  |  | UniRac, Ecolibrium, 38" Bonding Jumper, ES10378 | Inventory Item | 5.42 |  |  |  | No | Racking | Shippable | 5.12 | 158
240-0395 | 240-0395 |  |  | Hollaender, Extended Barrel Tee, 1.5" Pipe Size, 5EXT-8 | Inventory Item | 16.86 |  |  |  | No | Racking | Shippable | 15.91 | 156
210-1079 | 210-1079 |  |  | UniRac, SolarMount Heavy Duty Rail, 246", Mill Finish, Qty. 1, 410246M | Inventory Item | 131.79 |  |  |  | No | Racking | Shippable | 121.07 | 155
250-1378 | 250-1378 |  |  | UniRac, RoofMount, RM5 & RMDT, Endclamp, 41-45mm, Qty. 1, 310821 | Inventory Item | 1.52 |  |  |  | No | Racking | Vendor De-listing | 1.43 | 155
250-1055 | 250-1055 |  |  | IronRidge, BX Flat Roof Attachment Kit w/L-Feet, BX-MA-FRA-M1 | Inventory Item | 10.2 |  |  |  | No | Racking | Shippable | 9.39 | 153
510-0295 | 510-0295 |  |  | QuickMount, JayBox, Rail-Mounted, 8 X 9" with DIN Rail and Rail Hanger Brackets, QM-JBX-RL02-B1 | Inventory Item | 34.97 |  |  |  | No | Racking | Shippable | 34.54 | 153
550-0522 | 550-0522 |  |  | UniRac, DGFT - Ground Fixed Tilt WIRE MANAGEMENT CLIP, 404015 | Inventory Item | 3.13 |  |  |  | No | Racking | Shippable | 2.96 | 150
250-1381 | 250-1381 |  |  | UniRac, RoofMount, RM5, WD Wire Management Clip, Qty. 1, 310851 | Inventory Item | 1.27 |  |  |  | No | Racking | Shippable | 1.19 | 149
210-0193 | 210-0193 |  |  | UniRac, SolarMount Light Rail, 246", Dark Finish, 315246D | Inventory Item | 60.24 |  |  |  | No | Racking | Shippable | 55.34 | 148
260-0760 | 260-0760 |  |  | UniRac, SolarMount End Clamp, B, Preassembled, 30mm - 32mm, 2.00" Bolt, Clear, Qty. 1,302021C | Inventory Item | 2.35 |  |  |  | No | Racking | Shippable | 2.21 | 146
270-0834 | 270-0834 |  |  | UniRac, SolarMount Integrated Bonding, T-Bolt & Nut, 1/4"X2.00", Clear SS, Qty. 1, 330050S | Inventory Item | 1.12 |  |  |  | No | Racking | Shippable | 1.03 | 145
270-1004 | 270-1004 |  |  | IronRidge, FX, Rail-Less Trim, Black, 35mm, For 1 60 Cell Landscape Module, 1663mm, ~65.5", Qty 1, FX-TRIM-35MM-B-L | Inventory Item | 24.47 |  |  |  | No | Racking | Shippable | 21.48 | 145
213-0054 | 213-0054 |  |  | UniRac, Ecolibrium, MetalX, End Clamp Kit, ES10828 | Inventory Item | 5.15 |  |  |  | No | Racking | Shippable | 4.86 | 141
270-0168 | 270-0168 |  |  | QuickBolt, All Tile Roof Hook, Side Mount Rails, for flat and Spanish tile, 6mm thickness, 8mm adjustable height, 140 mm wide base, 9mm x 18 mm mounting screw slots, 10mm x 46mm rail attachment slot, includes (2) 5/16 x 3" SS screws, Qty. 1, 17587(1) | Inventory Item | 8.44 |  |  |  | No | Racking | Shippable | 8.33 | 141
270-0865 | 270-0865 |  |  | QuickMount, Accessory Frame Mount Bracket, for Solaredge Series 5 Optimizer, 35mm module frame, racking agnostic, UL2703, Bronze finish, COMPONENT, Qty. 1, QMAFB-35 B 1 | Inventory Item | 5.6 |  |  |  | No | Racking | Vendor De-listing | 5.26 | 141
270-1053 | 270-1053 |  |  | QuickMount, IronRidge, Seamless Tile Hook Flashing, 9 X 14”, Mill Finish, for QM-HLS/HSS and IronRidge all Tile Hook Qty. 1, QM-THDF-01-M1 | Inventory Item | 2.37 |  |  |  | No | Racking | Shippable | 2.24 | 140
260-9088 | 260-9088 |  |  | IronRidge, Aire Lock End, Black (30mm - 40mm), AE-END-01-B1 | Inventory Item | 3.42 |  |  |  | No | Racking | Shippable | 3.38 | 139
260-0264 | 260-0264 |  |  | S-5!, Clamp, Size B, Brass Clamp with 10mm bolt, S-5-B | Inventory Item | 20.81 |  |  |  | No | Racking | Shippable | 19.64 | 137
270-0191 | 270-0191 |  |  | S-5!, ¼-14 X 1-1/2” Metal to Metal, 3/8” Hex Washer Head Self Drilling Screw, Qty. 1 pack of 50, 1.5" Metal to Metal Screw | Inventory Item | 13.92 |  |  |  | No | Racking | Shippable | 13.75 | 137
210-0439 | 210-0439 |  |  | UniRac, Standoff, 2 Piece Aluminum Flat-top , 6", Dark, without lag bolts, Qty. 1, 004600D | Inventory Item | 10.98 |  |  |  | No | Racking | Shippable | 10.84 | 136
590-0135 | 590-0135 |  |  | IronRidge, Aire Lug, AE-LUG-01-M1 | Inventory Item | 4.87 |  |  |  | No | Racking | Shippable | 4.81 | 136
240-0191 | 240-0191 |  |  | UniRac, DGFT - Ground Fixed Tilt C-PILE, 126" – (10.5’), 404004 | Inventory Item | 189.38 |  |  |  | No | Racking | Shippable | 178.73 | 135
590-0119 | 590-0119 |  |  | IronRidge, BX 8” Module Bonding Jumper, BX-MB8-M1 | Inventory Item | 3.64 |  |  |  | No | Racking | Shippable | 3.35 | 135
210-0216 | 210-0216 |  |  | UniRac, FlashLoc Comp Kit, with Lag Bolt, Chemlink Sealant and Rail Hardware, Dark Finish, Qty. 1 Box of 20, 004085D | Inventory Item | 198.78 |  |  |  | No | Racking | Shippable | 187.6 | 134
270-0838 | 270-0838 |  |  | UniRac, SolarMount Integrated Bonding, T-Bolt & Nut, 1/4"X2.50", Clear SS, Qty. 1, 330052S | Inventory Item | 1.3 |  |  |  | No | Racking | Shippable | 1.2 | 134
270-0901 | 270-0901 |  |  | QuickMount, Flashing, Tile Replacement, S-Tile, 3-1/4" Post, order with Base Mount #270-0898, Mill Finish, Qty. 1, QMTR-S3.25-A-12 | Inventory Item | 11.6 |  |  |  | No | Racking | Shippable | 10.95 | 134
211-0240 | 211-0240 |  |  | QuickMount, Post, 1.25” OD X 8.5", Mill Finish, Qty. 1, QM-QBP-8.5-M1 | Inventory Item | 5.91 |  |  |  | No | Racking | Shippable | 5.84 | 130
213-0016 | 213-0016 |  |  | UniRac, SFM Infinity Rail-Less, 2" Micro Rail, includes: 2" Base, Cap, Socket-head cap screw, Qty. 1, 250020U | Inventory Item | 7.33 |  |  |  | No | Racking | Shippable | 6.43 | 129
260-0001 | 260-0001 |  |  | S-5!, Clamp, Size E, fits Butler roof with rolled top seam, S-5-E | Inventory Item | 4.98 |  |  |  | No | Racking | Shippable | 4.7 | 128
271-0014 | 271-0014 |  |  | IronRidge, Flat Roof Attachment Membrane, 60 mil, TPO, Firestone, White, Qty. 1, FRA-M60T-FS-W1 | Inventory Item | 11.99 |  |  |  | No | Racking | Shippable | 11.31 | 128
240-0675 | 240-0675 |  |  | SunModo, SunTurf, Anchor Screw Auger 63” with Set Screws, for 2" Schedule 40 Pipe, Qty.1, K10423-063 | Inventory Item | 57.85 |  |  |  | No | Racking | Shippable | 57.13 | 126
270-0940 | 270-0940 |  |  | UniRac, MicroRail, Floating Trim Clip, 240905C | Inventory Item | 2 |  |  |  | No | Racking | Vendor De-listing | 1.84 | 125
210-1086 | 210-1086 |  |  | ProSolar, Support Rail, 2.0" Deep X 130” Black RoofTrac Rail, Qty. 1, R130-2.0B | Inventory Item | 37.72 |  |  |  | No | Racking | Shippable | 34.65 | 124
220-0360 | 220-0360 |  |  | IronRidge, SGA 3", 7.5' Brace Assembly, 70-0300-CBR | Inventory Item | 148.78 |  |  |  | No | Racking | Vendor De-listing | 140.41 | 124
270-0920 | 270-0920 |  |  | UniRac, MicroRail, 40mm, 3" Microrail, includes: 3" Base, 3" Cap, Socket-head cap screw, Bonding pin, Helix, Tower, 6.75" slider, Qty. 1, 230340B | Inventory Item | 8.39 |  |  |  | No | Racking | Vendor De-listing | 7.87 | 124
240-0684 | 240-0684 |  |  | SunModo, SunTurf 2” Aluminum Pipe Clamp Kit, K10219-001 | Inventory Item | 10.53 |  |  |  | No | Racking | Shippable | 10.4 | 123
260-0287 | 260-0287 |  |  | UniRac, Universal Aesthetic Fastener (Universal-AF) End Clamp, 30-46mm, Preassembled Integrated Bonding, Mill Finish, Qty. 1, 302050M | Inventory Item | 3.03 |  |  |  | No | Racking | Shippable | 2.79 | 123
211-0485 | 211-0485 |  |  | IronRidge, Fixed Tilt Leg, Kit, 30", Mill, Qty. 1, TM-FTL-030 | Inventory Item | 30.79 |  |  |  | No | Racking | Shippable | 29.06 | 122
270-0192 | 270-0192 |  |  | S-5!, ¼-14 X 2-1/2” Metal to Wood, 3/8” Hex Washer Head Milled Point Screw, Qty. 1 pack of 50, 2.5” Metal to Wood Screw | Inventory Item | 13.92 |  |  |  | No | Racking | Shippable | 13.75 | 122
271-0010 | 271-0010 |  |  | IronRidge, Flat Roof Attachment Membrane, 60 mil, PVC, GAF, White, Qty. 1, FRA-M60P-GF-W1 | Inventory Item | 13.7 |  |  |  | No | Racking | Shippable | 12.93 | 122
210-0581 | 210-0581 |  |  | UniRac, SunFrame Cap Strip 192", D, use 3/4" Screws, Clear, Qty. 1, 202002C | Inventory Item | 20.02 |  |  |  | No | Racking | Soligent De-listing | 18.79 | 121
210-0203 | 210-0203 |  |  | UniRac, SolarMount Rail, 132", Clear Anodized Finish, Qty. 1, 310132C | Inventory Item | 42.1 |  |  |  | No | Racking | Shippable | 38.67 | 119
240-0765 | 240-0765 |  |  | SunModo, SunTurf, Pipe, HSS, 2.5", 2.875" OD X 12 Gauge, G-90, 112”, A21168-112 | Inventory Item | 44.42 |  |  |  | No | Racking | Shippable | 43.86 | 119
270-0176 | 270-0176 |  |  | UniRac, SolarMount Trim End Clip, 008025S | Inventory Item | 0.96 |  |  |  | No | Racking | Shippable | 0.95 | 119
270-9099 | 270-9099 |  |  | UniRac, SolarMount Trim, 168", Black, (Must sell multiples of 8 so items can ship in original packaging), Qty. 1, 206072D-B | Inventory Item | 64.52 |  |  |  | No | Racking | Shippable | 63.72 | 117
213-0002 | 213-0002 |  |  | UniRac, SFM Infinity Rail-Less, Flash Kit Slider, Includes: Flashing, Slider, Structural Screw, EDPM Washer, 004270D | Inventory Item | 8.36 |  |  |  | No | Racking | Shippable | 8.26 | 116
260-0585 | 260-0585 |  |  | IronRidge, Frameless End Clamp, 0.07-0.38” (1.8-9.6mm), Black, FMLS-EC-001-B | Inventory Item | 9.47 |  |  |  | No | Racking | Shippable | 8.94 | 116
260-0477 | 260-0477 |  |  | S-5!, Clamp, RibBracket I, mount for corrugated metal roofs to mount directly into the crown, with EPDM rubber gasket seal, (4) 8mm thru holes & (1) slotted .4" x 1.25" hole, 4 self-tapping screws & 1, M8 flange nut included, RibBracket I | Inventory Item | 5.54 |  |  |  | No | Racking | Shippable | 5.23 | 114
270-1241 | 270-1241 |  |  | SunModo, HR Rail Microinverter Mount Kit, K10363-001 | Inventory Item | 1.03 |  |  |  | No | Racking | Vendor De-listing | 1.01 | 113
240-0678 | 240-0678 |  |  | SunModo, SunTurf Diagonal HSS Tube Brace 1.5 X 1.5” X 92”, A50164-092 | Inventory Item | 33.24 |  |  |  | No | Racking | Shippable | 32.83 | 112
270-0851 | 270-0851 |  |  | ProSolar, front skirt bracket, double (used at joint between two skirts), (1) 5/16” x 3/8” SS set screw, (1) 5/16” x 1” SS set screw, Black, Qty. 1, A-FSB-DOUBLE-1 | Inventory Item | 5.91 |  |  |  | No | Racking | Shippable | 5.84 | 112
220-0361 | 220-0361 |  |  | IronRidge, SGA 3", 9' Brace Assembly, 70-0305-CBR , 5-panel | Inventory Item | 192.74 |  |  |  | No | Racking | Vendor De-listing | 181.9 | 110
211-0008 | 211-0008 |  |  | QuickMount, 5 Degree Fixed-Tilt L-Foot Only, Mill Finish, Qty. 1, QM-TLF5-M1 | Inventory Item | 2.18 |  |  |  | No | Racking | Shippable | 2.15 | 108
270-0145 | 270-0145 |  |  | QuickMount, L-Mount, 9 X 12” Flashing with Single Slot L-Foot, 5/16 X 4” Lag and EDPM Washer, Mill Finish, Qty. 1, QMLM-A-12 | Inventory Item | 5.96 |  |  |  | No | Racking | Vendor De-listing | 5.63 | 108
270-0000 | 270-0000 |  |  | Oatey, Flashing, 0.5" to 1" dia, 9" x 12.5" Galvanized base, No-Calk, Clear, Qty. 1, 11830 | Inventory Item | 6.59 |  |  |  | No | Racking | Shippable | 6.22 | 106
270-0888 | 270-0888 |  |  | QuickMount, Accessory Frame Mount Bracket, for Solaredge Power Optimizer, 35mm module frame, racking agnostic, UL2703, Mill finish, COMPONENT, Qty. 1, QMAFB-35 A 1 | Inventory Item | 5.27 |  |  |  | No | Racking | Vendor De-listing | 4.95 | 106
271-0009 | 271-0009 |  |  | IronRidge, Flat Roof Attachment Membrane, 60 mil, TPO, GAF, White, Qty. 1, FRA-M60T-GF-W1 | Inventory Item | 11.99 |  |  |  | No | Racking | Shippable | 11.31 | 105
211-0043 | 211-0043 |  |  | UniRac, Adjustable Tilt Leg, 12", without L-Foot, Clear, Qty. 1, 307107M | Inventory Item | 26.01 |  |  |  | No | Racking | Shippable | 24.54 | 104
260-0895 | 260-0895 |  |  | SunModo, Mid Clamp Kit with Shared Rail Adaptor, Black, K10182-001-BK | Inventory Item | 4.14 |  |  |  | No | Racking | Vendor De-listing | 4.09 | 104
270-0850 | 270-0850 |  |  | ProSolar, front skirt bracket, single, (1) 5/16” x 3/8” SS set screw, (1) 5/16” x 1” SS set screw, 2 per module, Black, Qty. 1, A-FSB-SINGLE-1 | Inventory Item | 3.03 |  |  |  | No | Racking | Shippable | 2.99 | 104
240-0766 | 240-0766 |  |  | SunModo, SunTurf, Pipe, HSS, 2", 2.375" OD X 12 Gauge, G-90, 120”, A21165-120 | Inventory Item | 36.56 |  |  |  | No | Racking | Shippable | 36.1 | 102
250-1456 | 250-1456 |  |  | UniRac, Roof Mount, RM-10-EVO Mid Support, Qty. 1, 370030 | Inventory Item | 19.72 |  |  |  | No | Racking | Shippable | 18.16 | 100
260-0766 | 260-0766 |  |  | UniRac, SolarMount End Clamp, E, Preassembled, 50MM - 52MM, 2.50" Bolt, Clear, Qty. 1 ,302024C | Inventory Item | 2.35 |  |  |  | No | Racking | Shippable | 2.21 | 100
270-0934 | 270-0934 |  |  | UniRac, MicroRail, 46mm, 3" Microrail, includes: 3" Base, 3" Cap, Socket-head cap screw, Bonding pin, Helix, Tower, 6.75" slider, Use with Raised Seal Flashing, 230346F | Inventory Item | 8.57 |  |  |  | No | Racking | Vendor De-listing | 7.87 | 100
210-1107 | 210-1107 |  |  | SnapNrack, UR-40 RAIL, 172", Silver, 232-02537 | Inventory Item | 30.27 |  |  |  | No | Racking | Shippable | 29.89 | 99
211-0532 | 211-0532 |  |  | IronRidge, Aire Tie, A1 (Bonded Splice), AE-A1TIE-01-M1 | Inventory Item | 4.75 |  |  |  | No | Racking | Shippable | 4.69 | 99
210-1040 | 210-1040 |  |  | QuickMount, Tile Replacement Flashing, Flat Tile, Use with QM Tile Hook, MILL, Qty.1, QMC-TRF-F-A-12 | Inventory Item | 7.12 |  |  |  | No | Racking | Shippable | 6.72 | 98
213-0076 | 213-0076 |  |  | UniRac, SFM Infinity Rail-Less, Universal Trim Rail 72", Dark, Qty. 1 package of 4, 256072U | Inventory Item | 123.31 |  |  |  | No | Racking | Shippable | 103.44 | 98
211-0493 | 211-0493 |  |  | UniRac, DGFT - Ground Fixed Tilt RAIL SPLICE KIT, 404014 | Inventory Item | 13.35 |  |  |  | No | Racking | Shippable | 13.19 | 97
250-1406 | 250-1406 |  |  | UniRac, Ecolibrium, EcoFoot5D 71'' Ballast Tray, ES10486 | Inventory Item | 28.32 |  |  |  | No | Racking | Shippable | 26.07 | 97
220-0362 | 220-0362 |  |  | IronRidge, Diagonal Brace, 2in Sleeve, GM-DB2-SLV01-M1 | Inventory Item | 19.36 |  |  |  | No | Racking | Shippable | 17.78 | 96
260-9089 | 260-9089 |  |  | IronRidge, Aire Lock Stealth (Hidden End Clamp), AE-STLTH-01-M1 | Inventory Item | 4.43 |  |  |  | No | Racking | Shippable | 4.38 | 96
260-0856 | 260-0856 |  |  | S-5!, Clamp, Size E, Mini, fits Butler roof with rolled top seam, S-5-E mini | Inventory Item | 3.2 |  |  |  | No | Racking | Shippable | 3.16 | 95
213-0017 | 213-0017 |  |  | UniRac, SFM Infinity Rail-Less, 8" Attached Splice, includes: 8” Base, Cap, Socket-head cap screw, and bonding pins, 250030U | Inventory Item | 12.12 |  |  |  | No | Racking | Shippable | 11.97 | 94
240-0680 | 240-0680 |  |  | SunModo, SunTurf Swivel Pipe Cap Kit, K10373-001 | Inventory Item | 43.66 |  |  |  | No | Racking | Shippable | 43.11 | 94
260-0789 | 260-0789 |  |  | S-5!, Clamp, Size H, fits metal roof profiles with Horizontal seam, S-5-H | Inventory Item | 11.05 |  |  |  | No | Racking | Shippable | 10.43 | 94
270-1006 | 270-1006 |  |  | QuickMount, Hardware Kit, 5/16" X 5-1/2" Lag Screw, with Sealing Plug and Fender Washer, COMPONENT, Qty. 1, QMC-LS5.5SP | Inventory Item | 2.51 |  |  |  | No | Racking | Shippable | 2.31 | 92
260-0119 | 260-0119 |  |  | ProSolar, End Clamp 1.175-1.2” (29.9-30.5mm), Includes (1) non-bonding Channel Nut and hardware, Black, Qty. 1, C1180EC-1B | Inventory Item | 2.97 |  |  |  | No | Racking | Shippable | 2.8 | 91
210-1108 | 210-1108 |  |  | SnapNrack, UR-40 Rail, 168", Silver, 232-02450 | Inventory Item | 28.82 |  |  |  | No | Racking | Shippable | 28.46 | 90
260-0883 | 260-0883 |  |  | SunModo, Universal Mid Clamp, Black, K10180-001-BK | Inventory Item | 3.24 |  |  |  | No | Racking | Vendor De-listing | 3.2 | 89
271-0008 | 271-0008 |  |  | IronRidge, Flat Roof Attachment Mill Base, with 3/8 X 1.25” SS Bolt and Washers, Qty. 1, FRA-BASE-01-M1 | Inventory Item | 30.27 |  |  |  | No | Racking | Shippable | 29.89 | 89
260-0117 | 260-0117 |  |  | IronRidge, Stopper Sleeve, 46mm, Clear, Qty. 1, UFO-STP-46MM-M1 | Inventory Item | 0.71 |  |  |  | No | Racking | Shippable | 0.54 | 88
213-0077 | 213-0077 |  |  | UniRac, SFM Infinity Rail-Less, Universal Trim Rail Clip, Qty. 1, 250111U | Inventory Item | 3.06 |  |  |  | No | Racking | Shippable | 2.62 | 86
210-0406 | 210-0406 |  |  | UniRac, SunFrame Cap Strip 192", F, use 1" Screws for Sharp, Dark, Qty. 1, 202004D | Inventory Item | 26.68 |  |  |  | No | Racking | Soligent De-listing | 25.04 | 85
211-0242 | 211-0242 |  |  | QuickMount, 10 Degree Fixed-Tilt L-Foot Only, Mill Finish, Qty. 1, QM-TLF10-M1 | Inventory Item | 2.18 |  |  |  | No | Racking | Shippable | 2.15 | 85
270-0939 | 270-0939 |  |  | UniRac, MicroRail, Trim Roof Attachment, includes: Roof attachment, T-bolt, Tri-drive nut, Dovetail Locks, Square Nut, Clamp Bolt, 3" Slider, Use with Raised Seal Flashing, Qty. 1 assembly, 240904F | Inventory Item | 5.56 |  |  |  | No | Racking | Vendor De-listing | 5.22 | 83
270-9079 | 270-9079 |  |  | IronRidge, Contour Trim Rail, Black, 84", Qty. 1, CTR-TR84-01-B1 | Inventory Item | 29.61 |  |  |  | No | Racking | Shippable | 27.67 | 83
213-0001 | 213-0001 |  |  | UniRac, SFM Infinity Rail-Less, Flash Kit Trim, Includes: Roof Attachment, Flashing, T-bolt, Tri-drive nut, Dovetail Locks, Square Nut, Clamp Bolt, 3" Slider, Qty. 1 assembly, 004200D | Inventory Item | 10.57 |  |  |  | No | Racking | Shippable | 9.28 | 82
220-0365 | 220-0365 |  |  | IronRidge, Diagonal Brace, 3in Sleeve, GM-DB3-SLV01-M1 | Inventory Item | 21.91 |  |  |  | No | Racking | Shippable | 20.12 | 82
260-0854 | 260-0854 |  |  | S-5!, Clamp, Size H-90, fits Metal Roof Profiles with Horizontal Seam greater than 0.65”, S-5-H90 | Inventory Item | 7.33 |  |  |  | No | Racking | Shippable | 6.29 | 82
510-0893 | 510-0893 |  |  | SnapNrack, Universal Wire Clamp for J Box, 242-09025 | Inventory Item | 2.38 |  |  |  | No | Racking | Shippable | 2.35 | 81
270-0938 | 270-0938 |  |  | UniRac, MicroRail, 46mm, 9" Splice, includes: base, cap, (3) cap screws, and bonding pins, Use with Raised Seal Flashing, 230946F | Inventory Item | 14.1 |  |  |  | No | Racking | Soligent De-listing | 12.82 | 80
270-0657 | 270-0657 |  |  | Oatey, Flashing, 0.5" to 1" dia, 18' x 18" Galvanized base , No-Calk, Clear, Qty. 1, 11831 | Inventory Item | 12.93 |  |  |  | No | Racking | Shippable | 12.2 | 79
210-0192 | 210-0192 |  |  | UniRac, SolarMount Rail, 246", Dark Finish, 310246D | Inventory Item | 87.48 |  |  |  | No | Racking | Shippable | 80.36 | 76
210-0871 | 210-0871 |  |  | ProSolar, Leveling Kit Assembly for FJ and FJ E-Series, Provides +1/2" to +1" of height adjustability, Qty. 1, FJ-LEVEL | Inventory Item | 2.77 |  |  |  | No | Racking | Shippable | 2.74 | 75
213-0055 | 213-0055 |  |  | UniRac, Ecolibrium, MetalX-EcoX, Mid-Coupling, ES10368 | Inventory Item | 7.45 |  |  |  | No | Racking | Shippable | 6.85 | 75
260-0727-B | 260-0727-B |  |  | "B-Grade" S-5!, Clamp, ProteaBracket, for metal trapezoidal rib, includes L-flange, bolt, washer and 4 x Self-Tap SS screws, ProteaBracket | Inventory Item | 7.82 |  |  |  | No | Racking | Soligent De-listing | 7.42 | 74
213-0022 | 213-0022 |  |  | UniRac, SFM Infinity Rail-Less, Trim Bonding Clamp, 008100U | Inventory Item | 4.16 |  |  |  | No | Racking | Shippable | 3.05 | 73
590-0118 | 590-0118 |  |  | IronRidge, Frameless Clamp Bonding Hardware, Pack of 4, FMLS-BHW | Inventory Item | 3.59 |  |  |  | No | Racking | Shippable | 3.3 | 73
240-0682 | 240-0682 |  |  | SunModo, SunTurf 2.5” Aluminum Pipe Clamp Kit, K10222-001 | Inventory Item | 10.75 |  |  |  | No | Racking | Shippable | 10.61 | 72
260-0795 | 260-0795 |  |  | ProSolar, End Clamp, 1.353"-1.378" (34.4mm-35.0mm), Includes (1) non-bonding Channel Nut and hardware, Clear, Qty. 1, C1358EC-1-G | Inventory Item | 2.77 |  |  |  | No | Racking | Shippable | 2.61 | 72
270-0829 | 270-0829 |  |  | QuickMount, Quick Rack, Skirt End Cap pair, includes hardware, Bronze, Qty. 1 Pair, QMQR-SC B 1 | Inventory Item | 6.29 |  |  |  | No | Racking | Vendor De-listing | 5.91 | 72
550-0382 : 550-0382_U | 550-0382_U |  |  | IronRidge, Wire Clip, for XRS & XRL, for (10) 5mm panel wires, or (1) MC4, (1) Enphase wire and (1) dual Enphase wire, PVC plastic, Qty. 1 bag of 20 pieces, 29-4000-077 | Inventory Item | 9.85 |  |  |  | No | Racking | Shippable | 9.3 | 71.55
270-1056 | 270-1056 |  |  | ProSolar, End Cap, for 2.0 Rail, UV Resistant Plastic, Black, Qty. 1, A-2.0 ENDCAP-24B | Inventory Item | 0.65 |  |  |  | No | Racking | Shippable | 0.64 | 71
271-0023 | 271-0023 |  |  | UniRac, FlashLoc-RM, Flat Roof Attachment Base, Chem Link M-1 and 1-Part included in kit, Qty. 1 Pack of 10, 310999 | Inventory Item | 428.34 |  |  |  | No | Racking | Shippable | 404.25 | 71
210-1078 | 210-1078 |  |  | UniRac, Standoff, 2 Piece Aluminum Flat-top, 7", Mill Finish, without Lag Bolts, Qty. 1, 004700M | Inventory Item | 11.27 |  |  |  | No | Racking | Shippable | 11.13 | 70
211-0075 | 211-0075 |  |  | ProSolar, FoamJack 4.5" with Lag Bolt Base, 3/8" Post, Qty. 1, FMJ-450-38-1L | Inventory Item | 6.32 |  |  |  | No | Racking | Shippable | 6.24 | 70
250-1391 | 250-1391 |  |  | UniRac, RoofMount, RMDT, Mid Clamp, 36-40mm, Qty. 1, 310825 | Inventory Item | 2.51 |  |  |  | No | Racking | Shippable | 2.31 | 70
250-1398 | 250-1398 |  |  | UniRac, Ecolibrium, Ecofoot2+ 44" Wind Deflector, ES20311A | Inventory Item | 10.08 |  |  |  | No | Racking | Shippable | 9.28 | 70
210-0789 | 210-0789 |  |  | Lag Screw 5/16" - 3 -1/2" Stainless Steel | Inventory Item | 1.08 |  |  |  | No | Racking | Shippable | 1.06 | 68
260-0478 | 260-0478 |  |  | S-5!, Clamp, RibBracket III, mount for corrugated metal roofs to mount directly into the crown, with EPDM rubber gasket seal, (4) 8mm thru holes & (1) slotted .4" x 1.25" hole, 4 self-tapping screws & 1, M8 flange nut included, RibBracket III | Inventory Item | 5.81 |  |  |  | No | Racking | Shippable | 5.49 | 68
211-0352 | 211-0352 |  |  | UniRac, Adjustable Tilt Leg, 72", without L-Foot, Clear, Qty. 1, 307134M | Inventory Item | 55.32 |  |  |  | No | Racking | Shippable | 52.21 | 67
240-1530 | 240-1530 |  |  | SunModo, SunTurf, 2.5” Pipe Splice Kit, K10342-001 | Inventory Item | 10.01 |  |  |  | No | Racking | Shippable | 9.89 | 67
211-0478 | 211-0478 |  |  | ProSolar, TileTrac 4", with hardware and Stainless Steel flashing for Flat Tile Roof, with subflashing, Qty. 1, TT-1-T4-SF | Inventory Item | 8.75 |  |  |  | No | Racking | Shippable | 8.64 | 66
260-0016 | 260-0016 |  |  | UniRac, SolarMount Pro-Series, Universal End Clamp, with Rail End Cap, Preassembled, Qty. 1, 302035M | Inventory Item | 2.99 |  |  |  | No | Racking | Soligent De-listing | 2.82 | 66
210-0216 : 210-0216-EXP | 210-0216-EXP |  |  | UniRac, FlashLoc Comp Kit, with Lag Bolt, Chemlink Sealant and Rail Hardware, Dark Finish, Qty. 1 Box of 20, 004085D | Inventory Item | 198.78 |  |  |  | No | Racking | Soligent De-listing | 187.6 | 64
260-0855 | 260-0855 |  |  | S-5!, Clamp, Size V, for Vertical-Folded Seam Profiles with 8 X 16mm Bolt, S-5-V | Inventory Item | 7.05 |  |  |  | No | Racking | Shippable | 6.04 | 64
260-0885 | 260-0885 |  |  | SunModo, End Clamp Kit, 30-46mm Clear, K10299-002 | Inventory Item | 1.27 |  |  |  | No | Racking | Vendor De-listing | 1.25 | 63
270-0004 | 270-0004 |  |  | ProSolar, FastJack 2X Bracket, Clear, Qty. 1, A-FJT-1 | Inventory Item | 6.26 |  |  |  | No | Racking | Shippable | 6.18 | 63
270-0182 | 270-0182 |  |  | QuickMount, Quick Hook HLS, Low Height Hook for Side Mounted Rails, Mill Finish, No Flashing, Qty. 1, QMHLS-NF-A-12 | Inventory Item | 12.58 |  |  |  | No | Racking | Shippable | 11.88 | 63
270-0878 | 270-0878 |  |  | QuickBolt, All Tile Roof Hook, Bottom Mount Rails, for flat and Spanish tile, 6mm thickness, 9mm adjustable height, 140 mm wide base, 9mm x 18 mm mounting screw slots, 10mm x 38mm rail attachment slot, includes (2) 5/16 x 3" SS screws, Qty. 1, 17600(1) | Inventory Item | 15.52 |  |  |  | No | Racking | Shippable | 13.3 | 63
270-0725 | 270-0725 |  |  | QuickMount, Flashing, Composition Mounts, 12" x 12", 3 1/4" post + 1/2" Q-Base, Mill Finish, Qty. 1, QMNC-A-12 | Inventory Item | 22.46 |  |  |  | No | Racking | Shippable | 21.2 | 62
260-0003 | 260-0003 |  |  | S-5!, Insert for S-5-K Grip-Mini clamp, fits KlipRib and other bulb snap-together seams, S-5-GXM 50 Mini Insert | Inventory Item | 1.4 |  |  |  | No | Racking | Shippable | 1.33 | 60
260-0786 | 260-0786 |  |  | S-5!, Clamp, RibBracket mount for corrugated metal roofs to mount directly into the crown, with EPDM rubber gasket seal, (4) 8mm thru holes & (1) slotted .4" x 1.25" hole, 4 self-tapping screws & 1, M8 flange nut included, RibBracket | Inventory Item | 6.02 |  |  |  | No | Racking | Shippable | 5.47 | 60
210-1098 | 210-1098 |  |  | UniRac, FlashLoc Comp Kit, with Lag Bolt, Chemlink Sealant and Rail Hardware, Mill Finish, Qty. 1 Box of 20, 004085M | Inventory Item | 175.42 |  |  |  | No | Racking | Shippable | 165.55 | 59
211-0026 | 211-0026 |  |  | UniRac, DGFT Rail End Cap, Black, GFT-CAP | Inventory Item | 1.4 |  |  |  | No | Racking | Shippable | 1.38 | 59
210-0981 | 210-0981 |  |  | ProSolar, Support Rail, 3" Extra Deep support rail, 172", Qty. 1, R-172XD | Inventory Item | 53.27 |  |  |  | No | Racking | Shippable | 48.93 | 56
240-0660 | 240-0660 |  |  | UniRac, DGFT - Ground Fixed Tilt DIAG BRACE ASSEMBLY 30°, 404032 | Inventory Item | 106.54 |  |  |  | No | Racking | Shippable | 100.55 | 56
213-0014 | 213-0014 |  |  | UniRac, SFM Infinity, Rail-Less, N/S Bonding Clamp, 008000U | Inventory Item | 2.4 |  |  |  | No | Racking | Shippable | 1.76 | 54
210-1045 | 210-1045 |  |  | QuickMount, Tile Replacement Flashing, S-Tile, Use with QM Tile Hook, BLACK, 1 ea, QMC-TRF-S B 12 | Inventory Item | 5.13 |  |  |  | No | Racking | Vendor De-listing | 4.82 | 53
211-0045 | 211-0045 |  |  | UniRac, Adjustable Tilt Leg, 44", without L-Foot, Clear, Qty. 1, 307120M | Inventory Item | 29.88 |  |  |  | No | Racking | Shippable | 28.2 | 52
260-0853 | 260-0853 |  |  | S-5!, Clamp, RibBracket II, mount for corrugated metal roofs to mount directly into the crown, with EPDM rubber gasket seal, (4) 8mm thru holes & (1) slotted .4" x 1.25" hole, 4 self-tapping screws & 1, M8 flange nut included, RibBracket II | Inventory Item | 5.54 |  |  |  | No | Racking | Shippable | 5.23 | 52
270-1067 | 270-1067 |  |  | QuickBolt, Microflashing, 3” with 5 ¼” Hanger Bolt and Flanged Hex Nut, Qty. 1 Box of 25, 17667SS | Inventory Item | 121.77 |  |  |  | No | Racking | Shippable | 120.25 | 52
260-0860 | 260-0860 |  |  | S-5!, Clamp, Size N, Mini, fits 1" nail strip metal roof profiles including triangle type profiles, S-5-N Mini | Inventory Item | 5.03 |  |  |  | No | Racking | Shippable | 4.96 | 50
260-0867 | 260-0867 |  |  | UniRac, Standing Seam Clamp, Standard, 2 Set Screws, M8 Threaded Attachment Hole, 004131M | Inventory Item | 9.11 |  |  |  | No | Racking | Shippable | 8.39 | 50
270-0833 | 270-0833 |  |  | UniRac, SolarMount Integrated Bonding, T-Bolt & Nut, 1/4"X2.00", Dark SS, Qty. 1, 330050D | Inventory Item | 1.3 |  |  |  | No | Racking | Shippable | 1.2 | 50
590-0112 | 590-0112 |  |  | QuickMount, QMR, WEEB Lug with 8mm T-Bolt/Nut, Qty. 1, QMR-GLQ-A-50 | Inventory Item | 4.5 |  |  |  | No | Racking | Shippable | 4.15 | 50
590-0123 | 590-0123 |  |  | UniRac, Ecolibrium, EcoX Row to Row Bonding Clip, ES10260 | Inventory Item | 0.37 |  |  |  | No | Racking | Shippable | 0.35 | 50
220-0715 | 220-0715 |  |  | IronRidge, SGA Bonding Rail Connector, for 2" pipe, UFO series, GM-BRC2-01-M1 | Inventory Item | 12.48 |  |  |  | No | Racking | Shippable | 12.33 | 49
270-0909 | 270-0909 |  |  | ProSolar, End Cap, 3", Deep Channel, UV resistant plastic, Black, Qty. 1, A-ENDCAPXD-1B | Inventory Item | 0.74 |  |  |  | No | Racking | Shippable | 0.73 | 48
210-0648 | 210-0648 |  |  | Prosolar, GroundTrac Snow Load Rail Enhancer, Clear, Qty. 1, A-SLE-1 | Inventory Item | 1.15 |  |  |  | No | Racking | Shippable | 1.06 | 47
250-1403 | 250-1403 |  |  | UniRac, Ecolibrium, EcoFoot5D 70'' Wind Deflector, ES10494 | Inventory Item | 11.17 |  |  |  | No | Racking | Shippable | 10.29 | 47
210-0191 | 210-0191 |  |  | UniRac, FlashLoc Comp Kit, with Lag Bolt, Chemlink Sealant and Rail Hardware, Dark Finish, 1 ea, 004085D | Inventory Item | 9.94 |  |  |  | No | Racking | Soligent De-listing | 9.38 | 46
213-0020 | 213-0020 |  |  | UniRac, SFM Infinity Rail-Less, Universal Trim Rail Splice Dark, Qty. 1, 250120U | Inventory Item | 4.22 |  |  |  | No | Racking | Shippable | 3.1 | 45
270-0933 | 270-0933 |  |  | UniRac, MicroRail, 40mm, 3" Microrail, includes: 3" Base, 3" Cap, Socket-head cap screw, Bonding pin, Helix, Tower, 6.75" slider, Use with Raised Seal Flashing, 230340F | Inventory Item | 8.39 |  |  |  | No | Racking | Vendor De-listing | 7.87 | 45
270-1111 | 270-1111 |  |  | SnapNrack, Sealing Washer Lag, 4 1/2”, SS, 242-02168 | Inventory Item | 0.7 |  |  |  | No | Racking | Shippable | 0.69 | 44
270-0849 | 270-0849 |  |  | ProSolar, front skirt, 2-3/4” tall, 84” long, 1-1/2” minimum clearance from bottom of module to roof, Black, Qty. 1, A-FS275-84 | Inventory Item | 20.29 |  |  |  | No | Racking | Shippable | 20.04 | 43
210-0727 | 210-0727 |  |  | EJOT, drill bit for steel substructure thickness between gauge 5 to 9/32'', 7.0mm diameter, 175mm long, HSS 7.0 x 175, Qty. 1, 9250500000 | Inventory Item | 15.46 |  |  |  | No | Racking | Soligent De-listing | 14.51 | 41
240-0676 | 240-0676 |  |  | SunModo, SunTurf, Anchor Screw Auger 80” with Set Screws, for 2" Schedule 40 Pipe, Qty.1, K10423-080 | Inventory Item | 86.23 |  |  |  | No | Racking | Shippable | 85.15 | 41
211-0020 | 211-0020 |  |  | QuickMount, Post, 1.25” OD X 12.5", Mill Finish, Qty. 1, QM-QBP-12.5-M1 | Inventory Item | 6.68 |  |  |  | No | Racking | Shippable | 6.15 | 40
240-0269 | 240-0269 |  |  | UniRac, DGFT - Ground Fixed Tilt TOP CHORD CHANNEL 20/30°, 404036 | Inventory Item | 110.76 |  |  |  | No | Racking | Shippable | 104.53 | 40
240-0677 | 240-0677 |  |  | SunModo, SunTurf 2.5” Pipe T-Cap Kit, K10341-002 | Inventory Item | 20.11 |  |  |  | No | Racking | Shippable | 19.86 | 40
250-1416 | 250-1416 |  |  | UniRac, Ecolibrium, EcoFoot Roof to Strut Hardware Kit, ES10843 | Inventory Item | 11.5 |  |  |  | No | Racking | Shippable | 10.59 | 40
270-0052 | 270-0052 |  |  | IronRidge, FX, Rail-Less Trim, Black, 32mm, For 1 60 Cell Landscape Module, 1663mm, ~65.5", Qty 1, FX-TRIM-32MM-B-L | Inventory Item | 21.8 |  |  |  | No | Racking | Soligent De-listing | 19.13 | 40
271-0016 | 271-0016 |  |  | IronRidge, Flat Roof Attachment Membrane, 60 mil, KEE, Carlisle, White, Qty. 1, FRA-M60K-CA-W1 | Inventory Item | 13.7 |  |  |  | No | Racking | Shippable | 12.61 | 40
212-1116 | 212-1116 |  |  | SnapNrack, Tile Hook Replacement Flashing, W-Tile, 232-60057 | Inventory Item | 11.66 |  |  |  | No | Racking | Shippable | 11.25 | 39
220-0359 | 220-0359 |  |  | IronRidge, SGA 2", 7.5' Brace Assembly, 70-0200-CBR | Inventory Item | 128.49 |  |  |  | No | Racking | Vendor De-listing | 121.26 | 39
270-0885 | 270-0885 |  |  | QuickMount, Quick Rack, Frame Mount Bracket, for Enphase M-Series, NOT for S-Series, 33mm module frame, racking agnostic, UL2703, Mill finish, COMPONENT, Qty. 1, QM-EFM-33 A 1 | Inventory Item | 4.89 |  |  |  | No | Racking | Vendor De-listing | 4.59 | 39
240-0398 | 240-0398 |  |  | Hollaender, Adjustable Elbow or Tee, 2" Pipe Size, 17-9 | Inventory Item | 56.69 |  |  |  | No | Racking | Shippable | 53.5 | 38
260-0762 | 260-0762 |  |  | UniRac, SolarMount End Clamp, C, Preassembled, 33mm - 36mm, 2.00" Bolt, Clear, Qty. 1,302022C | Inventory Item | 2.35 |  |  |  | No | Racking | Shippable | 2.21 | 38
212-0006 | 212-0006 |  |  | UniRac, Tile Roof Hook, Flat Tile Side Mount, with 2 #14 X 3.5” Screws, 004AT1H | Inventory Item | 6.46 |  |  |  | No | Racking | Shippable | 6.38 | 37
260-0097 | 260-0097 |  |  | QuickMount, QMR, Universal Bonding Mid Clamp, 30-45mm, Mill Finish, Qty. 1, QMR-UMC3045BP1.2A20 | Inventory Item | 2.46 |  |  |  | No | Racking | Shippable | 2.33 | 37
220-0363 | 220-0363 |  |  | IronRidge, Diagonal Brace, 2in Square Tube, 88.5in LG (For 2in Pipe), GM-DB2-TB01-M1 | Inventory Item | 75.41 |  |  |  | No | Racking | Shippable | 69.24 | 36
270-0886 | 270-0886 |  |  | QuickMount, Quick Rack, Frame Mount Bracket, for Enphase M-Series, NOT for S-Series, 33mm module frame, racking agnostic, UL2703, Bronze finish, COMPONENT, Qty. 1, QM-EFM-33 B 1 | Inventory Item | 5.28 |  |  |  | No | Racking | Vendor De-listing | 4.8 | 36
240-0264 | 240-0264 |  |  | UniRac, DGFT - Ground Fixed Tilt C-PILE, 180" – (15.0’), 404002 | Inventory Item | 262.61 |  |  |  | No | Racking | Shippable | 247.83 | 35
260-0768 | 260-0768 |  |  | UniRac, SolarMount End Clamp, F, Preassembled, 45MM - 47MM, 2.50" Bolt, Clear, Qty. 1 ,302025C | Inventory Item | 2.17 |  |  |  | No | Racking | Shippable | 2.05 | 35
210-1100 : 210-1100-EXP | 210-1100-EXP |  |  | UniRac, FlashLoc Duo Comp Kit, Deck or Rafter Mount with 2 Rafter Screws, Sealant and Rail T-Bolt, Dark Finish, Qty. 1 Pack of 20, 004275D | Inventory Item | 172.02 |  |  |  | No | Racking | Soligent De-listing | 192.5 | 34.5
270-9076 | 270-9076 |  |  | SnapNrack, Array Edge Screen Fastener, 242-04105 | Inventory Item | 1.43 |  |  |  | No | Racking | Shippable | 1.41 | 34
270-0693 | 270-0693 |  |  | Oatey, Flashing, 0.5" to 1" dia, 11" x 14.5" Galvanized base, Black, Qty. 1, 11859 | Inventory Item | 10.99 |  |  |  | No | Racking | Shippable | 10.38 | 33
220-0364 | 220-0364 |  |  | IronRidge, Diagonal Brace, 2in Square Tube, 106.5in LG (For 2in Pipe), GM-DB2-TB02-M1 | Inventory Item | 108.23 |  |  |  | No | Racking | Shippable | 99.37 | 32
250-1390 | 250-1390 |  |  | UniRac, RoofMount, RMDT, Mid Clamp, 41-45mm, Qty. 1, 310824 | Inventory Item | 2.46 |  |  |  | No | Racking | Vendor De-listing | 2.31 | 32
270-0936 | 270-0936 |  |  | UniRac, MicroRail, 35mm, 9" Splice, includes: base, cap, (3) cap screws, and bonding pins, Use with Raised Seal Flashing, 230935F | Inventory Item | 14.51 |  |  |  | No | Racking | Vendor De-listing | 13.32 | 32
510-0291 | 510-0291 |  |  | SnapNrack, Junction Box R for Rail, 242-01104 | Inventory Item | 19.55 |  |  |  | No | Racking | Shippable | 19.31 | 32
240-0409 | 240-0409 |  |  | Hollaender, Tee with set screws on side rib, 2" Pipe Size, 5SR-9 | Inventory Item | 36.94 |  |  |  | No | Racking | Shippable | 34.86 | 31
220-0366 | 220-0366 |  |  | IronRidge, Diagonal Brace, 2.5in Square Tube, 87.0in LG (For 3in Pipe), GM-DB3-TB01-M1 | Inventory Item | 90.14 |  |  |  | No | Racking | Shippable | 82.76 | 30
270-0029 | 270-0029 |  |  | UniRac, U-LA Brace, 14 ft, 2", Aluminum, Qty. 1, 403202C | Inventory Item | 66.17 |  |  |  | No | Racking | Shippable | 65.35 | 30
270-0937 | 270-0937 |  |  | UniRac, MicroRail, 40mm, 9" Splice, includes: base, cap, (3) cap screws, and bonding pins, Use with Raised Seal Flashing, 230940F | Inventory Item | 14.19 |  |  |  | No | Racking | Vendor De-listing | 13.32 | 30
240-0263 | 240-0263 |  |  | UniRac, DGFT - Ground Fixed Tilt C-PILE, 150" – (12.5’), 404001 | Inventory Item | 218.01 |  |  |  | No | Racking | Shippable | 205.75 | 29
260-0584 | 260-0584 |  |  | IronRidge, Frameless Mid Clamp, 0.07-0.38” (1.8-9.6mm), Black, FMLS-MC-001-B | Inventory Item | 10.56 |  |  |  | No | Racking | Shippable | 9.96 | 28
210-1037 | 210-1037 |  |  | UniRac, DGFT - Ground Fixed Tilt RAIL 246" MILL, 411246M | Inventory Item | 88.98 |  |  |  | No | Racking | Shippable | 81.74 | 27
220-0358 | 220-0358 |  |  | IronRidge, Replacement Hardware Kit for 2" Brace Assembly, 29-0200-CBR | Inventory Item | 14.07 |  |  |  | No | Racking | Shippable | 13.28 | 27
250-1454 | 250-1454 |  |  | UniRac, Roof-Mount, Module Clip with Hex-Bolt, RM-10, Qty. 1 , 310749 | Inventory Item | 2.44 |  |  |  | No | Racking | Soligent De-listing | 2.24 | 27
260-0803 | 260-0803 |  |  | ProSolar, End Clamp, 1.601"-1.626" (40.7mm-41.3mm), Includes (1) non-bonding Channel Nut and hardware, Clear, Qty. 1, C1606EC-1-G | Inventory Item | 2.77 |  |  |  | No | Racking | Shippable | 2.61 | 27
270-0749 | 270-0749 |  |  | UniRac, SunFrame Cap Strip Screws, 3/4", use with , Clear, Qty. 1, 209000C | Inventory Item | 0.27 |  |  |  | No | Racking | Soligent De-listing | 0.25 | 27
210-0272 | 210-0272 |  |  | UniRac, SolarMount Heavy Duty Rail, 144", Mill Finish, Qty. 1, 410144M | Inventory Item | 68.59 |  |  |  | No | Racking | Vendor De-listing | 65.73 | 26
210-1059 | 210-1059 |  |  | UniRac, Tile Roof Hook, Spanish Tile Side Mount, with 2 #14 X 3” Screws, CT1, 004CT1S | Inventory Item | 7.78 |  |  |  | No | Racking | Shippable | 7.68 | 26
210-1087 | 210-1087 |  |  | ProSolar, Support Rail, 2.0" Deep X 172” Black RoofTrac Rail, Qty. 1, R172-2.0B | Inventory Item | 47.86 |  |  |  | No | Racking | Shippable | 43.97 | 26
211-0061 | 211-0061 |  |  | QuickMount, QMR, Light Rail End Cap, Qty. 1 QMR-CPL-B-50 | Inventory Item | 1.01 |  |  |  | No | Racking | Shippable | 1 | 25
260-0857 | 260-0857 |  |  | S-5!, Clamp, Size H, Mini, fits metal roof profiles with Horizontal seam, No Bolt, S-5-H Mini | Inventory Item | 7.82 |  |  |  | No | Racking | Shippable | 7.73 | 25
270-0892 | 270-0892 |  |  | IronRidge, Flashing, Flashfoot kit with L-foot and Bonding hardware, Mill, UFO series, Qty. 1 box of 6 flashings, FM-FF1-002 | Inventory Item | 57.39 |  |  |  | No | Racking | Soligent De-listing | 53.88 | 25
270-1077 | 270-1077 |  |  | QuickBolt,Curved Tile Roof Hook, Side Mount Rails, 5mm thickness fixed height, 180 mmwide base, 7.5mm x 37 mm mounting screw slots, 10mm x 46mm rail attachmentslot, includes (2) 1/4 x 3" SS screws, Qty. 1 Box, 17510 | Inventory Item | 118.6 |  |  |  | No | Racking | Shippable | 111.93 | 25
210-0998 | 210-0998 |  |  | IronRidge, XR10, Rail 132" (11') Clear, Qty. 1, XR-10-132A | Inventory Item | 20.13 |  |  |  | No | Racking | Shippable | 19.29 | 24
210-1000-B | 210-1000-B |  |  | "B" Grade IronRidge, XR10, Rail 204" (17') Clear, Qty. 1, XR-10-204A | Inventory Item | 29.38 |  |  |  | No | Racking | Soligent De-listing | 29.38 | 24
210-1010 | 210-1010 |  |  | QuickMount, Flashing, E-Mount, 9" x 12", with Lag bolt, Mill Finish, QBLOCK, Qty. 1, QMSE-LAG-A-12 | Inventory Item | 9.92 |  |  |  | No | Racking | Shippable | 9.36 | 24
211-0042 | 211-0042 |  |  | QuickMount, QMR, Q-Splice Internal for Standard Rail, Mill Finish, Qty. 1, QMR-ISS-A-15 | Inventory Item | 5.43 |  |  |  | No | Racking | Shippable | 5.36 | 24
240-0681 | 240-0681 |  |  | SunModo, SunTurf 2.5” Pipe U-Clamp Kit, with HR250-HR350 T-Bolt, K10343-001 | Inventory Item | 5.72 |  |  |  | No | Racking | Vendor De-listing | 5.65 | 24
260-0797 | 260-0797 |  |  | ProSolar, End Clamp, 1.391"-1.416" (35.4mm-35.9mm), Includes (1) non-bonding Channel Nut and hardware, Clear, Qty. 1, C1396EC-1-G | Inventory Item | 2.68 |  |  |  | No | Racking | Shippable | 2.53 | 24
270-0697 | 270-0697 |  |  | Oatey, Flashing, 0.25"-2", Masterflash, 4-1/2 Base Dimension, 14050 | Inventory Item | 15.79 |  |  |  | No | Racking | Shippable | 14.91 | 23
210-0662 | 210-0662 |  |  | UniRac, Standoff, 2 Piece Aluminum Flat-top , 3", Dark, without lag bolts, Qty. 1, 004300D | Inventory Item | 8.69 |  |  |  | No | Racking | Shippable | 8.58 | 22
213-0021 | 213-0021 |  |  | UniRac, SFM Infinity Rail-Less, Universal Trim Rail End Cap Dark, Qty. 1 250130U | Inventory Item | 1.2 |  |  |  | No | Racking | Shippable | 1.03 | 22
271-0023 : 271-0023-EXP | 271-0023-EXP |  |  | UniRac, FlashLoc-RM, Flat Roof Attachment Base, Chem Link M-1 and 1-Part included in kit, Qty. 1 Pack of 10, 310999 | Inventory Item | 428.34 |  |  |  | No | Racking | Soligent De-listing | 404.25 | 22
260-0239 | 260-0239 |  |  | S-5!, Clamp, Size T, fits utility roof with T-shaped seam, S-5-T | Inventory Item | 8 |  |  |  | No | Racking | Shippable | 7.55 | 21
270-0048 | 270-0048 |  |  | IronRidge, FX, Rail-Less Flashing Hardware Kit, 37 Hanger Bolts, 38 Hanger Nuts, Qty 1 Kit, FX-FLASH-HW | Inventory Item | 46.37 |  |  |  | No | Racking | Soligent De-listing | 45.79 | 21
270-1070 | 270-1070 |  |  | QuickMount, Quick Rack, Clamp Assembly 2" , 40mm, Bronze, Qty. 1, QMQR-CP40.2 B 24 | Inventory Item | 98.87 |  |  |  | No | Racking | Vendor De-listing | 92.82 | 21
510-0292 | 510-0292 |  |  | SnapNrack, Junction Box XL for Rail, 242-92120 | Inventory Item | 26.29 |  |  |  | No | Racking | Shippable | 25.96 | 21
210-1048 | 210-1048 |  |  | UniRac, SolarMount Light Rail, 240", Dark, Qty. 1, 315240D | Inventory Item | 40.74 |  |  |  | No | Racking | Vendor De-listing | 38.25 | 20
250-1400 | 250-1400 |  |  | UniRac, Ecolibrium, Ecofoot2+ Mid-Support Bracket Kit, ES11203 | Inventory Item | 4.64 |  |  |  | No | Racking | Shippable | 4.27 | 20
260-0872 | 260-0872 |  |  | S-5!, Clamp, Size NH, fits 1-1/2" Nail Strip Metal Roof Profiles, S-5-NH 1.5 | Inventory Item | 6.62 |  |  |  | No | Racking | Shippable | 6.25 | 20
270-1075 | 270-1075 |  |  | QuickMount, Hardware Kit, Serrated Flange Cap Screw, 5/16" x 1", Grade 8 Zinc, QBLOCK, Qty. 1, QMC-G8SF 12 | Inventory Item | 1.74 |  |  |  | No | Racking | Vendor De-listing | 1.63 | 20
510-0287 | 510-0287 |  |  | QuickMount, JayBox, Rail-Mounted, ~8 X 9” with Rail Hanger Brackets, QM-JBX-RL01-B1 | Inventory Item | 36.6 |  |  |  | No | Racking | Vendor De-listing | 34.54 | 20
260-0870 | 260-0870 |  |  | S-5!,CorruBracket 500T Mount for Corrugated Metal Roofs to mount directly into the Crest,with EPDM Rubber Gasket Seal, 4 Self-Piercing Screws and 1 M8 Nut, CorruBracket500T | Inventory Item | 4.89 |  |  |  | No | Racking | Shippable | 4.82 | 19
270-0846 | 270-0846 |  |  | QuickMount, Quick Rack, Grounding Lug Assembly, Qty. 1, QMQR-GL A 1 | Inventory Item | 2.88 |  |  |  | No | Racking | Vendor De-listing | 2.64 | 19
240-0661 | 240-0661 |  |  | UniRac, DGFT - Ground Fixed Tilt 3 Rail Hardware Kit, Shared Rail, 404034 | Inventory Item | 19.57 |  |  |  | No | Racking | Shippable | 18.47 | 18
270-0190 | 270-0190 |  |  | S-5!, ¼-14 X 2” Metal to Metal, 3/8” Hex Washer Head Self Drilling Screw, Qty. 1 pack of 50, 2” Metal to Metal Screw | Inventory Item | 13.92 |  |  |  | No | Racking | Shippable | 13.75 | 16
270-0733 | 270-0733 |  |  | Oatey, Flashing, 0.5" to 1.5" dia, 9.5" x 12.5" Galvanized base , AURORA NO-CALK SOLAR FLASHINGS, Clear, Qty. 1, 12801 | Inventory Item | 6.59 |  |  |  | No | Racking | Shippable | 6.22 | 16
211-0498-B | 211-0498-B |  |  | "B"Grade IronRidge, BOSS (Bonded Structural Splice) XR100, Tool-Less Bonding Splice, Mill, Qty. 1, XR100-BOSS-01-M1 | Inventory Item | 4.76 |  |  |  | No | Racking | Shippable | 4.28 | 15
250-1053 | 250-1053 |  |  | IronRidge, BX String Inverter Mounting Kit, includes Rail and Hardware, BX-CMA-SI-M1 | Inventory Item | 76.34 |  |  |  | No | Racking | Shippable | 70.29 | 15
260-0791 | 260-0791 |  |  | ProSolar, End Clamp, 1.205"-1.30" (30.7mm-32mm), Includes (1) non-bonding Channel Nut and hardware, Clear, Qty. 1, C1210EC-1-G | Inventory Item | 2.77 |  |  |  | No | Racking | Shippable | 2.61 | 15
270-0177 | 270-0177 |  |  | IronRidge, Flashfoot2 Replacement 5/16 X 4.75” SS Lag Bolt, Qty. 1 Pack of 4, FM-FF2-LGHW | Inventory Item | 7.68 |  |  |  | No | Racking | Shippable | 7.59 | 15
270-0921 | 270-0921 |  |  | UniRac, MicroRail, 40mm, 9" Attachment Splice, includes: 9" Base, 9 " Cap, (2) Socket-head cap screws, Bonding pin, Helix, Tower, 6.75" Slider, Qty. 1, 230940B | Inventory Item | 14.19 |  |  |  | No | Racking | Vendor De-listing | 13.32 | 15
240-0679 | 240-0679 |  |  | SunModo, SunTurf 2.5” Pipe U-Clamp Kit, with HR300 T-Bolt, K10343-004 | Inventory Item | 5.8 |  |  |  | No | Racking | Vendor De-listing | 5.73 | 14
250-1442 | 250-1442 |  |  | UniRac, RM10 Roof Mount Attachment Kit-310771 | Inventory Item | 16.93 |  |  |  | No | Racking | Shippable | 15.59 | 14
270-1071 | 270-1071 |  |  | QuickMount, Quick Rack, Landscape Skirt, 65.8", Bronze, Qty. 1 , QMQR-SL 65.8 B 4 | Inventory Item | 79.13 |  |  |  | No | Racking | Vendor De-listing | 74.29 | 14
590-0101 | 590-0101 |  |  | IronRidge, Bonding Strap Expansion Joint, for Rail Splice, Includes Hardware with Bonding T-bolt, Clear, Qty. 1, UFO-RS-GDXP-001 | Inventory Item | 6.08 |  |  |  | No | Racking | Vendor De-listing | 6 | 14
220-0367 | 220-0367 |  |  | IronRidge, Diagonal Brace, 2.5in Square Tube, 105.0in LG (For 3in Pipe), GM-DB3-TB02-M1 | Inventory Item | 132.41 |  |  |  | No | Racking | Shippable | 121.57 | 13
240-0400 | 240-0400 |  |  | Hollaender, Tee with top mount screws 2" Pipe Size, 5-9 | Inventory Item | 39.35 |  |  |  | No | Racking | Shippable | 36.23 | 13
240-0659 | 240-0659 |  |  | UniRac, DGFT - Ground Fixed Tilt DIAG BRACE ASSEMBLY 20°, Shared Rail, 404031 | Inventory Item | 106.54 |  |  |  | No | Racking | Shippable | 100.55 | 13
260-0138 | 260-0138 |  |  | UniRac, SolarMount End Clamp, F, 45-47mm, Dark, Qty. 1, 302006D | Inventory Item | 1.12 |  |  |  | No | Racking | Vendor De-listing | 1.05 | 13
270-0165 | 270-0165 |  |  | Heyco, SunScreen (Critter-Guard) Galvanized Welded Steel Mesh, PVC Coated, Width: 8", Mesh Dimension: 1/2" x 1/2", Qty. 100ft Roll, 18-S6468 | Inventory Item | 116.58 |  |  |  | No | Racking | Soligent De-listing | 115.12 | 13
240-0683 | 240-0683 |  |  | SunModo, SunTurf Diagonal HSS Tube Brace 1.5 X 1.5” X 66”, A50164-066 | Inventory Item | 18.43 |  |  |  | No | Racking | Vendor De-listing | 18.2 | 12
210-1001 | 210-1001 |  |  | IronRidge, XR100, Rail 132" (11') Clear, Qty. 1, XR-100-132A | Inventory Item | 34.7 |  |  |  | No | Racking | Shippable | 31.87 | 11
220-0714 | 220-0714 |  |  | IronRidge, SGA 2” (9’) Brace Assembly, 5-Panel, 70-0205-CBR | Inventory Item | 162.3 |  |  |  | No | Racking | Vendor De-listing | 153.18 | 11
250-1423 | 250-1423 |  |  | UniRac, Ecolibrium, B22 Galvanized Strut 10', ES20501 | Inventory Item | 61.57 |  |  |  | No | Racking | Shippable | 56.69 | 11
270-0735 | 270-0735 |  |  | Oatey, Flashing, 0.5" to 1.5" dia, 9.5" x 12.5" Aluminum base , AURORA NO-CALK SOLAR FLASHINGS, Clear, Qty. 1, 12802 | Inventory Item | 7.41 |  |  |  | No | Racking | Shippable | 7 | 11
240-0224 | 240-0224 |  |  | DPW, PowerRail Standoff, Easy Power Post, 6", 1.31" diameter, Clear, Qty. 1, PRM-EP6 | Inventory Item | 32.47 |  |  |  | No | Racking | Soligent De-listing | 32.06 | 10
250-1407 | 250-1407 |  |  | UniRac, Ecolibrium, EcoFoot5D 87'' Ballast Tray, ES11023 | Inventory Item | 34.68 |  |  |  | No | Racking | Shippable | 31.94 | 10
270-0027 | 270-0027 |  |  | UniRac, U-LA Brace, 7 ft., 2", Aluminum, Qty. 1, 403200C | Inventory Item | 34.88 |  |  |  | No | Racking | Shippable | 34.45 | 10
270-0906 | 270-0906 |  |  | ProSolar, End Cap, 1.5", UV resistant plastic, Clear, Qty. 1, A-ENDCAP-1 | Inventory Item | 0.57 |  |  |  | No | Racking | Shippable | 0.57 | 10
212-1114 | 212-1114 |  |  | SnapNrack, Tile Hook Replacement Flashing, S-Tile, 232-60056 | Inventory Item | 12.1 |  |  |  | No | Racking | Shippable | 11.95 | 9
270-0822 | 270-0822 |  |  | QuickMount, Counter Flashing, 1-1/4" ID, EPDM, COMPONENT, Qty. 1, QMC-QC1.25 R 1 | Inventory Item | 1.78 |  |  |  | No | Racking | Shippable | 1.63 | 9
250-1417 | 250-1417 |  |  | UniRac, Ecolibrium, EcoFoot Strut to Module Hardware Kit, ES10844 | Inventory Item | 9.7 |  |  |  | No | Racking | Shippable | 8.93 | 8
270-0874 | 270-0874 |  |  | QuickMount, Quick Hook SB, Standard Height Hook for Bottom Mounted Rails, Mill Finish, QHOOK, Qty. 1, QMHSB A 1 | Inventory Item | 11.37 |  |  |  | No | Racking | Vendor De-listing | 10.67 | 8
210-1031 | 210-1031 |  |  | UniRac, SolarMount Light Rail, 240", Clear, Qty. 1, 315240M | Inventory Item | 27.62 |  |  |  | No | Racking | Vendor De-listing | 25.93 | 7
212-0008 | 212-0008 |  |  | UniRac, Tile Roof Hook, Spanish & W Tile Side Mount, with 2 #14 X 3.5” Screws, 9” Base, 004CT2H | Inventory Item | 8.78 |  |  |  | No | Racking | Shippable | 8.67 | 7
240-0268 | 240-0268 |  |  | UniRac, DGFT - Ground Fixed Tilt 4 Rail Hardware Kit, 404013 | Inventory Item | 26.5 |  |  |  | No | Racking | Shippable | 25.01 | 7
240-0663 | 240-0663 |  |  | Hollaender, Adjustable Elbow or Tee, 1.25" Pipe Size, 17-7 | Inventory Item | 23.8 |  |  |  | No | Racking | Shippable | 21.92 | 6
270-0181 | 270-0181 |  |  | QuickMount, Seamless Quick Hook Flashing, 9" x 14", Mill Finish, for QMHLS/HSS, Qty. 1, QMC-F9X14-A-1 | Inventory Item | 2.6 |  |  |  | No | Racking | Vendor De-listing | 2.45 | 6
270-1069 | 270-1069 |  |  | QuickMount, Quick Rack, Clamp Assembly 8" , 40mm, Bronze, Qty. 1 , QMQR-CP40.8 B 6 | Inventory Item | 22.41 |  |  |  | No | Racking | Vendor De-listing | 21.04 | 6
210-0274 | 210-0274 |  |  | UniRac, SolarMount Heavy Duty Rail, 168", Mill Finish, Qty. 1, 410168M | Inventory Item | 90.82 |  |  |  | No | Racking | Vendor De-listing | 83.43 | 5
210-0592 | 210-0592 |  |  | UniRac, SunFrame Threaded Slot Rail 192", Dark, Qty. 1, 210192D | Inventory Item | 75.18 |  |  |  | No | Racking | Vendor De-listing | 70.58 | 5
210-0664 | 210-0664 |  |  | UniRac, Standoff, 2 Piece Aluminum Flat-top , 7", Dark, without lag bolts, Qty. 1, 004700D | Inventory Item | 11.67 |  |  |  | No | Racking | Shippable | 11.52 | 5
210-1104 | 210-1104 |  |  | SunModo, HR250 Rail, 206” Mill Finish, A20144-206-ML | Inventory Item | 56.1 |  |  |  | No | Racking | Shippable | 55.4 | 5
220-0368 | 220-0368 |  |  | IronRidge, Diagonal Brace Hardware (For 2in & 3in Pipe), GM-DB-HW01-M1 | Inventory Item | 9.17 |  |  |  | No | Racking | Shippable | 8.42 | 5
260-0792 | 260-0792 |  |  | ProSolar, End Clamp, 1.205"-1.30" (30.7mm-32mm), Includes (1) non-bonding Channel Nut and hardware, Black, Qty. 1, C1210EC-1B-G | Inventory Item | 2.97 |  |  |  | No | Racking | Shippable | 2.8 | 5
270-9084 | 270-9084 |  |  | IronRidge, Contour Trim End Caps, Black, Qty. 1 Pair L & R, CTR-CAP-01-B1 | Inventory Item | 2.93 |  |  |  | No | Racking | Shippable | 2.74 | 5
590-0124 | 590-0124 |  |  | UniRac, Ecolibrium, EcoX, MetalX Bonding Jumper, ES10201 | Inventory Item | 2.35 |  |  |  | No | Racking | Shippable | 2.22 | 5
210-0729 | 210-0729 |  |  | EJOT, drill bit for steel substructure thickness between 19/64'' to 25/64'', 7.2mm diameter, 175mm long, HSS 7.2 x 175, Qty. 1, 9250505000 | Inventory Item | 13.99 |  |  |  | No | Racking | Soligent De-listing | 13.13 | 4
210-1085 | 210-1085 |  |  | ProSolar, Support Rail, 2.5" Deep support rail, 172", Qty. 1, R-172D | Inventory Item | 41.1 |  |  |  | No | Racking | Vendor De-listing | 39.39 | 4
213-0027 | 213-0027 |  |  | UniRac, SFM Infinity Rail-Less, Universal Trim Rail 66.25", Dark, Qty. 1 package of 4, 256625U | Inventory Item | 117.87 |  |  |  | No | Racking | Shippable | 108.28 | 4
270-0054 | 270-0054 |  |  | IronRidge, FX, Rail-Less Trim, Black, 32mm, For 2 60 Cell Portrait Module, 2008mm, ~79", Qty 1, FX-TRIM-32MM-B-2P | Inventory Item | 29.28 |  |  |  | No | Racking | Shippable | 28.91 | 4
270-0147 | 270-0147 |  |  | UniRac, MicroRail, 35mm, Trimrail 66", Dark, Qty. 1 package of 4, 240135B | Inventory Item | 31.57 |  |  |  | No | Racking | Vendor De-listing | 28.7 | 4
270-0149 | 270-0149 |  |  | UniRac, MicroRail, 32mm, Trimrail 66", Dark, Qty. 1 package of 4, 240132B | Inventory Item | 31.57 |  |  |  | No | Racking | Vendor De-listing | 28.7 | 4
270-0907 | 270-0907 |  |  | ProSolar, End Cap, 2.5", UV resistant plastic, Clear, Qty. 1, A-ENDCAPD-1 | Inventory Item | 0.72 |  |  |  | No | Racking | Shippable | 0.71 | 4
270-0923 | 270-0923 |  |  | UniRac, MicroRail, 40mm, Trimrail 132", Dark, Qty. 1 , , 240240B | Inventory Item | 59.1 |  |  |  | No | Racking | Vendor De-listing | 55.49 | 4
270-9098 | 270-9098 |  |  | QuickMount, Flashing, for Low Slope Roof mounts, Aluminum, 17" x 17" x 4", Mill Finish, QBASE, Qty. 1, QMLSF-17x4 A 1 | Inventory Item | 17.36 |  |  |  | No | Racking | Vendor De-listing | 16.3 | 4
550-9064 | 550-9064 |  |  | UniRac, Heyco Sunrunner-4 PV Wire Clip, Qty.1 , 008020S | Inventory Item | 60.76 |  |  |  | No | Racking | Shippable | 60 | 4
210-0054 | 210-0054 |  |  | QuickMount, Flashing, Classic Composition Mounts, 12" x 12", Mill Finish, QBLOCK, Qty. 1, QMSC-A-12 | Inventory Item | 18.15 |  |  |  | No | Racking | Vendor De-listing | 17.12 | 3
210-0350 | 210-0350 |  |  | UniRac, SolarMount Raised Flange Zinc Plated Steel Standoff, 4", Clear, 310018 | Inventory Item | 9.6 |  |  |  | No | Racking | Vendor De-listing | 8.73 | 3
210-1021 | 210-1021 |  |  | ProSolar, Support Rail, 1.5" Standard support rail, 136", Black finish, Qty. 1, R-136BLACK | Inventory Item | 16.13 |  |  |  | No | Racking | Vendor De-listing | 15.46 | 3
210-1103 | 210-1103 |  |  | SunModo, HR300 Rail, 206” Mill Finish, A20288-206-ML | Inventory Item | 64.2 |  |  |  | No | Racking | Vendor De-listing | 63.4 | 3
211-0037 | 211-0037 |  |  | UniRac, High Profile Tilt, 12", Clear, 2-Leg Kit, 310107 | Inventory Item | 24.65 |  |  |  | No | Racking | Vendor De-listing | 23.14 | 3
240-0060 | 240-0060 |  |  | Hollaender, Rectangular Base Flange for 2" Pipe, 8 X 6” Base, (4) 9/16" holes, 48H-9 | Inventory Item | 44.05 |  |  |  | No | Racking | Soligent De-listing | 43.5 | 3
260-0726 | 260-0726 |  |  | S-5!, EdgeGrab PV Kit, bonding and mounting universal end clamp, for 1.1" to 2.0" (28-51mm) frame, with 8mm stud, 2 piece EdgeGrab, 2 hex nuts & Stainless Steel mounting disc with cable hooks, EdgeGrab | Inventory Item | 5.12 |  |  |  | No | Racking | Vendor De-listing | 4.7 | 3
270-1072 | 270-1072 |  |  | QuickMount, Quick Rack, Clamp Assembly 2" , 33mm, Bronze, Qty. 1, QMQR-CP33.2 B 24 | Inventory Item | 98.87 |  |  |  | No | Racking | Vendor De-listing | 92.82 | 3
210-0041 | 210-0041 |  |  | ProSolar, Leveling Kit Assembly for FJ Commercial E-Series, Provides 1/2" to 1 1/2" of height adjustability, Qty. 1, CFJE -LEVEL | Inventory Item | 2.87 |  |  |  | No | Racking | Soligent De-listing | 2.69 | 2
210-0993 | 210-0993 |  |  | UniRac, SolarMount Rail, 240", Mill Finish, Qty. 1, 320240M | Inventory Item | 39.57 |  |  |  | No | Racking | Vendor De-listing | 37.14 | 2
210-1112 : 210-1112-EXP | 210-1112-EXP |  |  | UniRac, NXT HORIZON STRONGHOLD Attachment Base and Open Slot L-Foot Kit (20 L feet, 2 sealant)for Comp Roof, Mill, SHCPKTM1 | Inventory Item | 116.02 |  |  |  | No | Racking | Soligent De-listing | 109.06 | 2
211-0197 | 211-0197 |  |  | ProSolar, End Cap, 2.5", Clear Anodized, Deep Channel, Qty. 1, A-EZECAPD-1 | Inventory Item | 0.38 |  |  |  | No | Racking | Soligent De-listing | 0.36 | 2
270-1000 | 270-1000 |  |  | QuickMount, L-Mount, 9 X 12” Flashing with Single Slot L-Foot, 5/16 X 4-1/2” Structural Screw, (T-30 or ½” socket), and EDPM Washer, Mill Finish, Qty. 1, QMLM-ST-A | Inventory Item | 5.04 |  |  |  | No | Racking | Vendor De-listing | 4.73 | 2
210-0248 | 210-0248 |  |  | IronRidge, XR100, Rail 183" (15.25') Clear, Qty. 1, XR-100-183A | Inventory Item | 31.42 |  |  |  | No | Racking | Soligent De-listing | 30.11 | 1
210-0501 | 210-0501 |  |  | QuickMount, Flashing, Classic Composition Mounts, 12" x 12", Bronze, QBLOCK, Qty. 1, QMSC-B-12 | Inventory Item | 21.92 |  |  |  | No | Racking | Vendor De-listing | 20.69 | 1
210-0600 | 210-0600 |  |  | ProSolar, Support Rail, 3" Extra Deep support rail, 164", Qty. 1, R-164XD | Inventory Item | 40.72 |  |  |  | No | Racking | Vendor De-listing | 37.41 | 1
211-0057 | 211-0057 |  |  | QuickMount, Single Slot L-Foot Only, Mill Finish, Qty. 1, QMC-LF-A-12 | Inventory Item | 1.62 |  |  |  | No | Racking | Vendor De-listing | 1.6 | 1
211-0198 | 211-0198 |  |  | ProSolar, End Cap, 1.5", Black Anodized, Qty. 1, A-EZECAP-1B | Inventory Item | 1 |  |  |  | No | Racking | Soligent De-listing | 0.91 | 1
211-0238 | 211-0238 |  |  | QuickMount, Mounts for Low Slope Roofs, 4.5" post + 1/2" base, Mill Finish, No Flashing, Q-Base, Qty. 1, QMLSH-5-A-12 | Inventory Item | 11.04 |  |  |  | No | Racking | Vendor De-listing | 10.9 | 1
212-0007 | 212-0007 |  |  | UniRac, Tile Roof Hook, Spanish & W Tile Side Mount, with 2 #14 X 3.5” Screws, 7” Base, 004CT1H | Inventory Item | 7.78 |  |  |  | No | Racking | Shippable | 7.68 | 1
240-0222 | 240-0222 |  |  | DPW, PowerRail Standoff, Easy Power Post, 4", 1.31" diameter, Clear, Qty. 1, PRM-EP4 | Inventory Item | 13.76 |  |  |  | No | Racking | Soligent De-listing | 13.59 | 1
260-0242 | 260-0242 |  |  | ProSolar, Flashing Standard Template, TEMP-STD | Inventory Item | 61.96 |  |  |  | No | Racking | Soligent De-listing | 58.16 | 1
260-0796 | 260-0796 |  |  | ProSolar, End Clamp, 1.353"-1.378" (34.4mm-35.0mm), Includes (1) non-bonding Channel Nut and hardware, Black, Qty. 1, C1358EC-1B-G | Inventory Item | 2.97 |  |  |  | No | Racking | Shippable | 2.8 | 1
260-0815 | 260-0815 |  |  | ProSolar, Mid Clamp, 1.175 – 1.3" (29.9mm to 32mm), Includes (1) Channel Nut with grounding buss bar, lock washer and hardware, Black, Qty. 1, C200IMC-1B-G | Inventory Item | 2.97 |  |  |  | No | Racking | Shippable | 2.8 | 1
270-0030 | 270-0030 |  |  | UniRac, U-LA Rail Mounting Bracket, 2", Aluminum, Qty. 1, 403213C | Inventory Item | 8.91 |  |  |  | No | Racking | Vendor De-listing | 8.8 | 1
270-0034 | 270-0034 |  |  | UniRac, U-LA Rail Mounting Bracket, 3", Aluminum, Qty. 1, 403313G | Inventory Item | 9.36 |  |  |  | No | Racking | Vendor De-listing | 8.51 | 1
270-0778 | 270-0778 |  |  | Quickmount, Flashing, Base Standard Flat Tile Mount, with 4.5" post, 18" x 18", Mill Finish, QBASE, Qty. 1, QMSFT A 1 | Inventory Item | 20.53 |  |  |  | No | Racking | Vendor De-listing | 18.86 | 1
150-0060 | 150-0060 |  |  | Solyndra, 100 & 150 Series, Pad for Panel Mount, TPO, 0020-30225 | Inventory Item | 1 |  |  |  | No | Racking | Soligent De-listing | 0
204-0001 | 204-0001 |  |  | Bentek, Inverter Roof Racking, PowerRack, Adjustable 15 deg - 30 deg, for 3-ph inverters from various manufacturers, Aluminum, 10 Yr WARR, Qty. 1, BTK-IPR-AL | Inventory Item | 658 |  |  |  | No | Racking | Soligent De-listing | 0
204-0002 | 204-0002 |  |  | Bentek, Inverter Roof Racking, Powershield, Aluminum, 10 Yr WARR, Qty. 1, BTK-IPR-SHLD | Inventory Item | 208 |  |  |  | No | Racking | Soligent De-listing | 0
204-0003 | 204-0003 |  |  | Bentek, Inverter Roof Racking, Ballast Tray, Aluminum, 10 Yr WARR, Qty. 1, BTK-IPR-AL-TRAY | Inventory Item | 61 |  |  |  | No | Racking | Soligent De-listing | 0
204-0004 | 204-0004 |  |  | Bentek, Inverter Roof Racking, Equipment Mounting Panel, Aluminum, 10 Yr WARR, Qty. 1, BTK-IPR-AL-PANL | Inventory Item | 76 |  |  |  | No | Racking | Soligent De-listing | 0
204-0005 | 204-0005 |  |  | Bentek, Inverter Roof Racking, Mounting Bracket, for attachment to penetrating mounting systems, Aluminum, 10 Yr WARR, Qty. 4, BTK-IPR-AL-BRKT | Inventory Item | 287 |  |  |  | No | Racking | Soligent De-listing | 0
210-0000 | 210-0000 |  |  | IronRidge, XR10, Rail 204" (17') Mill Finish, Qty. 1, XR-10-204M | Inventory Item | 32.23 |  |  |  | No | Racking | Shippable | 29.42
210-0001 | 210-0001 |  |  | IronRidge, XR100, Rail 204" (17') Mill, Qty. 1, XR-100-204M | Inventory Item | 46.69 |  |  |  | No | Racking | Shippable | 42.87
210-0025 | 210-0025 |  |  | DPW, PowerRail Mounting Kit for 7 Uni-Solar US-64, PRM7-US64 | Inventory Item | 11.46 |  |  |  | No | Racking | Soligent De-listing | 0
210-0032 | 210-0032 |  |  | DPW, USE SEPARATE ITEMS #210-0986- #210-0987 - #210-0988, PowerRail P6/P8 Easy Pivot Feet, Clear, Choose size: 1.5, 2.0 or 3.0, Qty. 1, PRM-PEF | Inventory Item | 25 |  |  |  | No | Racking | Vendor De-listing | 0
210-0033 | 210-0033 |  |  | DPW, PowerRail Z Easy Feet, PRM-ZEF | Inventory Item | 33 |  |  |  | No | Racking | Soligent De-listing | 0
210-0035 | 210-0035 |  |  | ProSolar, Rail Enhancers, A-RE | Inventory Item | 6 |  |  |  | No | Racking | Vendor De-listing | 0
210-0037 | 210-0037 |  |  | ProSolar, Splice Bar 1.5" and 2.5", for R-136 and R-136D, Qty. 1, A-SPLICE-1 | Inventory Item | 7.83 |  |  |  | No | Racking | Vendor De-listing | 0
210-0039 | 210-0039 |  |  | ProSolar, Tilt-Up Kit, 1 Kit of 3 Legs, A-TU24-1 | Inventory Item | 76.99 |  |  |  | No | Racking | Vendor De-listing | 0
210-0042 : 210-0042 : 210-0042 : 210-0042_U | 210-0042 : 210-0042 : 210-0042_U |  |  | ProSolar, FastJack, Standoff, 4.5", Qty. 1, FJ-450-1 | Inventory Item | 7.24 |  |  |  | No | Racking | Shippable | 7.15
210-0045 : 210-0045 : 210-0045 : 210-0045 : 210-0045_U | 210-0045 : 210-0045 : 210-0045 : 210-0045_U |  |  | ProSolar, Channel Nut, Qty. 1, P-CN-1 | Inventory Item | 0.38 |  |  |  | No | Racking | Shippable | 0.38
210-0047 | 210-0047 |  |  | ProSolar, Support Rail, 2.5" Deep support rail, 124", Qty. 1, R-124D | Inventory Item | 21.74 |  |  |  | No | Racking | Vendor De-listing | 20.83
210-0047 : 210-0047 : 210-0047_U | 210-0047 : 210-0047_U |  |  | ProSolar, Support Rail, 2.5" Deep support rail, 124", Qty. 1, R-124D | Inventory Item | 25.57 |  |  |  | No | Racking | Vendor De-listing | 24.5
210-0049 | 210-0049 |  |  | ProSolar, Support Rail, 1.5" Standard support rail, 136", Qty. 1, R-136 | Inventory Item | 16.13 |  |  |  | No | Racking | Vendor De-listing | 15.46
210-0049 : 210-0049 : 210-0049_U | 210-0049 : 210-0049_U |  |  | ProSolar, Support Rail, 1.5" Standard support rail, 136", Qty. 1, R-136 | Inventory Item | 23.2 |  |  |  | No | Racking | Vendor De-listing | 22.23
210-0051 | 210-0051 |  |  | ProSolar, Support Rail, 2.5" Deep support rail, 136", Qty. 1, R-136D | Inventory Item | 32.72 |  |  |  | No | Racking | Vendor De-listing | 30.06
210-0054 : 210-0054 : 210-0054 : 210-0054_U | 210-0054 : 210-0054 : 210-0054_U |  |  | QuickMount, Flashing, Classic Composition Mounts, 12" x 12", Mill Finish, QBLOCK, Qty. 1, QMSC-A-12 | Inventory Item | 18.15 |  |  |  | No | Racking | Shippable | 17.12
210-0190 | 210-0190 |  |  | UniRac, FlashLoc Comp Kit, with Lag Bolt, Chemlink Sealant and Rail Hardware, Mill Finish, 1 ea , 004085M | Inventory Item | 8.12 |  |  |  | No | Racking | Soligent De-listing | 7.66
210-0196 | 210-0196 |  |  | UniRac, SolarMount Single Rail, 48", Clear, 300002 | Inventory Item | 16.25 |  |  |  | No | Racking | Vendor De-listing | 0
210-0198 | 210-0198 |  |  | UniRac, SolarMount Rail, 72", Clear, Qty. 1, 300004 | Inventory Item | 20.71 |  |  |  | No | Racking | Soligent De-listing | 0
210-0199 | 210-0199 |  |  | UniRac, SolarMount Rail, 84", Clear, Qty. 1, 300005 | Inventory Item | 58 |  |  |  | No | Racking | Vendor De-listing | 0
210-0200 | 210-0200 |  |  | UniRac, SolarMount Rail, 96", Clear, Qty. 1, 300006 | Inventory Item | 67 |  |  |  | No | Racking | Vendor De-listing | 0
210-0201 | 210-0201 |  |  | UniRac, SolarMount Rail, 106", Clear, Qty. 1, 300007 | Inventory Item | 63 |  |  |  | No | Racking | Vendor De-listing | 0
210-0202 | 210-0202 |  |  | UniRac, SolarMount Rail, 120", Clear, Qty. 1, 300008 | Inventory Item | 75 |  |  |  | No | Racking | Vendor De-listing | 0
210-0206-B | 210-0206-B |  |  | "B-Grade" UniRac, SolarMount Rail, 168", Clear Anodized Finish, Qty. 1, 310168C | Inventory Item | 34.54 |  |  |  | No | Racking | Vendor De-listing | 32.8
210-0208 | 210-0208 |  |  | UniRac, SolarMount Rail, 192", Clear, Qty. 1, 300014 | Inventory Item | 44.88 |  |  |  | No | Racking | Vendor De-listing | 0
210-0209 | 210-0209 |  |  | UniRac, SolarMount Rail, 204", Clear, Qty. 1, 300015 | Inventory Item | 125 |  |  |  | No | Racking | Vendor De-listing | 0
210-0211 | 210-0211 |  |  | UniRac, SolarMount Rail, 228", Clear, Qty. 1, 300017 | Inventory Item | 53.72 |  |  |  | No | Racking | Vendor De-listing | 0
210-0212 | 210-0212 |  |  | UniRac, SolarMount Rail, 240", Clear Anodized Finish, Qty. 1, 310240C | Inventory Item | 100.44 |  |  |  | No | Racking | Vendor De-listing | 51.24
210-0214 | 210-0214 |  |  | UniRac, FlashLoc Comp Kit, with Lag Bolt, Chemlink Sealant and Rail Hardware, Mill Finish, Qty. 1, 004085M | Inventory Item | 8.77 |  |  |  | No | Racking | Soligent De-listing | 8.28
210-0215 | 210-0215 |  |  | UniRac, FlashLoc Comp Kit, with Lag Bolt, Chemlink Sealant and Rail Hardware, Dark Finish, Qty. 1, 004085D | Inventory Item | 9.94 |  |  |  | No | Racking | Soligent De-listing | 9.38
210-0216-B | 210-0216-B |  |  | "B" Grade UniRac, FlashLoc Comp Kit, with Lag Bolt, Chemlink Sealant and Rail Hardware, Dark Finish, Qty. 1 Box of 20, 004085D | Inventory Item | 125.4 |  |  |  | No | Racking | Soligent De-listing | 120.29
210-0230 | 210-0230 |  |  | UniRac, SolarMount Rail Set, 48", Clear, 4 L-Feet, 300201 | Inventory Item | 4.78 |  |  |  | No | Racking | Vendor De-listing | 0
210-0232 | 210-0232 |  |  | UniRac, SolarMount Rail Set, 72", Clear, 4 L-Feet, 300203 | Inventory Item | 6.23 |  |  |  | No | Racking | Vendor De-listing | 0
210-0233 | 210-0233 |  |  | UniRac, SolarMount Rail Set, 84", Clear, 4 L-Feet, 300204 | Inventory Item | 188 |  |  |  | No | Racking | Vendor De-listing | 0
210-0234 | 210-0234 |  |  | UniRac, SolarMount Rail Set, 96", Clear, 4 L-Feet, 300205 | Inventory Item | 75.16 |  |  |  | No | Racking | Vendor De-listing | 0
210-0235 | 210-0235 |  |  | UniRac, SolarMount Rail Set, 106", Clear, 4 L-Feet, 300206 | Inventory Item | 205 |  |  |  | No | Racking | Vendor De-listing | 0
210-0236 | 210-0236 |  |  | UniRac, SolarMount Rail Set, 120", Clear, 6 L-Feet, 300207 | Inventory Item | 93.57 |  |  |  | No | Racking | Vendor De-listing | 0
210-0237 | 210-0237 |  |  | UniRac, SolarMount Rail Set, 132", Clear, 6 L-Feet, 300208 | Inventory Item | 102.99 |  |  |  | No | Racking | Vendor De-listing | 0
210-0238 | 210-0238 |  |  | UniRac, SolarMount Rail Set, 144", Clear, 6 L-Feet, 300209 | Inventory Item | 11.02 |  |  |  | No | Racking | Vendor De-listing | 0
210-0239 | 210-0239 |  |  | UniRac, SolarMount Rail Set, 156", Clear, 6 L-Feet, 300210 | Inventory Item | 212.14 |  |  |  | No | Racking | Vendor De-listing | 107.14
210-0241 | 210-0241 |  |  | UniRac, SolarMount S-5! with L-Foot, Qty. 1, Clear, 321255 | Inventory Item | 11.91 |  |  |  | No | Racking | Vendor De-listing | 0
210-0243 | 210-0243 |  |  | UniRac, SolarMount Rail Set, 192", Clear, 8 L-Feet, 300213 | Inventory Item | 149.19 |  |  |  | No | Racking | Vendor De-listing | 135.63
210-0244 | 210-0244 |  |  | UniRac, SolarMount Rail Set, 204", Clear, 8 L-Feet, 300214 | Inventory Item | 159.82 |  |  |  | No | Racking | Vendor De-listing | 0
210-0246 | 210-0246 |  |  | UniRac, SolarMount Rail Set, 216", Clear, 8 L-Feet, 300215 | Inventory Item | 15.75 |  |  |  | No | Racking | Vendor De-listing | 0
210-0247 | 210-0247 |  |  | UniRac, SolarMount 4 Rail Kit 10 L-Feet, 226", Clear with 106"/120" Rail with Splice Kit, 300224 | Inventory Item | 17.26 |  |  |  | No | Racking | Vendor De-listing | 0
210-0249 | 210-0249 |  |  | IronRidge, XR100, Rail 183" (15.25') Black, Qty. 1, XR-100-183B | Inventory Item | 37.69 |  |  |  | No | Racking | Vendor De-listing | 36.47
210-0275 | 210-0275 |  |  | UniRac, SolarMount Heavy Duty Rail, 180", Mill Finish, Qty. 1, 301012 | Inventory Item | 197 |  |  |  | No | Racking | Vendor De-listing | 0
210-0276 | 210-0276 |  |  | UniRac, SolarMount Heavy Duty Rail, 192", Mill Finish, Qty. 1, 301013 | Inventory Item | 76 |  |  |  | No | Racking | Vendor De-listing | 0
210-0277 | 210-0277 |  |  | UniRac, SolarMount Heavy Duty Rail, 204", Mill Finish, Qty. 1, 410204M | Inventory Item | 109.96 |  |  |  | No | Racking | Vendor De-listing | 101.01
210-0280 | 210-0280 |  |  | UniRac, SolarMount Heavy Duty Rail, 240", Mill Finish, Qty. 1, 410240M | Inventory Item | 189.5 |  |  |  | No | Racking | Vendor De-listing | 96.69
210-0287 | 210-0287 |  |  | UniRac, SunFrame Rail, 96", Bronze, Qty. 1, Old Part Number, 302009 | Inventory Item | 42.41 |  |  |  | No | Racking | Vendor De-listing | 0
210-0289 | 210-0289 |  |  | UniRac, SunFrame Rail, 192", Bronze, Qty. 1, 302012 | Inventory Item | 87.73 |  |  |  | No | Racking | Vendor De-listing | 0
210-0291 | 210-0291 |  |  | UniRac, SunFrame Rail, 96", Bronze, Qty. 1, 302014 | Inventory Item | 109 |  |  |  | No | Racking | Vendor De-listing | 0
210-0293 | 210-0293 |  |  | UniRac, SunFrame Rail, 192", Clear, Qty. 1, 302016 | Inventory Item | 160.02 |  |  |  | No | Racking | Soligent De-listing | 0
210-0294 | 210-0294 |  |  | UniRac, SunFrame Rail, 96", Clear, Qty. 8, Pro-Pak, 302017 | Inventory Item | 289.6 |  |  |  | No | Racking | Vendor De-listing | 0
210-0295 | 210-0295 |  |  | UniRac, Tile Roof Hook, Stone Coated Steel Side Mount Adjustable, with 2 1/4 X 3.5” Lag Bolts, ST1 Kit, 004AST1 | Inventory Item | 9.65 |  |  |  | No | Racking | Soligent De-listing | 8.86
210-0296 | 210-0296 |  |  | QuickMount, Flashing, Shake Mounts, 18" x 18", Bronze, QBLOCK, Qty. 1, QMLC-B-12 | Inventory Item | 24.48 |  |  |  | No | Racking | Soligent De-listing | 22.54
210-0345 | 210-0345 |  |  | UniRac, Standoff, Flat-top 3" Zinc Plated Steel, 1.625" OD, without lag bolts, Clear, Qty. 1, 004301G | Inventory Item | 18.4 |  |  |  | No | Racking | Vendor De-listing | 0
210-0346 | 210-0346 |  |  | UniRac, Standoff, Flat-top 4" Zinc Plated Steel, 1.625" OD, without lag bolts, Clear, Qty. 1, 004401G | Inventory Item | 21 |  |  |  | No | Racking | Vendor De-listing | 0
210-0347 | 210-0347 |  |  | UniRac, Standoff, Flat-top 6" Zinc Plated Steel, 1.625" OD, without lag bolts, Clear, Qty. 1, 004601G | Inventory Item | 21 |  |  |  | No | Racking | Vendor De-listing | 0
210-0348 | 210-0348 |  |  | UniRac, Flat-top 7" Zinc Plated Steel, 1.625" OD, Clear, Qty. 1 | Inventory Item | 24 |  |  |  | No | Racking | Vendor De-listing | 0
210-0351 | 210-0351 |  |  | UniRac, SolarMount Raised Flange Zinc Plated Steel Standoff, 6", Clear, Qty. 1, 310019 | Inventory Item | 9.93 |  |  |  | No | Racking | Vendor De-listing | 0
210-0356 | 210-0356 |  |  | UniRac, 2 Piece Aluminum Flat-top Standoff, 7", Clear, OBSOLETE310030 | Inventory Item | 10.19 |  |  |  | No | Racking | Vendor De-listing | 0
210-0384 | 210-0384 |  |  | UniRac, SolarMount Splice Plate, Clear, Qty. 1, 303003C | Inventory Item | 14.4 |  |  |  | No | Racking | Vendor De-listing | 0
210-0397 | 210-0397 |  |  | UniRac, SunFrame Cap Strip 96", F, use 1", Clear, Qty. 8, Pro-Pak 321120 | Inventory Item | 276 |  |  |  | No | Racking | Vendor De-listing | 0
210-0398 | 210-0398 |  |  | UniRac, SunFrame Cap Strip 96", F, use 1" Screws, Clear, Qty. 1, 321121 | Inventory Item | 13.13 |  |  |  | No | Racking | Vendor De-listing | 0
210-0410 | 210-0410 |  |  | UniRac, SunFrame Cap Strip 192", F, use 1" Screws for Sharp, Clear, Qty. 1, 202004C | Inventory Item | 56 |  |  |  | No | Racking | Vendor De-listing | 0
210-0411 | 210-0411 |  |  | UniRac, SunFrame Cap Strip Screws, 3/4", use with C, D and H, Bronze, Qty. 100, 321153 | Inventory Item | 40.51 |  |  |  | No | Racking | Vendor De-listing | 0
210-0415 | 210-0415 |  |  | UniRac, SunFrame Cap Strip Screws, 1", use with F and G, Bronze, Qty. 10, 321157 | Inventory Item | 12.93 |  |  |  | No | Racking | Vendor De-listing | 0
210-0419 | 210-0419 |  |  | UniRac, SolarMount Two-tier Junction Plate, Qty. 1, 321201 | Inventory Item | 5.68 |  |  |  | No | Racking | Vendor De-listing | 0
210-0422 | 210-0422 |  |  | UniRac, SolarMount S-5! with L-Foot, Qty. 1, Clear, 321255 | Inventory Item | 1.39 |  |  |  | No | Racking | Vendor De-listing | 0
210-0428 | 210-0428 |  |  | UniRac, S-5! with L-Foot, Qty. 20, Bronze, 321258 | Inventory Item | 32.13 |  |  |  | No | Racking | Vendor De-listing | 0
210-0432 | 210-0432 |  |  | UniRac, SunFrame Cap Strip Screws, 3/4", use with C, D and H, Clear, Qty. 100, 321159 | Inventory Item | 41.25 |  |  |  | No | Racking | Vendor De-listing | 38.72
210-0433 | 210-0433 |  |  | UniRac, Standoff, 2 Piece Aluminum Flat-top , 3", Clear, without lag bolts, Qty. 1, 004300C | Inventory Item | 9.36 |  |  |  | No | Racking | Vendor De-listing | 0
210-0434 | 210-0434 |  |  | UniRac, Standoff, 2 Piece Aluminum Flat-top , 4", Clear, without lag bolts, Qty. 1, 004400C | Inventory Item | 10.15 |  |  |  | No | Racking | Vendor De-listing | 0
210-0435 | 210-0435 |  |  | UniRac, Standoff, 2 Piece Aluminum Flat-top , 6", Clear, without lag bolts, Qty. 1, 004600C | Inventory Item | 11.8 |  |  |  | No | Racking | Vendor De-listing | 0
210-0436 | 210-0436 |  |  | UniRac, Standoff, 2 Piece Aluminum Flat-top , 7", Clear, without lag bolts, Qty. 1, 004700C | Inventory Item | 16.99 |  |  |  | No | Racking | Vendor De-listing | 0
210-0447 | 210-0447 |  |  | ProSolar, Support Rail, 3" Extra Deep support rail, 136", Qty. 1, R-136XD | Inventory Item | 36.63 |  |  |  | No | Racking | Shippable | 33.65
210-0447 : 210-0447 : 210-0447 : 210-0447_U | 210-0447 : 210-0447 : 210-0447_U |  |  | ProSolar, Support Rail, 3" Extra Deep support rail, 136", Qty. 1, R-136XD | Inventory Item | 36.63 |  |  |  | No | Racking | Shippable | 33.65
210-0447-B | 210-0447-B |  |  | "B-Grade" ProSolar, Support Rail, 3" Extra Deep support rail, 136", Qty. 1, R-136XD | Inventory Item | 25.64 |  |  |  | No | Racking | Vendor De-listing | 24.34
210-0449 | 210-0449 |  |  | ProSolar, Splice Bar 3", for R-136XD and R-164XD, Qty. 1, A-SPLICE XD-1 | Inventory Item | 8.55 |  |  |  | No | Racking | Vendor De-listing | 0
210-0451 | 210-0451 |  |  | UniRac, FastFoot 3" Standoff Assembly, Qty. 1, 310380 | Inventory Item | 18.32 |  |  |  | No | Racking | Vendor De-listing | 0
210-0499 | 210-0499 |  |  | QuickMount, Flashing, Classic Composition Mounts, 12" x 12", Clear Anodized Finish, QBLOCK, Qty. 1, QMSC C 1 | Inventory Item | 37 |  |  |  | No | Racking | Vendor De-listing | 0
210-0501 : 210-0501 : 210-0501 : 210-0501_U | 210-0501 : 210-0501 : 210-0501_U |  |  | QuickMount, Flashing, Classic Composition Mounts, 12" x 12", Bronze, QBLOCK, Qty. 1, QMSC-B-12 | Inventory Item | 21.92 |  |  |  | No | Racking | Shippable | 20.69
210-0503 | 210-0503 |  |  | QuickMount, Flashing, Shake Mounts, 18" x 18", Clear Anodized Finish, QBLOCK, Qty. 1, QMLC C 1 | Inventory Item | 42.42 |  |  |  | No | Racking | Soligent De-listing | 0
210-0505 | 210-0505 |  |  | QuickMount, Flashing, Shake Mounts, 18" x 18", Bronze, QBLOCK, Qty. 1, QMLC B 1 | Inventory Item | 31.75 |  |  |  | No | Racking | Vendor De-listing | 0
210-0510 | 210-0510 |  |  | IronRidge, XRS Rail 144" (12'), Anodized Aluminum, Clear, Qty. 1, 51-7000-144A | Inventory Item | 69.12 |  |  |  | No | Racking | Vendor De-listing | 0
210-0511 | 210-0511 |  |  | IronRidge, XRS Rail 168" (14'), Anodized Aluminum, Clear, Qty. 1, 51-7000-168A | Inventory Item | 106 |  |  |  | No | Racking | Vendor De-listing | 0
210-0512 | 210-0512 |  |  | IronRidge, XRS Rail 192" (16'), Anodized Aluminum, Clear, Qty. 1, 51-7000-192A | Inventory Item | 92.16 |  |  |  | No | Racking | Vendor De-listing | 0
210-0513 | 210-0513 |  |  | IronRidge, XRS Rail 216" (18'), Anodized Aluminum, Clear, Qty. 1, 51-7000-216A | Inventory Item | 136 |  |  |  | No | Racking | Vendor De-listing | 0
210-0528 | 210-0528 |  |  | SnapNrack, UR SpeedSeal Foot, Silver, 242-02163 | Inventory Item | 5.54 |  |  |  | No | Racking | Shippable | 5.23
210-0531 | 210-0531 |  |  | UniRac, SunFrame Cap Strip 192", C, use 3/4" Screws, Clear, Qty. 1, 202001C | Inventory Item | 30.7 |  |  |  | No | Racking | Soligent De-listing | 0
210-0532 | 210-0532 |  |  | UniRac, SM-I 1.0 Beam, 144", Mill Finish, Qty. 1, 010144M | Inventory Item | 11.95 |  |  |  | No | Racking | Vendor De-listing | 0
210-0533 | 210-0533 |  |  | UniRac, CLICKSYS Attachment Creotec Roof Tile Hook with Lag bolt and 1 flange, Qty. 1, 005010C-0024 | Inventory Item | 1.35 |  |  |  | No | Racking | Soligent De-listing | 0
210-0534 | 210-0534 |  |  | UniRac, CLICKSYS Attachment - QuickMount Aluminum Flashing 9.5" x 12.5", Clear, Qty. 1, 005020S-0018 | Inventory Item | 31.57 |  |  |  | No | Racking | Vendor De-listing | 0
210-0536 | 210-0536 |  |  | SnapNrack, Ultra Rail Front Tilt Standoff, 5½", 242-92106 | Inventory Item | 7.34 |  |  |  | No | Racking | Shippable | 7.25
210-0537 | 210-0537 |  |  | SnapNrack, Ultra Rail Rear Tilt Standoff, 10", 242-92107 | Inventory Item | 8.47 |  |  |  | No | Racking | Shippable | 8.37
210-0539 | 210-0539 |  |  | UniRac, CLICKSYS 2 Piece Aluminum Standoff with 1 Flange Connection, 6x1.6" Clear, Qty. 1, 005006C-0024 | Inventory Item | 0.71 |  |  |  | No | Racking | Soligent De-listing | 0
210-0540 | 210-0540 |  |  | UniRac, CLICKSYS 2 Piece Aluminum Standoff with 1 Flange Connection, 7x1.6" Clear, Qty. 1, 005007C-0024 | Inventory Item | 19 |  |  |  | No | Racking | Vendor De-listing | 0
210-0547 | 210-0547 |  |  | QuickMount, PV Flashing Flat Tile Mounts 12" x 17", Mill Finish QBASE, Qty. 1, QMFTM A 1 | Inventory Item | 75 |  |  |  | No | Racking | Vendor De-listing | 0
210-0554 | 210-0554 |  |  | SnapNrack, Bonding Standard Rail Splice, Silver, 242-04014 | Inventory Item | 7.28 |  |  |  | No | Racking | Shippable | 7.19
210-0555 | 210-0555 |  |  | SnapNrack, S100 HD Standoff Kit, 12”, 242-92074 | Inventory Item | 10.23 |  |  |  | No | Racking | Shippable | 10.1
210-0556 | 210-0556 |  |  | SnapNrack, UR SpeedSeal Deck Foot, Black, 242-02174 | Inventory Item | 8.22 |  |  |  | No | Racking | Shippable | 8.11
210-0557 | 210-0557 |  |  | SnapNrack, UR SpeedSeal Deck Foot, Silver, 242-02173 | Inventory Item | 7.52 |  |  |  | No | Racking | Shippable | 7.43
210-0572 | 210-0572 |  |  | QuickMount, PV Flashing Curved Tile Mounts 18" x 18", Clear Anodized Finish Qty. 1, QMCTM C 1 | Inventory Item | 84 |  |  |  | No | Racking | Vendor De-listing | 0
210-0574 | 210-0574 |  |  | QuickMount, PV Flashing Flat Tile Mounts 12" x 17", Bronze Anodized Finish QBASE, Qty. 1, QMFTM B 1 | Inventory Item | 106 |  |  |  | No | Racking | Vendor De-listing | 0
210-0575 | 210-0575 |  |  | QuickMount, PV Flashing Flat Tile Mounts 12" x 17", Clear Anodized Finish QBASE, Qty. 1, QMFTM C 1 | Inventory Item | 106 |  |  |  | No | Racking | Vendor De-listing | 0
210-0579 : 210-0579 : 210-0579 : 210-0579_U | 210-0579 : 210-0579 : 210-0579_U |  |  | QuickMount, Flashing, Shake Mounts, 18" x 18", Mill Finish, QBLOCK, Qty. 1, QMLC-A-12 | Inventory Item | 30.38 |  |  |  | No | Racking | Shippable | 28.68
210-0580 | 210-0580 |  |  | UniRac, SunFrame Cap Strip 192", C, use 3/4" Screws, Dark, Qty. 1, 202001D | Inventory Item | 61.2 |  |  |  | No | Racking | Soligent De-listing | 0
210-0582 | 210-0582 |  |  | UniRac, SunFrame Cap Strip 192", D, use 3/4" Screws, Dark, Qty. 1, 202002D | Inventory Item | 42.18 |  |  |  | No | Racking | Vendor De-listing | 21.52
210-0583 | 210-0583 |  |  | UniRac, SunFrame Cap Strip 192", E, use 1-1/4" Screws, Clear, Qty. 1, 202003C | Inventory Item | 57 |  |  |  | No | Racking | Soligent De-listing | 0
210-0584 | 210-0584 |  |  | UniRac, SunFrame Cap Strip 192", E, use 1-1/4" Screws, Dark, Qty. 1, 202003D | Inventory Item | 74.2 |  |  |  | No | Racking | Soligent De-listing | 0
210-0585 | 210-0585 |  |  | UniRac, SunFrame Cap Strip 192", G, use 1" Screws, for Sharp, Dark, Qty. 1, 202005D | Inventory Item | 33.15 |  |  |  | No | Racking | Vendor De-listing | 0
210-0588 | 210-0588 |  |  | UniRac, SunFrame Cap Strip 192", L, use 1 1/2" Screws, for Sharp SRS, Clear, Qty. 1, 202007C | Inventory Item | 27.09 |  |  |  | No | Racking | Vendor De-listing | 0
210-0590 | 210-0590 |  |  | UniRac, SunFrame End Cap for Threaded Slot Rail, Dark, Qty. 1, 202000D | Inventory Item | 1.29 |  |  |  | No | Racking | Vendor De-listing | 0
210-0591 | 210-0591 |  |  | UniRac, SunFrame Threaded Slot Rail 192", Clear, Qty. 1, 210192C | Inventory Item | 100.11 |  |  |  | No | Racking | Soligent De-listing | 0
210-0599 | 210-0599 |  |  | UniRac, SolarMount Rail, 240", Dark Anodized Finish, Qty. 1, 310240D | Inventory Item | 59.18 |  |  |  | No | Racking | Vendor De-listing | 55.56
210-0600 : 210-0600 : 210-0600_U | 210-0600 : 210-0600_U |  |  | ProSolar, Support Rail, 3" Extra Deep support rail, 164", Qty. 1, R-164XD | Inventory Item | 44.17 |  |  |  | No | Racking | Vendor De-listing | 40.58
210-0600-B | 210-0600-B |  |  | "B-Grade" ProSolar, Support Rail, 3" Extra Deep support rail, 164", Qty. 1, R-164XD | Inventory Item | 30.43 |  |  |  | No | Racking | Vendor De-listing | 28.89
210-0620 | 210-0620 |  |  | Solyndra, 100 & 150 Series, Panel Mount Leg, Attached using 1/4-20 screw, Qty. 1, 0040-30175 | Inventory Item | 3.44 |  |  |  | No | Racking | Vendor De-listing | 0
210-0625 | 210-0625 |  |  | UniRac, CLICKSYS I-Beam - 100 Series, 144", Dark, Qty. 1, 010144D-0050 | Inventory Item | 28.18 |  |  |  | No | Racking | Vendor De-listing | 0
210-0626 | 210-0626 |  |  | UniRac, CLICKSYS I-Beam Splice kit with grounding, Dark, Qty. 1, 003021D-0025 | Inventory Item | 0.4 |  |  |  | No | Racking | Vendor De-listing | 0
210-0647 | 210-0647 |  |  | UniRac, SunFrame Cap Strip Screws, 1", use with F and G, Clear, Qty. 10 | Inventory Item | 4 |  |  |  | No | Racking | Vendor De-listing | 0
210-0648 : 210-0648 : 210-0648 : 210-0648_U | 210-0648 : 210-0648 : 210-0648_U |  |  | Prosolar, GroundTrac Snow Load Rail Enhancer, Clear, Qty. 1, A-SLE-1 | Inventory Item | 1.15 |  |  |  | No | Racking | Shippable | 1.06
210-0661 | 210-0661 |  |  | UniRac, SolarMount Raised Flange Zinc Plated Steel Standoff, 7", Clear, Qty. 1, No Vendor # | Inventory Item | 9.89 |  |  |  | No | Racking | Vendor De-listing | 0
210-0674 : 210-0674 : 210-0674 : 210-0674_U | 210-0674 : 210-0674 : 210-0674_U |  |  | QuickMount, Flashing, Conduit Mount for Composition roofs, 9" x 12", Mill Finish, CONDUIT, Qty. 1, QMCC-A-12 | Inventory Item | 9.28 |  |  |  | No | Racking | Shippable | 8.76
210-0676 | 210-0676 |  |  | QuickMount, Height Extension 3.25", with Washer and 5/16 x 1" Bolt, Mill Finish, QBLOCK, Qty. 1, QMEXT-3.25 A 1 | Inventory Item | 14 |  |  |  | No | Racking | Soligent De-listing | 0
210-0677 | 210-0677 |  |  | QuickMount, Height Extension 2.5", with Washer and 5/16 x 1" Bolt, Mill Finish, QBLOCK, Qty. 1, QMEXT-2.5 A 1 | Inventory Item | 10.28 |  |  |  | No | Racking | Vendor De-listing | 0
210-0678 | 210-0678 |  |  | QuickMount, Height Extension 4", with Washer and 5/16 x 1" Bolt, Mill Finish, QBLOCK, Qty. 1, QMEXT-4.0 A 1 | Inventory Item | 6.23 |  |  |  | No | Racking | Vendor De-listing | 5.85
210-0686 | 210-0686 |  |  | IronRidge, XRL Rail 144" (12'), Anodized Aluminum, Clear, Qty. 1, 51-6000-144A | Inventory Item | 44.16 |  |  |  | No | Racking | Vendor De-listing | 22.53
210-0687 | 210-0687 |  |  | IronRidge, XRL Rail 168" (14'), Anodized Aluminum, Clear, Qty. 1, 51-6000-168A | Inventory Item | 68 |  |  |  | No | Racking | Vendor De-listing | 0
210-0688 | 210-0688 |  |  | IronRidge, XRL Rail 192" (16'), Anodized Aluminum, Clear, Qty. 1, 51-6000-192A | Inventory Item | 77 |  |  |  | No | Racking | Vendor De-listing | 0
210-0689 | 210-0689 |  |  | IronRidge, XRL Rail 216" (18'), Anodized Aluminum, Clear, Qty. 1, 51-6000-216A | Inventory Item | 87 |  |  |  | No | Racking | Vendor De-listing | 0
210-0691 | 210-0691 |  |  | IronRidge, Standoff, Flush Mount, 4", 1.5" diameter, Aluminum Mill Finish, Qty. 1, 51-6004-500L | Inventory Item | 8.28 |  |  |  | No | Racking | Vendor De-listing | 8.17
210-0692 | 210-0692 |  |  | IronRidge, Standoff, Flush Mount, 3", 1.5" diameter, Aluminum Mill Finish, Qty. 1, 51-6003-500L | Inventory Item | 15 |  |  |  | No | Racking | Vendor De-listing | 0
210-0693 | 210-0693 |  |  | IronRidge, Standoff, Flush Mount, 6", 1.5" diameter, Aluminum Mill Finish, Qty. 1, 51-6006-500L | Inventory Item | 18 |  |  |  | No | Racking | Vendor De-listing | 0
210-0694 | 210-0694 |  |  | IronRidge, Standoff, Flush Mount, 7", 1.5" diameter, Aluminum Mill Finish, Qty. 1, 51-6007-500L | Inventory Item | 9.92 |  |  |  | No | Racking | Vendor De-listing | 9.8
210-0695 | 210-0695 |  |  | IronRidge, Standoff, Tilt Leg Version, 4", 1.5" diameter, Steel, Qty. 1, 51-4004--00T | Inventory Item | 33 |  |  |  | No | Racking | Soligent De-listing | 0
210-0701 | 210-0701 |  |  | UniRac, SM-I Two Flange Connection, no hardware, Clear, Qty. 1, 004001M | Inventory Item | 9 |  |  |  | No | Racking | Vendor De-listing | 0
210-0702 | 210-0702 |  |  | UniRac, SM-I Two Flange Connection, Butyl, no hardware, Clear, Qty. 1, 004002C | Inventory Item | 9.14 |  |  |  | No | Racking | Vendor De-listing | 0
210-0703 | 210-0703 |  |  | UniRac, SM-I One Flange Connection, no hardware, Clear, Qty. 1, 004000M | Inventory Item | 2.99 |  |  |  | No | Racking | Vendor De-listing | 2.8
210-0704 | 210-0704 |  |  | UniRac, SM-I Creotec Roof Tile Hook Top Mount with Lag bolt and 1 flange, Qty. 1, 005011C-0024 | Inventory Item | 14.7 |  |  |  | No | Racking | Vendor De-listing | 0
210-0705 | 210-0705 |  |  | UniRac, SM-I QuickMount Aluminum Flashing 9.5" x 12.5", Clear, Qty. 1, 004011C | Inventory Item | 33.2 |  |  |  | No | Racking | Vendor De-listing | 0
210-0706 | 210-0706 |  |  | UniRac, SM-I 2-Piece Aluminum Standoff with 1 Flange Connection, 3", Clear, Qty. 1, 005013C-0024 | Inventory Item | 15 |  |  |  | No | Racking | Vendor De-listing | 0
210-0707 | 210-0707 |  |  | UniRac, SM-I 2-Piece Aluminum Standoff with 1 Flange Connection, 4" Clear, Qty. 1, 005014C-0024 | Inventory Item | 6.11 |  |  |  | No | Racking | Vendor De-listing | 0
210-0708 | 210-0708 |  |  | UniRac, SM-I 2-Piece Aluminum Standoff with 1 Flange Connection, 6", Clear, Qty. 1, 005016C-0024 | Inventory Item | 22 |  |  |  | No | Racking | Vendor De-listing | 0
210-0709 | 210-0709 |  |  | UniRac, SM-I 2-Piece Aluminum Standoff with 1 Flange Connection, 7", Clear, Qty. 1, 005017C-0024 | Inventory Item | 7.02 |  |  |  | No | Racking | Vendor De-listing | 0
210-0710 | 210-0710 |  |  | UniRac, SM-I Splice Kit, Clear, Qty. 1, 003000S | Inventory Item | 4.34 |  |  |  | No | Racking | Vendor De-listing | 0
210-0716 | 210-0716 |  |  | IronRidge, XRS Rail 144" (12'), Anodized Aluminum, Black, Qty. 1, 51-7000-144B | Inventory Item | 109 |  |  |  | No | Racking | Vendor De-listing | 0
210-0717 | 210-0717 |  |  | IronRidge, XRS Rail 168" (14'), Anodized Aluminum, Black, Qty. 1, 51-7000-168B | Inventory Item | 127 |  |  |  | No | Racking | Vendor De-listing | 0
210-0718 | 210-0718 |  |  | IronRidge, XRS Rail 192" (16'), Anodized Aluminum, Black, Qty. 1, 51-7000-192B | Inventory Item | 145 |  |  |  | No | Racking | Vendor De-listing | 0
210-0719 | 210-0719 |  |  | IronRidge, XRS Rail 216" (18'), Anodized Aluminum, Black, Qty. 1, 51-7000-216B | Inventory Item | 163 |  |  |  | No | Racking | Vendor De-listing | 0
210-0722 | 210-0722 |  |  | EJOT, Hex Head Driver Bit for EJOT, Hanger Bolts, SW5-1/4" x 25, Qty. 1, 9250514025 | Inventory Item | 6.99 |  |  |  | No | Racking | Soligent De-listing | 0
210-0723 | 210-0723 |  |  | EJOT, drill bit for wood substructures, 5.5 mm diameter, 175 mm long, HSS 5.5 x 175, Qty. 1, 9250408000 | Inventory Item | 13 |  |  |  | No | Racking | Soligent De-listing | 0
210-0724 | 210-0724 |  |  | EJOT, drill bit for wood substructures, 5.5 mm diameter, 220 mm long, HSS 5.5 x 220, Qty. 1, 9250423000 | Inventory Item | 15 |  |  |  | No | Racking | Soligent De-listing | 0
210-0725 | 210-0725 |  |  | EJOT, Drill bit for steel substructure thickness between gauge 16 to gauge 6, 6.8mm diameter, 175mm long, HSS 6.8 x 175, Qty. 1, 9250680175 | Inventory Item | 41 |  |  |  | No | Racking | Soligent De-listing | 0
210-0726 | 210-0726 |  |  | EJOT, drill bit for steel substructure thickness between gauge 16 to gauge 6, 6.8mm diameter, 225mm long, Qty. 1, 9250510000 | Inventory Item | 17.57 |  |  |  | No | Racking | Soligent De-listing | 0
210-0728 | 210-0728 |  |  | EJOT, drill bit for steel substructure thickness between gauge 5 to 9/32'', 7.0mm diameter, 225mm long, Qty. 1, 9250493000 | Inventory Item | 15.22 |  |  |  | No | Racking | Soligent De-listing | 0
210-0730 | 210-0730 |  |  | EJOT, drill bit for steel substructure thickness between 19/64'' to 25/64'', 7.2mm diameter, 225mm long, Qty. 1, 9250494000 | Inventory Item | 12.77 |  |  |  | No | Racking | Soligent De-listing | 0
210-0731 | 210-0731 |  |  | EJOT, drill bit for steel substructure thickness greater than 13/32'', 7.4mm diameter, 175mm long, Qty. 1, 9250507000 | Inventory Item | 13 |  |  |  | No | Racking | Soligent De-listing | 0
210-0732 | 210-0732 |  |  | EJOT, drill bit for steel substructure thickness greater than 13/32'', 7.4mm diameter, 225mm long, Qty. 1, 9250497000 | Inventory Item | 15.17 |  |  |  | No | Racking | Soligent De-listing | 0
210-0733 | 210-0733 |  |  | UniRac, SM-I 2.5 Beam, 144", Mill Finish, Qty. 1, 011144M | Inventory Item | 57 |  |  |  | No | Racking | Vendor De-listing | 0
210-0734 | 210-0734 |  |  | UniRac, SM-I 2.5 Beam, 192", Mill Finish, Qty. 1, 011192M | Inventory Item | 71.2 |  |  |  | No | Racking | Vendor De-listing | 0
210-0738 | 210-0738 |  |  | UniRac, Tile Roof Hook (CreoTecc) Front Mount, without lag bolts, with SS HexBolt, Flange nut and washers, Qty. 1, 004006C | Inventory Item | 32.6 |  |  |  | No | Racking | Vendor De-listing | 0
210-0739 | 210-0739 |  |  | UniRac, Tile Roof Hook (CreoTecc) Side Mount, without lag bolts, with SS HexBolt, Flange nut and washers, Qty. 1, 004007C | Inventory Item | 28.6 |  |  |  | No | Racking | Vendor De-listing | 0
210-0740 | 210-0740 |  |  | UniRac, Tile Roof Hook (CreoTecc) Top Mount, without lag bolts, with SS HexBolt, Flange nut and washers, Qty. 1, 004008C | Inventory Item | 31 |  |  |  | No | Racking | Soligent De-listing | 0
210-0744 | 210-0744 |  |  | DPW, PowerRail P6 Extrusion, 84", Mill Finish, Qty. 1, P6-84 | Inventory Item | 52 |  |  |  | No | Racking | Soligent De-listing | 0
210-0745 | 210-0745 |  |  | DPW, PowerRail P6 Extrusion, 126", Mill Finish, Qty. 1, P6-126 | Inventory Item | 77 |  |  |  | No | Racking | Soligent De-listing | 0
210-0746 | 210-0746 |  |  | DPW, PowerRail P6 Extrusion, 162", Mill Finish, Qty. 1, P6-162 | Inventory Item | 98 |  |  |  | No | Racking | Soligent De-listing | 0
210-0747 | 210-0747 |  |  | DPW, PowerRail P6 Extrusion, 204", Mill Finish, Qty. 1, P6-204 | Inventory Item | 122 |  |  |  | No | Racking | Soligent De-listing | 0
210-0748 | 210-0748 |  |  | DPW, PowerRail P6 Extrusion, 240", Mill Finish, Qty. 1, P6-240 | Inventory Item | 142 |  |  |  | No | Racking | Soligent De-listing | 0
210-0749 | 210-0749 |  |  | DPW, PowerRail P6 Extrusion, 282", Mill Finish, Qty. 1, P6-282 | Inventory Item | 165 |  |  |  | No | Racking | Soligent De-listing | 0
210-0750 | 210-0750 |  |  | DPW, PowerRail P6 Extrusion, 324", Mill Finish, Qty. 1, P6-324 | Inventory Item | 187 |  |  |  | No | Racking | Soligent De-listing | 0
210-0752 | 210-0752 |  |  | Zep Solar, Interlock Assembly Black Qty. 1, ZS-ILA-1-B | Inventory Item | 1.64 |  |  |  | No | Racking | Soligent De-listing | 0
210-0754 | 210-0754 |  |  | Zep Solar, Leveling Foot Assembly Black Qty. 1, ZS-LFA-1-B | Inventory Item | 1.26 |  |  |  | No | Racking | Vendor De-listing | 0
210-0781 | 210-0781 |  |  | UniRac, CLICKSYS I-Beam Splice Kit, Clear, Qty. 25, 003020C-0025 | Inventory Item | 102 |  |  |  | No | Racking | Vendor De-listing | 0
210-0790 | 210-0790 |  |  | Lag Screw 5/16" - 4 -1/2" Stainless Steel | Inventory Item | 1.25 |  |  |  | No | Racking | Vendor De-listing | 0
210-0801 | 210-0801 |  |  | QuickMount, Flashing, Conduit Mount for Composition roofs, 9" x 12", Bronze, CONDUIT, Qty. 1, QMCC B 1 | Inventory Item | 15.34 |  |  |  | No | Racking | Vendor De-listing | 7.83
210-0812 | 210-0812 |  |  | QuickMount, Flashing, Hot Water Mounts for Composition roofs, 12" x 12", Mill Finish, QBLOCK, Qty. 1, QMH2O A 1 | Inventory Item | 40 |  |  |  | No | Racking | Soligent De-listing | 0
210-0816 | 210-0816 |  |  | QuickMount, Flashing, Conduit Mount for Shake roofs, 12" x 18", Bronze, CONDUIT, Qty. 1, QMLCC B 1 | Inventory Item | 34.64 |  |  |  | No | Racking | Soligent De-listing | 0
210-0820 | 210-0820 |  |  | Quickmount, Flashing, Pool Panel Mounts for Composition roofs, 9" x 12", Bronze, Qty. 1, QMPC B 1 | Inventory Item | 12.88 |  |  |  | No | Racking | Soligent De-listing | 0
210-0825 | 210-0825 |  |  | Tamper Proof Screws Spanner Head Screw 5/16-18 X 2 1/2" Stainless Steel, 5X16X2 | Inventory Item | 0.5 |  |  |  | No | Racking | Soligent De-listing | 0
210-0827 | 210-0827 |  |  | Tamper Proof Screws Spanner Head Screw 5/16-18 X 3/4" Stainless Steel Tamper Proof Screws Spanner Head Screw 5/16-18 X 2 1/2" Stainless Steel, 5X16X34 | Inventory Item | 0.3 |  |  |  | No | Racking | Soligent De-listing | 0
210-0828 | 210-0828 |  |  | Tamper Proof Screws Spanner Head Bit, 1/4 X 1/4" Bit | Inventory Item | 5 |  |  |  | No | Racking | Soligent De-listing | 0
210-0855 | 210-0855 |  |  | UniRac, SolarMount Rail (Old Version) Light 204" Clear Anodized, Qty. 1 | Inventory Item | 87.8 |  |  |  | No | Racking | Vendor De-listing | 0
210-0856 | 210-0856 |  |  | UniRac, SolarMount Rail (Old Version) Light 216" Clear Anodized, Qty. 1 | Inventory Item | 4.27 |  |  |  | No | Racking | Vendor De-listing | 0
210-0857 | 210-0857 |  |  | UniRac, SunFrame Cap Strip Screws Black Qty. 10, 321124 | Inventory Item | 8.33 |  |  |  | No | Racking | Vendor De-listing | 0
210-0860 | 210-0860 |  |  | UniRac, Strut 252" dark | Inventory Item | 3.78 |  |  |  | No | Racking | Vendor De-listing | 0
210-0868 | 210-0868 |  |  | UniRac, SunFrame Cap Strip, E, 96", Bronze, Qty. 1, 321116 | Inventory Item | 157.69 |  |  |  | No | Racking | Vendor De-listing | 0
210-0870 | 210-0870 |  |  | UniRac, SolarMount Rail, 48", Dark, Qty. 1 300002 | Inventory Item | 44 |  |  |  | No | Racking | Vendor De-listing | 0
210-0887 | 210-0887 |  |  | UniRac, SolarMount Top Clamp Set for 4 BP Panels, 350044 | Inventory Item | 34.85 |  |  |  | No | Racking | Soligent De-listing | 0
210-0888 | 210-0888 |  |  | UniRac, SolarMount Top Clamp Set for 5 BP Panels, 320052 | Inventory Item | 36.92 |  |  |  | No | Racking | Soligent De-listing | 0
210-0890 | 210-0890 |  |  | UniRac, SolarMount Top Clamp Set for 6 BP Panels, 320060 | Inventory Item | 37.81 |  |  |  | No | Racking | Soligent De-listing | 0
210-0896 | 210-0896 |  |  | IronRidge, Ont FIT, XRS Rail 144" (12'), Anodized Aluminum, Clear, Qty. 1, 51-70CR-144A | Inventory Item | 42.09 |  |  |  | No | Racking | Soligent De-listing | 0
210-0897 | 210-0897 |  |  | IronRidge, Ont FIT, XRS Rail 168" (14'), Anodized Aluminum, Clear, Qty. 1, 51-70CR-168A | Inventory Item | 49.1 |  |  |  | No | Racking | Vendor De-listing | 0
210-0898 | 210-0898 |  |  | IronRidge, Ont FIT, XRS Rail 192" (16'), Anodized Aluminum, Clear, Qty. 1, 51-70CR-192A | Inventory Item | 52.92 |  |  |  | No | Racking | Soligent De-listing | 0
210-0899 | 210-0899 |  |  | IronRidge, Ont FIT, XRS Rail 216" (18'), Anodized Aluminum, Clear, Qty. 1, 51-70CR-216A | Inventory Item | 59.52 |  |  |  | No | Racking | Soligent De-listing | 0
210-0900 | 210-0900 |  |  | Zep Solar, ZSII, Comp Mount Assembly, Clear, Qty. 1, 850-1151-001 | Inventory Item | 14.85 |  |  |  | No | Racking | Soligent De-listing | 0
210-0901 | 210-0901 |  |  | Zep Solar, ZSII, Comp Mount Assembly, Black, Qty. 1, 850-1149-001 | Inventory Item | 57 |  |  |  | No | Racking | Soligent De-listing | 0
210-0903 | 210-0903 |  |  | Zep Solar, ZSII, Interlock, 8", Black, Qty. 1, 850-1178-001 | Inventory Item | 36 |  |  |  | No | Racking | Vendor De-listing | 0
210-0905 | 210-0905 |  |  | Zep Solar, ZSII, Hybrid Interlock, Tool-free, Black, Qty. 1, 850-1174-001 | Inventory Item | 21 |  |  |  | No | Racking | Vendor De-listing | 0
210-0907 | 210-0907 |  |  | Zep Solar, ZSII, Leveling Foot, Tool-free, Black, Qty. 1, 850-1184-001 | Inventory Item | 16 |  |  |  | No | Racking | Vendor De-listing | 0
210-0909 | 210-0909 |  |  | Zep Solar, ZSII, Array Skirt, 1653mm, for one CS6P-PX in Landscape, Black, Qty. 1, 850-1104-001 | Inventory Item | 30.87 |  |  |  | No | Racking | Vendor De-listing | 0
210-0911 | 210-0911 |  |  | Zep Solar, ZSII, Array Skirt, 1988mm, for two CS6P-PX in Portrait, Black, Qty. 1, 850-1124-001 | Inventory Item | 37.37 |  |  |  | No | Racking | Vendor De-listing | 0
210-0913 | 210-0913 |  |  | Zep Solar, ZSII, Array Skirt, 1608mm, for one CS5A-MX in Landscape, Black, Qty. 1, 850-1088-001 | Inventory Item | 63.3366 |  |  |  | No | Racking | Soligent De-listing | 0
210-0917 | 210-0917 |  |  | Zep Solar, Groove Adapter Kit- Type A, ZSII / ZSIII, for Enphase M190 and 380, Qty. 1 , 850-1166-001 | Inventory Item | 10.95 |  |  |  | No | Racking | Vendor De-listing | 0
210-0918 | 210-0918 |  |  | Zep Solar, Universal Box Bracket, ZSII / ZSIII, Qty. 1, 850-1196-002 | Inventory Item | 17.53 |  |  |  | No | Racking | Soligent De-listing | 0
210-0922 | 210-0922 |  |  | AET, Rayport Roof Ballast Rack Support Rail 20 degrees, 80177 | Inventory Item | 36.79 |  |  |  | No | Racking | Vendor De-listing | 0
210-0923 | 210-0923 |  |  | AET, T6 Flush Mount Rail SEC804, 10' Rail, 2.5" Tall Section, 80142-10ft | Inventory Item | 94 |  |  |  | No | Racking | Soligent De-listing | 0
210-0924 | 210-0924 |  |  | AET, T6 Flush Mount Rail SEC804, 11' Rail, 2.5" Tall Section, 80142-11ft | Inventory Item | 104 |  |  |  | No | Racking | Soligent De-listing | 0
210-0925 | 210-0925 |  |  | AET, T6 Flush Mount Rail SEC804, 12' Rail, 2.5" Tall Section, 80142-12ft | Inventory Item | 113 |  |  |  | No | Racking | Soligent De-listing | 0
210-0926 | 210-0926 |  |  | AET, T6 Flush Mount Rail SEC803, 10' Rail, 1.8" Tall Section, 80100-10ft | Inventory Item | 75 |  |  |  | No | Racking | Soligent De-listing | 0
210-0927 | 210-0927 |  |  | AET, T6 Flush Mount Rail SEC803, 11' Rail, 1.8" Tall Section, 80100-11ft | Inventory Item | 83 |  |  |  | No | Racking | Soligent De-listing | 0
210-0928 | 210-0928 |  |  | AET, T6 Flush Mount Rail SEC803, 12' Rail, 1.8" Tall Section, 80100-12ft | Inventory Item | 90 |  |  |  | No | Racking | Soligent De-listing | 0
210-0929 | 210-0929 |  |  | AET, Rayport Roof Ballast Rack Support Rail 10 degrees, 80001 | Inventory Item | 24.86 |  |  |  | No | Racking | Soligent De-listing | 0
210-0932 | 210-0932 |  |  | Zep Solar, Groove Adapter Kit- Type C, ZSII / ZSIII, for SolarEdge, Qty. 1, 850-1168-001 | Inventory Item | 0.72 |  |  |  | No | Racking | Soligent De-listing | 0
210-0936 | 210-0936 |  |  | DPW, PowerRail P8 Extrusion, 84", Mill Finish, Qty. 1, P8-84 | Inventory Item | 81 |  |  |  | No | Racking | Soligent De-listing | 0
210-0937 | 210-0937 |  |  | DPW, PowerRail P8 Extrusion, 126", Mill Finish, Qty. 1, P8-126 | Inventory Item | 118 |  |  |  | No | Racking | Soligent De-listing | 0
210-0938 | 210-0938 |  |  | DPW, PowerRail P8 Extrusion, 162", Mill Finish, Qty. 1, P8-162 | Inventory Item | 152 |  |  |  | No | Racking | Soligent De-listing | 0
210-0939 | 210-0939 |  |  | DPW, PowerRail P8 Extrusion, 204", Mill Finish, Qty. 1, P8-204 | Inventory Item | 188 |  |  |  | No | Racking | Soligent De-listing | 0
210-0940 | 210-0940 |  |  | DPW, PowerRail P8 Extrusion, 240", Mill Finish, Qty. 1, P8-240 | Inventory Item | 218 |  |  |  | No | Racking | Soligent De-listing | 0
210-0941 | 210-0941 |  |  | DPW, PowerRail P8 Extrusion, 282", Mill Finish, Qty. 1, P8-282 | Inventory Item | 253 |  |  |  | No | Racking | Soligent De-listing | 0
210-0942 | 210-0942 |  |  | DPW, PowerRail P8 Extrusion, 324", Mill Finish, Qty. 1, P8-324 | Inventory Item | 288 |  |  |  | No | Racking | Soligent De-listing | 0
210-0944 | 210-0944 |  |  | IronRidge, Ground Mount, XRL Rail 48" (4'), Anodized Aluminum, Clear, Qty. 1, 51-6000-048A | Inventory Item | 19 |  |  |  | No | Racking | Vendor De-listing | 0
210-0945 | 210-0945 |  |  | IronRidge, Ground Mount, XRL Rail 60" (5'), Anodized Aluminum, Clear, Qty. 1, 51-6000-060A | Inventory Item | 24 |  |  |  | No | Racking | Vendor De-listing | 0
210-0946 | 210-0946 |  |  | IronRidge, Ground Mount, XRL Rail 72" (6'), Anodized Aluminum, Clear, Qty. 1, 51-6000-072A | Inventory Item | 29 |  |  |  | No | Racking | Vendor De-listing | 0
210-0947 | 210-0947 |  |  | IronRidge, Ground Mount, XRL Rail 84" (8'), Anodized Aluminum, Clear, Qty. 1, 51-6000-084A | Inventory Item | 36 |  |  |  | No | Racking | Vendor De-listing | 0
210-0948 | 210-0948 |  |  | Tamarack, Top of Pole Mount use 6" Pipe, Specify Qty. & Module, UNI-TP/10LL | Inventory Item | 1538 |  |  |  | No | Racking | Soligent De-listing | 0
210-0949 : 210-0949 : 210-0949 : 210-0949_U | 210-0949 : 210-0949 : 210-0949_U |  |  | QuickMount, Flashing, Universal Tile Mounts, 18" x 18", Mill Finish, QBASE, Qty. 1, QMUTM-A-12 | Inventory Item | 30.46 |  |  |  | No | Racking | Shippable | 28.75
210-0950 | 210-0950 |  |  | QuickMount, Flashing, Conduit Mount for Shake roofs, 12" x 18", Mill Finish, CONDUIT, Qty. 1, QMLCC A 1 | Inventory Item | 29 |  |  |  | No | Racking | Soligent De-listing | 0
210-0951 | 210-0951 |  |  | QuickMount, Height Extension 2.5", with Washer and 5/16 x 1" Bolt, Bronze, QBLOCK, Qty. 1, QMEXT-2.5 B 1 | Inventory Item | 15 |  |  |  | No | Racking | Soligent De-listing | 0
210-0952 | 210-0952 |  |  | QuickMount, Height Extension 3.25", with Washer & 5/16 x 1" Bolt, Bronze, QBLOCK, Qty. 1, QMEXT-3.25 B 1 | Inventory Item | 16 |  |  |  | No | Racking | Soligent De-listing | 0
210-0953 | 210-0953 |  |  | QuickMount, Height Extension 4", with Washer & 5/16 x 1" Bolt, Bronze, QBLOCK, Qty. 1, QMEXT-4.0 B 1 | Inventory Item | 17 |  |  |  | No | Racking | Soligent De-listing | 0
210-0954 | 210-0954 |  |  | QuickMount, Flashing, Hot Water Mounts for Composition roofs, 12" x 12", Bronze, QBLOCK, Qty. 1, QMH2O B 1 | Inventory Item | 46 |  |  |  | No | Racking | Soligent De-listing | 0
210-0955 | 210-0955 |  |  | QuickMount, Flashing, Universal Tile Mounts, 18" x 18", Bronze, QBASE, Qty. 1, QMUTM B 1 | Inventory Item | 90 |  |  |  | No | Racking | Soligent De-listing | 0
210-0956 | 210-0956 |  |  | QuickMount, Custom Quote, Enter Quote Number and Custom Price | Non-inventory Item | 0 |  |  |  | No | Racking | Vendor De-listing | 0
210-0957 | 210-0957 |  |  | Zep Solar, Groove Adapter Kit- Type D, ZSII / ZSIII, for Enphase M215, Qty. 1, 850-1208-001 | Inventory Item | 7.33 |  |  |  | No | Racking | Soligent De-listing | 0
210-0960 | 210-0960 |  |  | AET, Rayport Roof Ballast Rack Support Rail 15 degrees, 80171 | Inventory Item | 39.81 |  |  |  | No | Racking | Vendor De-listing | 0
210-0964 | 210-0964 |  |  | UniRac, SM(E) Beam, 132", Mill Finish, Qty. 1, 012132M | Inventory Item | 57.4 |  |  |  | No | Racking | Vendor De-listing | 0
210-0965 | 210-0965 |  |  | UniRac, SM(E) Beam, 168", Mill Finish, Qty. 1, 012168M | Inventory Item | 59 |  |  |  | No | Racking | Vendor De-listing | 0
210-0966 | 210-0966 |  |  | UniRac, SM(E) Beam, 208", Mill Finish, Qty. 1, 012208M | Inventory Item | 100 |  |  |  | No | Racking | Vendor De-listing | 0
210-0967 | 210-0967 |  |  | UniRac, SM(E) Beam, 240", Mill Finish, Qty. 1, 012240M | Inventory Item | 94 |  |  |  | No | Racking | Vendor De-listing | 0
210-0968 | 210-0968 |  |  | Zep Solar, ZSII, Array Skirt, End Cap Pair, Black, Qty. 1 pair, 850-1215-001 | Inventory Item | 2.93 |  |  |  | No | Racking | Vendor De-listing | 0
210-0969 | 210-0969 |  |  | IronRidge, Duplicate of QM item #211-0373, Tilt Standoff, 9", Aluminum Mill Finish, Qty. 1, RF-TLT-SO-900 | Inventory Item | 39 |  |  |  | No | Racking | Vendor De-listing | 0
210-0970 | 210-0970 |  |  | ProSolar, Support Rail, 3" Extra Deep support rail, 166", Qty. 1, R-166XD | Inventory Item | 63.58 |  |  |  | No | Racking | Vendor De-listing | 0
210-0971 | 210-0971 |  |  | Zep Solar, ZSII, Array Skirt, 2013mm, for one Sharp PV in Portrait, Black, Qty. 1, 850-1120-001 | Inventory Item | 92 |  |  |  | No | Racking | Vendor De-listing | 0
210-0973 | 210-0973 |  |  | ProSolar, Support Rail, 3" Extra Deep support rail, 170", Qty. 1, R-170XD | Inventory Item | 67 |  |  |  | No | Racking | Vendor De-listing | 0
210-0974 | 210-0974 |  |  | DPW, PowerRail P14 Extrusion, 84", Mill Finish, Qty. 1, P14-84 | Inventory Item | 161 |  |  |  | No | Racking | Soligent De-listing | 0
210-0975 | 210-0975 |  |  | DPW, PowerRail P14 Extrusion, 126", Mill Finish, Qty. 1, P14-126 | Inventory Item | 237 |  |  |  | No | Racking | Soligent De-listing | 0
210-0976 | 210-0976 |  |  | DPW, PowerRail P14 Extrusion, 162", Mill Finish, Qty. 1, P14-162 | Inventory Item | 303 |  |  |  | No | Racking | Soligent De-listing | 0
210-0977 | 210-0977 |  |  | DPW, PowerRail P14 Extrusion, 204", Mill Finish, Qty. 1, P14-204 | Inventory Item | 377 |  |  |  | No | Racking | Soligent De-listing | 0
210-0978 | 210-0978 |  |  | DPW, PowerRail P14 Extrusion, 240", Mill Finish, Qty. 1, P14-240 | Inventory Item | 436 |  |  |  | No | Racking | Soligent De-listing | 0
210-0979 | 210-0979 |  |  | DPW, PowerRail P14 Extrusion, 282", Mill Finish, Qty. 1, P14-282 | Inventory Item | 508 |  |  |  | No | Racking | Soligent De-listing | 0
210-0980 | 210-0980 |  |  | DPW, PowerRail P14 Extrusion, 324", Mill Finish, Qty. 1, P14-324 | Inventory Item | 576 |  |  |  | No | Racking | Soligent De-listing | 0
210-0982 | 210-0982 |  |  | AET, Custom Quote, Rayport-P, Pitched Roof Racking, Enter Quote Number and Custom Price | Non-inventory Item | 0 |  |  |  | No | Racking | Vendor De-listing | 0
210-0983 | 210-0983 |  |  | DPW, Duplicate of #210-0986, | Inventory Item | 25 |  |  |  | No | Racking | Soligent De-listing | 0
210-0984 | 210-0984 |  |  | DPW, Duplicate of # 210-0987, PowerRail P6/P8 Easy Pivot Feet, with 2.0" Screws, Clear, Qty. 1, PRM-PEF-2.0 | Inventory Item | 26 |  |  |  | No | Racking | Soligent De-listing | 0
210-0985 | 210-0985 |  |  | DPW, Duplicate of #210-0988, PowerRail P6/P8 Easy Pivot Feet, with 3.0" Screws, Clear, Qty. 1, PRM-PEF-3.0 | Inventory Item | 27 |  |  |  | No | Racking | Soligent De-listing | 0
210-0986 | 210-0986 |  |  | DPW, PowerRail P6/P8 Easy Pivot Feet, Clear, with 1.5" screw, Qty. 1, PEF-1.5 | Inventory Item | 12.25 |  |  |  | No | Racking | Shippable | 11.26
210-0987 | 210-0987 |  |  | DPW, PowerRail P6/P8 Easy Pivot Feet, Clear, with 2" screw, Qty. 1, PEF-2.0 | Inventory Item | 10.61 |  |  |  | No | Racking | Shippable | 9.74
210-0988 | 210-0988 |  |  | DPW, PowerRail P6/P8 Easy Pivot Feet, Clear, with 3" screw, Qty. 1, PEF-3.0 | Inventory Item | 27 |  |  |  | No | Racking | Soligent De-listing | 0
210-0989 | 210-0989 |  |  | QuickMount, Flashing, E-Mount, 9" x 12", with Hanger bolt, Mill Finish, QBLOCK, Qty. 1, QMSE-A-12 | Inventory Item | 10.2 |  |  |  | No | Racking | Vendor De-listing | 9.63
210-0989 : 210-0989 : 210-0989 : 210-0989_U | 210-0989 : 210-0989 : 210-0989_U |  |  | QuickMount, Flashing, E-Mount, 9" x 12", with Hanger bolt, Mill Finish, QBLOCK, Qty. 1, QMSE-A-12 | Inventory Item | 10.2 |  |  |  | No | Racking | Shippable | 9.63
210-0994 | 210-0994 |  |  | IronRidge, XRL Rail 240" (20'), Anodized Aluminum, Clear, Qty. 1, 51-6000-240A | Inventory Item | 97 |  |  |  | No | Racking | Soligent De-listing | 0
210-0995 | 210-0995 |  |  | QuickMount, Flashing, E-Mount, 9" x 12", with Hanger bolt, Bronze Finish, QBLOCK, Qty. 12, QMSE-B-12 | Inventory Item | 11.01 |  |  |  | No | Racking | Vendor De-listing | 10.39
210-0996 | 210-0996 |  |  | ProSolar, Support Rail, 2.5" Deep support rail, 168", Qty. 1, R-168D | Inventory Item | 28.57 |  |  |  | No | Racking | Vendor De-listing | 27.38
210-0996-B | 210-0996-B |  |  | "B-Grade" ProSolar, Support Rail, 2.5" Deep support rail, 168", Qty. 1, R-168D | Inventory Item | 26.56 |  |  |  | No | Racking | Vendor De-listing | 25.22
210-0997 | 210-0997 |  |  | UniRac, Flat Flashing, 8" x 12" Black Aluminum base, with 2” square Compression Plate and 5/16" ID bonded washer, Qty. 1, (add L-Foot), 004010D & 004025D (004016D see Sales Instructions) | Inventory Item | 9.8 |  |  |  | No | Racking | Soligent De-listing | 0
210-1004-B | 210-1004-B |  |  | "B-Grade" IronRidge, XR100, Rail 168" (14') Black, Qty. 1, XR-100-168B | Inventory Item | 31.47 |  |  |  | No | Racking | Vendor De-listing | 29.88
210-1006-B | 210-1006-B |  |  | "B-Grade" IronRidge, XR100, Rail 204" (17') Black, Qty. 1, XR-100-204B | Inventory Item | 38.13 |  |  |  | No | Racking | Vendor De-listing | 36.2
210-1007-B | 210-1007-B |  |  | "B" Grade IronRidge, XR1000, Rail 132" (11') Clear, Qty. 1, XR-1000-132A | Inventory Item | 37.52 |  |  |  | No | Racking | Shippable | 34.47
210-1008-B | 210-1008-B |  |  | "B-Grade" IronRidge, XR1000, Rail 168" (14') Clear, Qty. 1, XR-1000-168A | Inventory Item | 40.02 |  |  |  | No | Racking | Vendor De-listing | 38
210-1009-B | 210-1009-B |  |  | "B-Grade" IronRidge, XR1000, Rail 204" (17') Clear, Qty. 1, XR-1000-204A | Inventory Item | 48.51 |  |  |  | No | Racking | Vendor De-listing | 46.06
210-1010 : 210-1010 : 210-1010 : 210-1010_U | 210-1010 : 210-1010 : 210-1010_U |  |  | QuickMount, Flashing, E-Mount, 9" x 12", with Lag bolt, Mill Finish, QBLOCK, Qty. 1, QMSE-LAG-A-12 | Inventory Item | 9.92 |  |  |  | No | Racking | Shippable | 9.36
210-1011 | 210-1011 |  |  | MSI, A+, Rail 132" 13/52, Alpha+ rail for 3 modules, Mill finish, Qty. 1, 610-0733 | Inventory Item | 45 |  |  |  | No | Racking | Soligent De-listing | 0
210-1012 | 210-1012 |  |  | MSI, A+, Rail 168" 13/52 Alpha+ rail for 4 modules, Mill finish, Qty. 1, 610-0734 | Inventory Item | 57 |  |  |  | No | Racking | Soligent De-listing | 0
210-1013 | 210-1013 |  |  | MSI, A+, Rail 208" 13/52 Alpha+ rail for 5 modules, Mill finish, Qty. 1, 610-0735 | Inventory Item | 70 |  |  |  | No | Racking | Soligent De-listing | 0
210-1014 | 210-1014 |  |  | MSI, Tau, Rail 208", Tau rail for 5 modules, 800-1016 | Inventory Item | 95 |  |  |  | No | Racking | Soligent De-listing | 0
210-1015 | 210-1015 |  |  | MSI, A+, Rail 84" 13/52 Alpha+ rail for 2 modules, Mill finish, Qty. 1, 610-0702 | Inventory Item | 31 |  |  |  | No | Racking | Soligent De-listing | 0
210-1016 | 210-1016 |  |  | MSI, A+, Rail 240" 13/52, Alpha+ rail, Mill finish, Qty. 1, 800-1091 | Inventory Item | 81 |  |  |  | No | Racking | Soligent De-listing | 0
210-1017 | 210-1017 |  |  | MSI, SunTop, Rail 240", Std 13/58, Mill Finish, Single, 800-0753 | Inventory Item | 96 |  |  |  | No | Racking | Soligent De-listing | 0
210-1018 | 210-1018 |  |  | S-5!, Custom Quote, Enter Quote Number and Custom Price | Non-inventory Item | 0 |  |  |  | No | Racking | Soligent De-listing | 0
210-1019 | 210-1019 |  |  | QuickMount, Flashing, Classic Composition Mount, 12" X 12", with Lag Bolt, Mill Finish, QBLOCK, Qty. 1, QMSC-LAG A 1 | Inventory Item | 12.75 |  |  |  | No | Racking | Vendor De-listing | 11.97
210-1019 : 210-1019 : 210-1019_U | 210-1019 : 210-1019_U |  |  | QuickMount, Flashing, Classic Composition Mount, 12" X 12", with Lag Bolt, Mill Finish, QBLOCK, Qty. 1, QMSC-LAG A 1 | Inventory Item | 12.75 |  |  |  | No | Racking | Vendor De-listing | 11.97
210-1020 | 210-1020 |  |  | IronRidge, Duplicate of #211-0369, Tilt Standoff, 3.75", Aluminum Mill Finish, Qty. 1, RF-TLT-SO-375 | Inventory Item | 32 |  |  |  | No | Racking | Vendor De-listing | 0
210-1021 : 210-1021 : 210-1021_U | 210-1021 : 210-1021_U |  |  | ProSolar, Support Rail, 1.5" Standard support rail, 136", Black finish, Qty. 1, R-136BLACK | Inventory Item | 23.2 |  |  |  | No | Racking | Vendor De-listing | 22.23
210-1022 | 210-1022 |  |  | ProSolar, Support Rail, 2.5" Deep support rail, 124", Black finish, Qty. 1, R-124DBLACK | Inventory Item | 21.8 |  |  |  | No | Racking | Vendor De-listing | 0
210-1022 : 210-1022 : 210-1022_U | 210-1022 : 210-1022_U |  |  | ProSolar, Support Rail, 2.5" Deep support rail, 124", Black finish, Qty. 1, R-124DBLACK | Inventory Item | 25.57 |  |  |  | No | Racking | Vendor De-listing | 24.5
210-1023 | 210-1023 |  |  | ProSolar, Support Rail, 2.5" Deep support rail, 136", Black finish, Qty. 1, R-136DBLACK | Inventory Item | 31.46 |  |  |  | No | Racking | Vendor De-listing | 0
210-1024 | 210-1024 |  |  | ProSolar, Support Rail, 2.5" Deep support rail, 168", Black finish, Qty. 1, R-168DBLACK | Inventory Item | 34.71 |  |  |  | No | Racking | Vendor De-listing | 33.26
210-1025-B | 210-1025-B |  |  | "B-Grade" IronRidge, XR10, Rail 132" (11') Black, Qty. 1, XR-10-132B | Inventory Item | 18.33 |  |  |  | No | Racking | Vendor De-listing | 17.58
210-1028 | 210-1028 |  |  | ProSolar, Support Rail, 1.5" Standard support rail, 168", Qty. 1, R-168 | Inventory Item | 19.83 |  |  |  | No | Racking | Vendor De-listing | 0
210-1028 : 210-1028 : 210-1028_U | 210-1028 : 210-1028_U |  |  | ProSolar, Support Rail, 1.5" Standard support rail, 168", Qty. 1, R-168 | Inventory Item | 19.83 |  |  |  | No | Racking | Vendor De-listing | 18.61
210-1029 | 210-1029 |  |  | ProSolar, Support Rail, 1.5" Standard support rail, 168", Black finish, Qty. 1, R-168BLACK | Inventory Item | 19.83 |  |  |  | No | Racking | Vendor De-listing | 0
210-1029 : 210-1029 : 210-1029_U | 210-1029 : 210-1029_U |  |  | ProSolar, Support Rail, 1.5" Standard support rail, 168", Black finish, Qty. 1, R-168BLACK | Inventory Item | 26.67 |  |  |  | No | Racking | Vendor De-listing | 25.56
210-1029-B | 210-1029-B |  |  | "B-Grade" ProSolar, Support Rail, 1.5" Standard support rail, 168", Black finish, Qty. 1, R-168BLACK | Inventory Item | 18.43 |  |  |  | No | Racking | Vendor De-listing | 17.49
210-1033 | 210-1033 |  |  | MSI, A+, Rail 168" 13/52, Alpha+ rail, Mill finish, Qty. 1, 800-1095 | Inventory Item | 34.97 |  |  |  | No | Racking | Vendor De-listing | 0
210-1034 | 210-1034 |  |  | IronRidge, XR1000, Rail 204" (17') Black, Qty. 1, XR-1000-204B | Inventory Item | 85.66 |  |  |  | No | Racking | Soligent De-listing | 66.73
210-1035 | 210-1035 |  |  | Burndy, Custom Quote, Enter Quote Number and Custom Price | Non-inventory Item | 0 |  |  |  | No | Racking | Shippable | 0
210-1036 | 210-1036 |  |  | Suncrest, RAIL, 144" MILL FINISH, ORI-0035 | Inventory Item | 0 |  |  |  | No | Racking | Vendor De-listing | 0
210-1041 | 210-1041 |  |  | QuickMount, Tile Replacement Flashing, Flat Tile, Use with QM Tile Hook, BLACK, 1 ea, QMC-TRF-F B 12 | Inventory Item | 9.44 |  |  |  | No | Racking | Vendor De-listing | 4.82
210-1043 | 210-1043 |  |  | QuickMount, Tile Replacement Flashing, W-Tile, Use with QM Tile Hook, BLACK, 1 ea, QMC-TRF-W B 12 | Inventory Item | 9.44 |  |  |  | No | Racking | Vendor De-listing | 4.82
210-1046 | 210-1046 |  |  | UniRac, Flash-Kit-Pro, 8 X 12” Flashing, Slotted L-Foot, Lag Bolt, & Rail Mounting Hardware, Mill Finish, Pack of 10, 004050M | Inventory Item | 139.99 |  |  |  | No | Racking | Vendor De-listing | 0
210-1047 | 210-1047 |  |  | UniRac, Flash-Kit-Pro, 8 X 12” Flashing, Slotted L-Foot, Lag Bolt, & Rail Mounting Hardware, Dark Finish, Pack of 10, 004050D | Inventory Item | 159.99 |  |  |  | No | Racking | Vendor De-listing | 0
210-1049 | 210-1049 |  |  | QuickMount, QMR, Q-Rail Light, 168” (14’) Mill Finish, Qty. 1, QMR-RL14-A-60 | Inventory Item | 26.61 |  |  |  | No | Racking | Shippable | 24.44
210-1050 | 210-1050 |  |  | QuickMount, QMR, Q-Rail Light, 208” (17.3’) Mill Finish, Qty. 1, QMR-RL17.3-A | Inventory Item | 32.19 |  |  |  | No | Racking | Vendor De-listing | 0
210-1051 | 210-1051 |  |  | QuickMount, QMR, Q-Rail Light, 168” (14’) Black Finish, Qty. 1, QMR-RL14-B-60 | Inventory Item | 34.61 |  |  |  | No | Racking | Shippable | 31.79
210-1052 | 210-1052 |  |  | QuickMount, QMR, Q-Rail Light, 208” (17.3’) Black Finish, Qty. 1, QMR-RL17.3-B | Inventory Item | 41.96 |  |  |  | No | Racking | Vendor De-listing | 0
210-1053 | 210-1053 |  |  | QuickMount, QMR, Q-Rail Standard, 168” (14’) Mill Finish, Qty. 1, QMR-RS14-A-60 | Inventory Item | 33.59 |  |  |  | No | Racking | Shippable | 30.86
210-1054 | 210-1054 |  |  | QuickMount, QMR, Q-Rail Standard, 208” (17.3’) Mill Finish, Qty. 1, QMR-RS17.3-A | Inventory Item | 40.72 |  |  |  | No | Racking | Vendor De-listing | 0
210-1055 | 210-1055 |  |  | QuickMount, QMR, Q-Rail Standard, 168” (14’) Black Finish, Qty. 1, QMR-RS14-B-60 | Inventory Item | 42.15 |  |  |  | No | Racking | Soligent De-listing | 38.72
210-1056 | 210-1056 |  |  | QuickMount, QMR, Q-Rail Standard, 208” (17.3’) Black Finish, Qty. 1, QMR-RS17.3-B | Inventory Item | 56.72 |  |  |  | No | Racking | Vendor De-listing | 0
210-1057 | 210-1057 |  |  | UniRac, Tile Roof Hook, Flat Tile Side Mount, with 2 #14 X 3” Screws, AT1, 004AT1S | Inventory Item | 6.85 |  |  |  | No | Racking | Vendor De-listing | 5.02
210-1058 | 210-1058 |  |  | UniRac, Tile Roof Hook, Flat Tile Bottom Mount, with 2 #14 X 3” Screws, AT2, 004AT2S | Inventory Item | 13.99 |  |  |  | No | Racking | Vendor De-listing | 0
210-1060 | 210-1060 |  |  | UniRac, Tile Roof Hook, Flashing Spanish Tile Mount, FLCT, 004FLCT | Inventory Item | 5.54 |  |  |  | No | Racking | Soligent De-listing | 5.48
210-1061 | 210-1061 |  |  | UniRac, Tile Roof Hook, Universal Bottom Mount, with 2 #14 X 3” Screws, CT4, 004CT4S | Inventory Item | 17.99 |  |  |  | No | Racking | Vendor De-listing | 0
210-1062 | 210-1062 |  |  | UniRac, Tile Roof Hook, Universal Side Mount, with 2 #14 X 3” Screws, CT5, 004CT5S | Inventory Item | 9.6 |  |  |  | No | Racking | Vendor De-listing | 0
210-1063 | 210-1063 |  |  | UniRac, Tile Roof Hook, Stone Coated Steel Side Mount, with 2 #14 X 3” Screws, ST1, 004ST1S | Inventory Item | 6.87 |  |  |  | No | Racking | Soligent De-listing | 6.79
210-1064 | 210-1064 |  |  | UniRac, Tile Roof Hook, Stone Coated Steel Bottom Mount, with 2 #14 X 3” Screws, ST2, 004ST2S | Inventory Item | 13.99 |  |  |  | No | Racking | Vendor De-listing | 0
210-1065 : 210-1065 : 210-1065 : 210-1065_U | 210-1065 : 210-1065 : 210-1065_U |  |  | ProSolar, Bonding Channel Nut, Qty. 1, P-CN-1-Bond | Inventory Item | 0.77 |  |  |  | No | Racking | Shippable | 0.59
210-1066-B | 210-1066-B |  |  | "B"-GRADE IronRidge, XR10, Rail 168" (14') Mill, Qty. 1, XR-10-168M | Inventory Item | 16.41 |  |  |  | No | Racking | Soligent De-listing | 15.74
210-1067 | 210-1067 |  |  | QuickMount, QMR, Q-Rail Light, 183” (15.25’) Mill Finish, Qty. 1, QMR-RL15.25-A | Inventory Item | 28.37 |  |  |  | No | Racking | Vendor De-listing | 0
210-1068 | 210-1068 |  |  | QuickMount, QMR, Q-Rail Light, 183” (15.25’) Black Finish, Qty. 1, QMR-RL15.25-B | Inventory Item | 36.99 |  |  |  | No | Racking | Vendor De-listing | 0
210-1069 | 210-1069 |  |  | QuickMount, QMR, Q-Rail Standard, 183” (15.25’) Mill Finish, Qty. 1, QMR-RS15.25-A | Inventory Item | 35.84 |  |  |  | No | Racking | Vendor De-listing | 0
210-1070 | 210-1070 |  |  | QuickMount, QMR, Q-Rail Standard, 183” (15.25’) Black Finish, Qty. 1, QMR-RS15.25-B | Inventory Item | 50 |  |  |  | No | Racking | Vendor De-listing | 0
210-1071 | 210-1071 |  |  | UniRac, MicroRail, Flash Kit Slider, Includes: Flashing, Slider, Structural Screw, EDPM Washer, 004070D | Inventory Item | 12.17 |  |  |  | No | Racking | Vendor De-listing | 0
210-1072 | 210-1072 |  |  | UniRac, MicroRail, Flash Kit for North Row Extension, 004080D | Inventory Item | 18.19 |  |  |  | No | Racking | Soligent De-listing | 17.16
210-1080-B | 210-1080-B |  |  | "B" Grade UniRac, SolarMount Rail, 246", Mill Finish, Qty. 1, 320246M | Inventory Item | 43.84 |  |  |  | No | Racking | Soligent De-listing | 41.15
210-1083 | 210-1083 |  |  | UniRac,FlashLoc Duo Comp Kit, Deck or Rafter Mount with 2 Rafter Screws, Sealant andRail T-Bolt, Mill Finish, Pack of 20, 004275M | Inventory Item | 175.36 |  |  |  | No | Racking | Soligent De-listing | 174.21
210-1084 | 210-1084 |  |  | UniRac,FlashLoc Duo Comp Kit, Deck or Rafter Mount with 2 Rafter Screws, Sealant andRail T-Bolt, Dark Finish, Pack of 20, 004275D | Inventory Item | 198.15 |  |  |  | No | Racking | Soligent De-listing | 187
210-1093 | 210-1093 |  |  | ProSolar, Support Rail, 2.5" Deep support rail, 124", Qty. 1, R-124D | Inventory Item | 25.57 |  |  |  | No | Racking | Vendor De-listing | 24.5
210-1094 | 210-1094 |  |  | ProSolar, Support Rail, 1.5" Standard support rail, 136", Qty. 1, R-136 | Inventory Item | 27.02 |  |  |  | No | Racking | Shippable | 24.82
210-1095 | 210-1095 |  |  | UniRac, FlashLoc Comp Kit, with Lag Bolt, Chemlink Sealant and Rail Hardware, Mill Finish, Qty. 1 Box of 20, 004085M | Inventory Item | 162.38 |  |  |  | No | Racking | Soligent De-listing | 153.25
210-1096 | 210-1096 |  |  | ProSolar, Support Rail, 3" Extra Deep support rail, 136", Qty. 1, R-136XD | Inventory Item | 36.63 |  |  |  | No | Racking | Vendor De-listing | 33.65
210-1097 | 210-1097 |  |  | ProSolar, Support Rail, 3" Extra Deep support rail, 164", Qty. 1, R-164XD | Inventory Item | 44.17 |  |  |  | No | Racking | Vendor De-listing | 40.58
210-1098 : 210-1098-EXP | 210-1098-EXP |  |  | UniRac, FlashLoc Comp Kit, with Lag Bolt, Chemlink Sealant and Rail Hardware, Mill Finish, Qty. 1 Box of 20, 004085M | Inventory Item | 175.42 |  |  |  | No | Racking | Soligent De-listing | 165.55
210-1098-B | 210-1098-B |  |  | "B" Grade UniRac, FlashLoc Comp Kit, with Lag Bolt, Chemlink Sealant and Rail Hardware, Mill Finish, Qty. 1 Box of 20, 004085M | Inventory Item | 107.57 |  |  |  | No | Racking | Soligent De-listing | 103.18
210-1099 : 210-1099-EXP | 210-1099-EXP |  |  | UniRac, FlashLoc Duo Comp Kit, Deck or Rafter Mount with 2 Rafter Screws, Sealant and Rail T-Bolt, Mill Finish, Qty. 1 Pack of 20, 004275M | Inventory Item | 152.13 |  |  |  | No | Racking | Soligent De-listing | 150.53
210-1099-B | 210-1099-B |  |  | "B" Grade UniRac, FlashLoc Duo Comp Kit, Deck or Rafter Mount with 2 Rafter Screws, Sealant and Rail T-Bolt, Mill Finish, Qty. 1 Pack of 20, 004275M | Inventory Item | 118.24 |  |  |  | No | Racking | Soligent De-listing | 113.42
210-1100-B | 210-1100-B |  |  | "B" Grade UniRac, FlashLoc Duo Comp Kit, Deck or Rafter Mount with 2 Rafter Screws, Sealant and Rail T-Bolt, Dark Finish, Qty. 1 Pack of 20, 004275D | Inventory Item | 150.94 |  |  |  | No | Racking | Vendor De-listing | 144.78
210-1101 | 210-1101 |  |  | SunModo, HR300 Rail, 166” Mill Finish, A20288-166-ML | Inventory Item | 40.8 |  |  |  | No | Racking | Shippable | 40.29
210-1105 | 210-1105 |  |  | SunModo, HR250 Rail, 168” Mill Finish, A20144-168-ML | Inventory Item | 45.22 |  |  |  | No | Racking | Shippable | 44.65
210-1110 | 210-1110 |  |  | SnapNrack, UR-40 Rail, 168", Black, 232-02451 | Inventory Item | 30.84 |  |  |  | No | Racking | Vendor De-listing | 30.45
210-1111 | 210-1111 |  |  | SnapNrack, UR-40 Rail, 168", Mill, 232-02449 | Inventory Item | 25.2 |  |  |  | No | Racking | Shippable | 24.89
210-1112-B | 210-1112-B |  |  | "B" Grade UniRac, NXT HORIZON STRONGHOLD Attachment Base and Open Slot L-Foot Kit (20 L feet, 2 sealant)for Comp Roof, Mill, SHCPKTM1 | Inventory Item | 83.95 |  |  |  | No | Racking | Soligent De-listing | 80.52
210-1113 | 210-1113 |  |  | SnapNrack, UR-60 Rail, 172", Mill, 232-02539 | Inventory Item | 36.71 |  |  |  | No | Racking | Shippable | 33.72
210-1115 | 210-1115 |  |  | SnapNrack, UR-60 Rail, 172", Black, 232-02541 | Inventory Item | 40.41 |  |  |  | No | Racking | Shippable | 37.12
210-1116 | 210-1116 |  |  | SunModo, HR300 Rail, 212” Mill Finish, A20288-212-ML | Inventory Item | 64.2 |  |  |  | No | Racking | Shippable | 63.4
210-1118 | 210-1118 |  |  | UniRac, GFT - Ground Fixed Tilt Rail 168" Mill, 411168M | Inventory Item | 95.04 |  |  |  | No | Racking | Soligent De-listing | 0
210-1120 | 210-1120 |  |  | K2, 44X CrossRail, 166" Dark Finish, 4000020 | Inventory Item | 38.57 |  |  |  | No | Racking | Shippable | 36.71
210-1123 | 210-1123 |  |  | IronRidge, Aire Rail A2, Mill, 170", AE-A2-170M | Inventory Item | 41.71 |  |  |  | No | Racking | Shippable | 41.19
210-1124 | 210-1124 |  |  | IronRidge, Aire Rail A2, Black, 170, AE-A2-170B | Inventory Item | 47.72 |  |  |  | No | Racking | Shippable | 47.13
211-0000 | 211-0000 |  |  | IronRidge, Rail Connector Hardware Kit, 29-7001-002 | Inventory Item | 3.06 |  |  |  | No | Racking | Shippable | 2.62
211-0003 | 211-0003 |  |  | Sharp, Connector Cable for 62W Tile, Bulk Pack of 10 Units, 62CABLE-10 | Inventory Item | 510.6 |  |  |  | No | Racking | Soligent De-listing | 0
211-0006 | 211-0006 |  |  | DPW, PowerRail P6/P8 L Foot, 5", with Turn bolt, Clear, Qty. 1, PRM-LF5 | Inventory Item | 6.82 |  |  |  | No | Racking | Soligent De-listing | 5.84
211-0007 | 211-0007 |  |  | DPW, PowerRail P6/P8 L Foot, 6", with Turn bolt, Clear, Qty. 1, PRM-LF6 | Inventory Item | 14 |  |  |  | No | Racking | Soligent De-listing | 0
211-0011 : 211-0011 : 211-0011 : 211-0011_U | 211-0011 : 211-0011 : 211-0011_U |  |  | ProSolar, FastJack, Standoff, 3", Qty. 1, FJ-300-1 | Inventory Item | 5.42 |  |  |  | No | Racking | Shippable | 5.35
211-0014 : 211-0014 : 211-0014 : 211-0014_U | 211-0014 : 211-0014 : 211-0014_U |  |  | ProSolar, FastJack, Standoff, 6", Qty. 1, FJ-600-1 | Inventory Item | 8.41 |  |  |  | No | Racking | Shippable | 8.3
211-0015 : 211-0015 : 211-0015 : 211-0015_U | 211-0015 : 211-0015 : 211-0015_U |  |  | ProSolar, FastJack, Standoff, 7.5", Qty. 1, FJ-750-1 | Inventory Item | 9.13 |  |  |  | No | Racking | Shippable | 9.01
211-0021 | 211-0021 |  |  | ProSolar, SolarWedge, 10 Degrees, with 1 ea 3" lower & 11" upper post, Qty. 1, SW10-1 | Inventory Item | 44 |  |  |  | No | Racking | Vendor De-listing | 0
211-0022 | 211-0022 |  |  | QuickMount, Post, 1.25” OD X 14.5", Mill Finish, Qty. 1, QM-QBP-14.5-M1 | Inventory Item | 6.64 |  |  |  | No | Racking | Soligent De-listing | 6.11
211-0023 | 211-0023 |  |  | ProSolar, SolarWedge, 15 Degrees, Qty. 1, with 1 ea 3" lower & 15.5" upper post, Qty. 1, SW15-1 | Inventory Item | 50 |  |  |  | No | Racking | Vendor De-listing | 0
211-0025 | 211-0025 |  |  | ProSolar, SolarWedge, 5 Degrees, with 1 ea 3" lower & 7.5" upper post, Qty. 1, SW5-1 | Inventory Item | 31.77 |  |  |  | No | Racking | Vendor De-listing | 0
211-0029 | 211-0029 |  |  | ProSolar, TileTrac 1.5", with hardware for Composition Roof, Qty. 1, TT-1-1.5 | Inventory Item | 12.8 |  |  |  | No | Racking | Vendor De-listing | 0
211-0030 | 211-0030 |  |  | ProSolar, TileTrac 6", with hardware and Stainless Steel flashing for Curved Tile Roof, Qty. 1, TT-1-T6 | Inventory Item | 15.18 |  |  |  | No | Racking | Vendor De-listing | 0
211-0032 | 211-0032 |  |  | UniRac, SolarMount Serrated L-Foot, Dark, with HRDW, Qty. 1, 304000D | Inventory Item | 4.5 |  |  |  | No | Racking | Vendor De-listing | 0
211-0034 | 211-0034 |  |  | UniRac, SolarMount Serrated L-Foot, with HRDW, Clear, Qty. 1, 304000C | Inventory Item | 4.26 |  |  |  | No | Racking | Vendor De-listing | 0
211-0038 | 211-0038 |  |  | UniRac, High Profile Tilt, 44", Clear, 2-Leg Kit, 310108 | Inventory Item | 90 |  |  |  | No | Racking | Soligent De-listing | 0
211-0039 | 211-0039 |  |  | QuickMount, QMR, Q-Splice Internal for Light Rail, Mill Finish, Qty. 1, QMR-ISL-A-15 | Inventory Item | 4.73 |  |  |  | No | Racking | Shippable | 4.68
211-0040 | 211-0040 |  |  | UniRac, High Profile Tilt, 104", Clear, 4-Leg Kit, 310110 | Inventory Item | 185.72 |  |  |  | No | Racking | Vendor De-listing | 0
211-0041 | 211-0041 |  |  | UniRac, High Profile Tilt, 18", Clear, 4-Leg Kit, 310111 | Inventory Item | 101 |  |  |  | No | Racking | Vendor De-listing | 0
211-0042 : 211-0042 : 211-0042 : 211-0042_U | 211-0042 : 211-0042 : 211-0042_U |  |  | QuickMount, QMR, Q-Splice Internal for Standard Rail, Mill Finish, Qty. 1, QMR-ISS-A-15 | Inventory Item | 5.43 |  |  |  | No | Racking | Shippable | 5.36
211-0046 | 211-0046 |  |  | QuickMount, QMR, Q-Splice External for Standard Rail, Mill Finish, Qty. 1, QMR-ESS-A | Inventory Item | 4.88 |  |  |  | No | Racking | Vendor De-listing | 0
211-0047 | 211-0047 |  |  | UniRac, SunFrame L-Foot Adjusting Sliders, Clear, Qty. 1, 204001C | Inventory Item | 6.26 |  |  |  | No | Racking | Vendor De-listing | 0
211-0049 | 211-0049 |  |  | UniRac, End Caps for Sunframe Threaded Slot Rail, Bronze, Qty. 2, 310225 | Inventory Item | 16 |  |  |  | No | Racking | Vendor De-listing | 0
211-0052 | 211-0052 |  |  | UniRac, Sunframe Splice Bar, Dark, Qty. 1, 303002D | Inventory Item | 6.38 |  |  |  | No | Racking | Soligent De-listing | 0
211-0054 | 211-0054 |  |  | UniRac, Sunframe Splice Bar, Clear, Qty. 1, 303001C | Inventory Item | 3.54 |  |  |  | No | Racking | Vendor De-listing | 0
211-0055 | 211-0055 |  |  | UniRac, Splice for Light Rail, Clear, Qty. 1, 310231 | Inventory Item | 3.34 |  |  |  | No | Racking | Soligent De-listing | 0
211-0057 : 211-0057 : 211-0057_U | 211-0057 : 211-0057_U |  |  | QuickMount, Single Slot L-Foot Only, Mill Finish, Qty. 1, QMC-LF-A-12 | Inventory Item | 1.76 |  |  |  | No | Racking | Vendor De-listing | 1.74
211-0058 : 211-0058 : 211-0058 : 211-0058_U | 211-0058 : 211-0058 : 211-0058_U |  |  | QuickMount, Single Slot L-Foot Only, Black Finish, Qty. 1, QMC-LF-B-12 | Inventory Item | 2.06 |  |  |  | No | Racking | Shippable | 2.04
211-0059 | 211-0059 |  |  | QuickMount, Double Slot L-Foot Only, Mill Finish, Qty. 1, QMC-LF2-A-1 | Inventory Item | 2.57 |  |  |  | No | Racking | Vendor De-listing | 0
211-0060 | 211-0060 |  |  | QuickMount, Double Slot L-Foot Only, Black Finish, Qty. 1 pack of 12, QuickMount, Double Slot L-Foot Only, Black Finish, Qty. 1, QMC-LF2-B-1 | Inventory Item | 2.7 |  |  |  | No | Racking | Vendor De-listing | 0
211-0061 : 211-0061 : 211-0061 : 211-0061_U | 211-0061 : 211-0061 : 211-0061_U |  |  | QuickMount, QMR, Light Rail End Cap, Qty. 1 QMR-CPL-B-50 | Inventory Item | 1.03 |  |  |  | No | Racking | Shippable | 1.01
211-0062 | 211-0062 |  |  | QuickMount, QMR, Standard Rail End Cap, Qty. 1 pack of 10, QMR-CPS-B-50 | Inventory Item | 1.05 |  |  |  | No | Racking | Soligent De-listing | 1.04
211-0063 | 211-0063 |  |  | QuickMount, 5 Degree Fixed-Tilt L-Foot Only, Mill Finish, Qty. 1, QMC-LF5-A-12 | Inventory Item | 2.4 |  |  |  | No | Racking | Vendor De-listing | 1.76
211-0064 | 211-0064 |  |  | QuickMount, 10 Degree Fixed-Tilt L-Foot Only, Mill Finish, Qty. 1, QMC-LF10-A-12 | Inventory Item | 1.82 |  |  |  | No | Racking | Vendor De-listing | 1.8
211-0065 | 211-0065 |  |  | QuickMount, Q-Base Deck Mount, no flashing, 3.25" X 1.25” Post + 1/2" Base, Mill Finish, Qty. 1, QMQDM-3.75A-1 | Inventory Item | 1.15 |  |  |  | No | Racking | Vendor De-listing | 0
211-0066 | 211-0066 |  |  | QuickMount, Q-Base Deck Mount, no flashing, 4.5" X 1.25” Post + 1/2" Base, Mill Finish, Qty. 1, QMQDM-5-A-1 | Inventory Item | 1.17 |  |  |  | No | Racking | Vendor De-listing | 0
211-0067 | 211-0067 |  |  | QuickMount, Q-Base Deck Mount, no flashing, 5.75" X 1.25” Post + 1/2" Base, Mill Finish, Qty. 1, QMQDM-6.25-A-1 | Inventory Item | 1.24 |  |  |  | No | Racking | Vendor De-listing | 0
211-0068 | 211-0068 |  |  | QuickMount, Q-Base Deck Mount, no flashing, 6.5" X 1.25” Post + 1/2" Base, Mill Finish, Qty. 1, QMQDM-7-A-1 | Inventory Item | 1.2 |  |  |  | No | Racking | Vendor De-listing | 0
211-0069 | 211-0069 |  |  | QuickMount, Q-Base Deck Mount, no flashing, 7" X 1.25” Post + 1/2" Base, Mill Finish, Qty. 1, QMQDM-7.5-A-1 | Inventory Item | 1.25 |  |  |  | No | Racking | Vendor De-listing | 0
211-0070 | 211-0070 |  |  | QuickMount, Q-Base Deck Mount, no flashing, 7.25" X 1.25” Post + 1/2" Base, Mill Finish, Qty. 1, QMQDM-7.75-A-1 | Inventory Item | 1.26 |  |  |  | No | Racking | Vendor De-listing | 0
211-0071 | 211-0071 |  |  | QuickMount, Q-Base Deck Mount, no flashing, 8.25" X 1.25” Post + 1/2" Base, Mill Finish, Qty. 1, QMQDM-8.75-A-1 | Inventory Item | 1.29 |  |  |  | No | Racking | Vendor De-listing | 0
211-0072 | 211-0072 |  |  | QuickMount, Q-Base Deck Mount, no flashing, 8.5" X 1.25” Post + 1/2" Base, Mill Finish, Qty. 1, QMQDM-9-A-1 | Inventory Item | 1.3 |  |  |  | No | Racking | Vendor De-listing | 0
211-0073 | 211-0073 |  |  | QuickMount, Q-Base Deck Mount, no flashing, 9" X 1.25” Post + 1/2" Base, Mill Finish, Qty. 1, QMQDM-9.5-A-1 | Inventory Item | 1.32 |  |  |  | No | Racking | Vendor De-listing | 0
211-0074 | 211-0074 |  |  | QuickMount, Q-Base Deck Mount, no flashing, 9.5" X 1.25” Post + 1/2" Base, Mill Finish, Qty. 1, QMQDM-10-A-1 | Inventory Item | 1.33 |  |  |  | No | Racking | Vendor De-listing | 0
211-0075 : 211-0075 : 211-0075 : 211-0075_U | 211-0075 : 211-0075 : 211-0075_U |  |  | ProSolar, FoamJack 4.5" with Lag Bolt Base, 3/8" Post, Qty. 1, FMJ-450-38-1L | Inventory Item | 6.32 |  |  |  | No | Racking | Shippable | 6.24
211-0076 | 211-0076 |  |  | QuickMount, Q-Base Deck Mount, no flashing, 10.5" X 1.25” Post + 1/2" Base, Mill Finish, Qty. 1, QMQDM-11 A 1 | Inventory Item | 1.68 |  |  |  | No | Racking | Vendor De-listing | 0
211-0077 | 211-0077 |  |  | QuickMount, Q-Base Deck Mount, no flashing, 11" X 1.25” Post + 1/2" Base, Mill Finish, Qty. 1, QMQDM-11.5-A-1 | Inventory Item | 1.38 |  |  |  | No | Racking | Vendor De-listing | 0
211-0078 | 211-0078 |  |  | QuickMount, Q-Base Deck Mount, no flashing, 11.5" X 1.25” Post + 1/2" Base, Mill Finish, Qty. 1, QMQDM-12-A-1 | Inventory Item | 1.41 |  |  |  | No | Racking | Vendor De-listing | 0
211-0079 | 211-0079 |  |  | ProSolar, FoamJack 5" with Lag Bolt Base, 1/2" Post, Qty. 1, FMJ-500-12-1L | Inventory Item | 14 |  |  |  | No | Racking | Vendor De-listing | 0
211-0080 | 211-0080 |  |  | QuickMount, Q-Base Deck Mount, no flashing, 12.5" X 1.25” Post + 1/2" Base, Mill Finish, Qty. 1, QMQDM-13-A-1 | Inventory Item | 0.14 |  |  |  | No | Racking | Vendor De-listing | 0
211-0081 | 211-0081 |  |  | QuickMount, Q-Base Deck Mount, no flashing, 13.5" X 1.25” Post + 1/2" Base, Mill Finish, Qty. 1, QMQDM-14-A-1 | Inventory Item | 1.46 |  |  |  | No | Racking | Vendor De-listing | 0
211-0082 | 211-0082 |  |  | QuickMount, Q-Base Deck Mount, no flashing, 14.5" X 1.25” Post + 1/2" Base, Mill Finish, Qty. 1, QMQDM-15-A-1 | Inventory Item | 1.5 |  |  |  | No | Racking | Vendor De-listing | 0
211-0083 : 211-0083 : 211-0083 : 211-0083_U | 211-0083 : 211-0083 : 211-0083_U |  |  | ProSolar, FastJack, Standoff, Commercial E-Series, 4.5"H, 1.25" Dia, Hardware not included, Qty. 1, CFJE-450-1 | Inventory Item | 7.16 |  |  |  | No | Racking | Shippable | 7.08
211-0084_U | 211-0084_U |  |  | ProSolar, FastJack, Standoff, Commercial E-Series, 6"H, 1.25" Dia, Hardware not included, Qty. 1, CFJE-600-1 | Inventory Item | 7.18 |  |  |  | No | Racking | Shippable | 6.59
211-0085 | 211-0085 |  |  | QuickMount, Q-Base Deck Mount, no flashing, 16.5" X 1.25” Post + 1/2" Base, Mill Finish, Qty. 1, QMQDM-17-A-1 | Inventory Item | 18.73 |  |  |  | No | Racking | Vendor De-listing | 0
211-0086 : 211-0086 : 211-0086 : 211-0086_U | 211-0086 : 211-0086 : 211-0086_U |  |  | ProSolar, FastJack, Standoff, E-Series 4.5" , Qty. 1, FJE-450-1 | Inventory Item | 5.84 |  |  |  | No | Racking | Shippable | 5.76
211-0088 : 211-0088 : 211-0088 : 211-0088_U | 211-0088 : 211-0088 : 211-0088_U |  |  | ProSolar, FastJack, Standoff, E-Series 3", Qty. 1, FJE-300-1 | Inventory Item | 4.81 |  |  |  | No | Racking | Shippable | 4.75
211-0092 | 211-0092 |  |  | IronRidge, XRS Splice Kit, Splice and 2 Tek Screws, Mill Finish, Qty. 1, 29-7000-010 | Inventory Item | 9.86 |  |  |  | No | Racking | Vendor De-listing | 0
211-0094 | 211-0094 |  |  | IronRidge, L-Feet and Hardware, Mill Finish, Qty. 4, 29-7000-017 | Inventory Item | 23 |  |  |  | No | Racking | Vendor De-listing | 0
211-0097 | 211-0097 |  |  | IronRidge, Splice XR1000, Bonding, with 4 screws, Mill, UFO series, Qty. 1, XR-1000-SPLC-M1 | Inventory Item | 5.94 |  |  |  | No | Racking | Vendor De-listing | 5.09
211-0098 | 211-0098 |  |  | IronRidge, Splice XR100, Bonding, with 4 screws, Mill, UFO series, Qty. 1, XR-100-SPLC-M1 | Inventory Item | 5.27 |  |  |  | No | Racking | Vendor De-listing | 4.52
211-0099 | 211-0099 |  |  | IronRidge, Splice XR10, Bonding, with 4 screws, Mill, UFO series, Qty. 1, XR-10-SPLC-M1 | Inventory Item | 4.61 |  |  |  | No | Racking | Vendor De-listing | 3.95
211-0101 | 211-0101 |  |  | ProSolar, TileTrac 4", with hardware and Stainless Steel flashing for Flat Tile Roof, Qty. 1, TT-1-T4 | Inventory Item | 15 |  |  |  | No | Racking | Vendor De-listing | 0
211-0102 | 211-0102 |  |  | UniRac, Fixed Tilt Leg, 7", Clear, Qty. 1, 307007M | Inventory Item | 15.8 |  |  |  | No | Racking | Vendor De-listing | 0
211-0103 | 211-0103 |  |  | UniRac, CLICKSYS Attachment - TwoFlange Connection with 3" Screws, Clear, Qty. 1, 004000M-0048 | Inventory Item | 5.38 |  |  |  | No | Racking | Vendor De-listing | 0
211-0105 | 211-0105 |  |  | UniRac, CLICKSYS Attachment - One Flange Connection with Lag Bolt, Clear, Qty. 1, 004010M-0048 | Inventory Item | 3.58 |  |  |  | No | Racking | Vendor De-listing | 0
211-0108 : 211-0108 : 211-0108 : 211-0108_U | 211-0108 : 211-0108 : 211-0108_U |  |  | ProSolar, FastJack, Standoff, Commercial E-Series, 8"H, 1.25" Dia, Hardware not included, Qty. 1, CFJE-800-1 | Inventory Item | 8.94 |  |  |  | No | Racking | Shippable | 8.83
211-0128 | 211-0128 |  |  | UniRac, CLICKSYS Attachment - Two Flange Connection with 3" Screws & Butyl, Dark, Qty. 1, 004001D-0048 | Inventory Item | 4.2 |  |  |  | No | Racking | Vendor De-listing | 0
211-0130 : 211-0130 : 211-0130_U | 211-0130 : 211-0130_U |  |  | ProSolar, End Cap, 1.5", Clear Anodized, Qty. 1, A-EZECAP-1 | Inventory Item | 0.8 |  |  |  | No | Racking | Soligent De-listing | 0.73
211-0135 | 211-0135 |  |  | ProSolar, TileTrac, E-Series, with 2" cup head stud and hardware for Composition Roof, Qty. 1, TT-1E-2 | Inventory Item | 11 |  |  |  | No | Racking | Vendor De-listing | 0
211-0147 : 211-0147 : 211-0147 : 211-0147_U | 211-0147 : 211-0147 : 211-0147_U |  |  | ProSolar, FastJack, Standoff, Commercial E-Series, 10"H, 1.25" Dia, Hardware not included, Qty. 1, CFJE-1000-1 | Inventory Item | 9.71 |  |  |  | No | Racking | Shippable | 9.59
211-0148 | 211-0148 |  |  | IronRidge, End Clamp, A, 1.34", 33.3 - 34.8mm, Clear, Qty. 4, 29-7000-134 | Inventory Item | 13.15 |  |  |  | No | Racking | Vendor De-listing | 0
211-0149 | 211-0149 |  |  | IronRidge, End Clamp, B, 1.41", 34.8 - 36.8mm, Clear, Qty. 4, 29-7000-224 | Inventory Item | 13.15 |  |  |  | No | Racking | Vendor De-listing | 0
211-0150 | 211-0150 |  |  | IronRidge, End Clamp, C, 1.57", 39.0 - 41.0mm, Clear, Qty. 4, 29-7000-157 | Inventory Item | 13.15 |  |  |  | No | Racking | Vendor De-listing | 0
211-0151 | 211-0151 |  |  | IronRidge, End Clamp, D, 1.60", 39.9 - 41.4mm, Clear, Qty. 4, 29-7000-160 | Inventory Item | 5.05 |  |  |  | No | Racking | Vendor De-listing | 0
211-0152 | 211-0152 |  |  | IronRidge, End Clamp, E, 1.71", 42.7 - 44.2mm, Clear, Qty. 4, 29-7000-171 | Inventory Item | 13.15 |  |  |  | No | Racking | Vendor De-listing | 0
211-0153 | 211-0153 |  |  | IronRidge, End Clamp, F, 1.81", 45.0 - 47.0mm, Clear, Qty. 4, 29-7000-214 | Inventory Item | 9.6 |  |  |  | No | Racking | Vendor De-listing | 0
211-0154 | 211-0154 |  |  | IronRidge, End Clamp, G, 1.97", 49.0 - 51.1mm, Clear, Qty. 4, 29-7000-204 | Inventory Item | 13.15 |  |  |  | No | Racking | Vendor De-listing | 0
211-0155 | 211-0155 |  |  | IronRidge, End Clamp, H, 2.30", 57.4 - 58.9mm, Clear, Qty. 4, 29-7000-230 | Inventory Item | 15 |  |  |  | No | Racking | Vendor De-listing | 0
211-0156 | 211-0156 |  |  | IronRidge, Mid Clamp, A-B-I, with 2.0" Hex Bolt, 30-37mm, Clear, Qty. 4, 29-7000-105 | Inventory Item | 7.2 |  |  |  | No | Racking | Vendor De-listing | 3.67
211-0158 | 211-0158 |  |  | IronRidge, Mid Clamp, C-D-E-J, with 2.25" Hex Bolt, 38-45mm, Clear, Qty. 4, 29-7000-101 | Inventory Item | 3.91 |  |  |  | No | Racking | Vendor De-listing | 3.67
211-0161 | 211-0161 |  |  | IronRidge, Mid Clamp, F-G-K, with 2.5" Hex Bolt, 45-52mm, Clear, Qty. 4, 29-7000-108 | Inventory Item | 9.86 |  |  |  | No | Racking | Vendor De-listing | 0
211-0163 | 211-0163 |  |  | IronRidge, Mid Clamp, H, with 2.75" Hex Bolt, 52-60mm, Clear, Qty. 4, 29-7000-104 | Inventory Item | 9.86 |  |  |  | No | Racking | Vendor De-listing | 0
211-0164 | 211-0164 |  |  | IronRidge, Bottom Clamps, Clear, Qty. 4, 29-7000-117 | Inventory Item | 6.09 |  |  |  | No | Racking | Vendor De-listing | 5.71
211-0165 | 211-0165 |  |  | IronRidge, XRL Splice Kit, Splice and 2 Tek Screws, Mill Finish, Qty. 1, 29-7000-000 | Inventory Item | 9.32 |  |  |  | No | Racking | Vendor De-listing | 0
211-0168 | 211-0168 |  |  | IronRidge, Tilt Leg Kit, 0-40 deg tilt, including brackets, 6" & 10" legs, Aluminum Mill Finish, Qty. 1, 51-7210-010 | Inventory Item | 41 |  |  |  | No | Racking | Vendor De-listing | 0
211-0171 | 211-0171 |  |  | IronRidge, Tilt Leg Kit, 0-40 deg tilt, including brackets, 6" & 15" legs, Aluminum Mill Finish, Qty. 1, 51-7215-015 | Inventory Item | 44 |  |  |  | No | Racking | Vendor De-listing | 0
211-0175 | 211-0175 |  |  | IronRidge, Tilt Leg Kit, 0-40 deg tilt, including brackets, 6" & 20" legs, Aluminum Mill Finish, Qty. 1, 51-7220-020 | Inventory Item | 46 |  |  |  | No | Racking | Vendor De-listing | 0
211-0177 | 211-0177 |  |  | IronRidge, Tilt Leg Kit, 0-40 deg tilt, including brackets, 6" & 25" legs, Aluminum Mill Finish, Qty. 1, 51-7225-025 | Inventory Item | 49 |  |  |  | No | Racking | Vendor De-listing | 0
211-0179 | 211-0179 |  |  | IronRidge, Tilt Leg Kit, 0-40 deg tilt, including brackets, 6" & 30" legs, Aluminum Mill Finish, Qty. 1, 51-7230-030 | Inventory Item | 52 |  |  |  | No | Racking | Vendor De-listing | 0
211-0180 | 211-0180 |  |  | IronRidge, Tilt Leg Kit, 0-40 deg tilt, including brackets, 6" & 40" legs, Aluminum Mill Finish, Qty. 1, 51-7240-040 | Inventory Item | 57 |  |  |  | No | Racking | Vendor De-listing | 0
211-0195 | 211-0195 |  |  | IronRidge, End Clamp, F, 1.81", 45.0 - 47.0mm, Black, Qty. 4, 29-7000-214B | Inventory Item | 6.09 |  |  |  | No | Racking | Vendor De-listing | 5.71
211-0196 | 211-0196 |  |  | IronRidge, Mid Clamp, F-G-K, with 2.5" Hex Bolt, 45-52mm, Black, Qty. 4, 29-7000-108B | Inventory Item | 6.09 |  |  |  | No | Racking | Vendor De-listing | 5.71
211-0197 : 211-0197 : 211-0197_U | 211-0197 : 211-0197_U |  |  | ProSolar, End Cap, 2.5", Clear Anodized, Deep Channel, Qty. 1, A-EZECAPD-1 | Inventory Item | 1.03 |  |  |  | No | Racking | Soligent De-listing | 0.97
211-0198 : 211-0198 : 211-0198_U | 211-0198 : 211-0198_U |  |  | ProSolar, End Cap, 1.5", Black Anodized, Qty. 1, A-EZECAP-1B | Inventory Item | 1 |  |  |  | No | Racking | Soligent De-listing | 0.91
211-0199 | 211-0199 |  |  | ProSolar, End Cap, 2.5", Black Anodized, Deep Channel, Qty. 1, A-EZECAPD-1B | Inventory Item | 2.28 |  |  |  | No | Racking | Soligent De-listing | 0
211-0200 | 211-0200 |  |  | ProSolar, End Cap, 3", Clear Anodized, XDeep Channel, Qty. 1, A-EZECAPXD-1 | Inventory Item | 3.34 |  |  |  | No | Racking | Soligent De-listing | 0
211-0201 : 211-0201 : 211-0201 : 211-0201_U | 211-0201 : 211-0201 : 211-0201_U |  |  | ProSolar, FastJack, Standoff, Commercial E-Series, 12"H, 1.25" Dia, Hardware not included, Qty. 1, CFJE-1200-1 | Inventory Item | 10.47 |  |  |  | No | Racking | Shippable | 10.34
211-0203 | 211-0203 |  |  | IronRidge, End Clamp, B, 1.41", 34.8 - 36.8mm, Black, Qty. 4, 29-7000-224B | Inventory Item | 6.09 |  |  |  | No | Racking | Vendor De-listing | 5.71
211-0204 | 211-0204 |  |  | IronRidge, End Clamp, C, 1.57", 39.0 - 41.0mm, Black, Qty. 4, 29-7000-157B | Inventory Item | 15 |  |  |  | No | Racking | Vendor De-listing | 0
211-0205 | 211-0205 |  |  | IronRidge, End Clamp, D, 1.60", 39.9 - 41.4mm, Black, Qty. 4, 29-7000-160B | Inventory Item | 16 |  |  |  | No | Racking | Vendor De-listing | 0
211-0206 | 211-0206 |  |  | IronRidge, End Clamp, A, 1.34", 33.3 - 34.8mm, Black, Qty. 4, 29-7000-134B | Inventory Item | 15 |  |  |  | No | Racking | Vendor De-listing | 0
211-0207 | 211-0207 |  |  | IronRidge, End Clamp, G, 1.97", 49.0 - 51.1mm, Black, Qty. 4, 29-7000-204B | Inventory Item | 11.2 |  |  |  | No | Racking | Vendor De-listing | 0
211-0208 | 211-0208 |  |  | IronRidge, End Clamp, H, 2.30", 57.4 - 58.9mm, Black, Qty. 4, 29-7000-230B | Inventory Item | 17 |  |  |  | No | Racking | Vendor De-listing | 0
211-0209 | 211-0209 |  |  | DPW, PowerRail P6 Splice Plate, Clear, Qty. 1, P6-SPK | Inventory Item | 8 |  |  |  | No | Racking | Soligent De-listing | 0
211-0210 | 211-0210 |  |  | DPW, PowerRail P6/P8 Tilted "L" Feet, 5 degree Front Foot, Clear, Qty. 1, PRM-FF5 | Inventory Item | 9 |  |  |  | No | Racking | Soligent De-listing | 0
211-0211 | 211-0211 |  |  | DPW, PowerRail P6/P8 Tilted "L" Feet, 5 degree Back Foot, Clear, Qty. 1, PRM-BF5 | Inventory Item | 14 |  |  |  | No | Racking | Soligent De-listing | 0
211-0212 | 211-0212 |  |  | DPW, PowerRail P6/P8 Tilted "L" Feet, 10 degree Front Foot, Clear, Qty. 1, PRM-FF10 | Inventory Item | 9.86 |  |  |  | No | Racking | Soligent De-listing | 0
211-0213 | 211-0213 |  |  | DPW, PowerRail P6/P8 Tilted "L" Feet, 10 degree Back Foot, Clear, Qty. 1, PRM-BF10 | Inventory Item | 19 |  |  |  | No | Racking | Soligent De-listing | 0
211-0214 | 211-0214 |  |  | DPW, PowerRail P6/P8 L Foot, 2.5", with Turn bolt, Clear, Qty. 1, PRM-LF2 | Inventory Item | 8.63 |  |  |  | No | Racking | Soligent De-listing | 0
211-0216 | 211-0216 |  |  | DPW, PowerRail P6/P8 Power Post Bracket, with Carraige bolt, Clear, Qty. 1, PRM-PPB | Inventory Item | 8 |  |  |  | No | Racking | Soligent De-listing | 0
211-0219 | 211-0219 |  |  | DPW, PowerRail P6/P8 Threaded Rod Mount, Clear, Qty. 1, PRM-RRM | Inventory Item | 36 |  |  |  | No | Racking | Soligent De-listing | 0
211-0222 | 211-0222 |  |  | DPW, PowerRail Standoff, Super Post, 8", 1.75" diameter, Clear, Qty. 1, PRM-SP8 | Inventory Item | 50 |  |  |  | No | Racking | Soligent De-listing | 0
211-0223 | 211-0223 |  |  | DPW, PowerRail Standoff, Super Post, 10", 1.75" diameter, Clear, Qty. 1, PRM-SP10 | Inventory Item | 53 |  |  |  | No | Racking | Soligent De-listing | 0
211-0228 | 211-0228 |  |  | IronRidge, End Clamp, E, 1.71", 42.7 - 44.2mm, Black, Qty. 4, 29-7000-171B | Inventory Item | 15 |  |  |  | No | Racking | Soligent De-listing | 0
211-0229 | 211-0229 |  |  | IronRidge, L-Feet and Hardware, Black, Qty. 4, 29-7000-017B | Inventory Item | 38 |  |  |  | No | Racking | Vendor De-listing | 0
211-0230 | 211-0230 |  |  | IronRidge, Mid Clamp, A-B-I, with 2.0" Hex Bolt, 30-37mm, Black, Qty. 4, 29-7000-105B | Inventory Item | 6.09 |  |  |  | No | Racking | Vendor De-listing | 5.71
211-0231 | 211-0231 |  |  | IronRidge, Mid Clamp, C-D-E-J, with 2.25" Hex Bolt, 38-45mm, Black, Qty. 4, 29-7000-101B | Inventory Item | 11.2 |  |  |  | No | Racking | Vendor De-listing | 5.71
211-0232 | 211-0232 |  |  | IronRidge, Mid Clamp, H, with 2.75" Hex Bolt, 52-60mm, Black, Qty. 4, 29-7000-104B | Inventory Item | 15 |  |  |  | No | Racking | Vendor De-listing | 0
211-0233 | 211-0233 |  |  | IronRidge, End Clamp, J, 1.65", 41.1 - 42.7mm, Clear, Qty. 4, 29-7000-165 | Inventory Item | 9.6 |  |  |  | No | Racking | Vendor De-listing | 0
211-0234 | 211-0234 |  |  | ProSolar, SolarWedge, 1 Degree, with 1 ea 5" lower & 5" upper post, Qty. 1, SW1A-1 | Inventory Item | 16.4 |  |  |  | No | Racking | Vendor De-listing | 15.4
211-0235_U | 211-0235_U |  |  | ProSolar, SolarWedge, 5 Degrees, with 1 ea 5" lower & 8" upper post, Qty. 1, SW5A-1 | Inventory Item | 21.84 |  |  |  | No | Racking | Shippable | 21.56
211-0236 : 211-0236 : 211-0236 : 211-0236_U | 211-0236 : 211-0236 : 211-0236_U |  |  | ProSolar, SolarWedge, 10 Degrees, with 1 ea 5" lower & 12" upper post, Qty. 1, SW10A-1 | Inventory Item | 23.15 |  |  |  | No | Racking | Shippable | 22.86
211-0237 : 211-0237 : 211-0237 : 211-0237_U | 211-0237 : 211-0237 : 211-0237_U |  |  | ProSolar, SolarWedge, 15 Degrees, with 1 ea 5" lower & 17" upper post, Qty. 1, SW15A-1 | Inventory Item | 25.73 |  |  |  | No | Racking | Shippable | 25.41
211-0241 | 211-0241 |  |  | QuickMount, Post, 1.25" OD X 17-1/2", Mill finish, Qty. 1, QM-QBP-17.5-M1 | Inventory Item | 10.77 |  |  |  | No | Racking | Soligent De-listing | 7.88
211-0292 | 211-0292 |  |  | UniRac, Tilt Mount Kit for SolarMount 2' | Inventory Item | 15.1 |  |  |  | No | Racking | Soligent De-listing | 0
211-0302 | 211-0302 |  |  | IronRidge, Ont FIT, Adjustable L-Foot, with hardware, Mill Finish, Qty. 1, 29-70CF-017 | Inventory Item | 8 |  |  |  | No | Racking | Soligent De-listing | 0
211-0305 | 211-0305 |  |  | IronRidge, Ont FIT, XRS Splice Bar, with hardware, Mill Finish, Qty. 1, 29-70CS-010 | Inventory Item | 4.55 |  |  |  | No | Racking | Vendor De-listing | 0
211-0310 | 211-0310 |  |  | AET, Rayport Roof Ballast Rack Grounding Strap, 80102 | Inventory Item | 1.59 |  |  |  | No | Racking | Soligent De-listing | 0
211-0311 | 211-0311 |  |  | AET, Rayport Roof Ballast Rack Grounding Screw, 10-32 use for 4-4.2 mm panel grounding hole, 80083 | Inventory Item | 0.15 |  |  |  | No | Racking | Soligent De-listing | 0
211-0312 | 211-0312 |  |  | AET, Rayport Roof Ballast Rack Grounding Screw, 8-32 use for 4 mm panel grounding hole, 80087 | Inventory Item | 0.333 |  |  |  | No | Racking | Vendor De-listing | 0
211-0313 | 211-0313 |  |  | AET, Rayport Roof Ballast Rack Grounding Screw, 1/4-20 use for 9 mm panel grounding hole, 80014 | Inventory Item | 0.333 |  |  |  | No | Racking | Vendor De-listing | 0
211-0314 | 211-0314 |  |  | AET, Rayport Roof Ballast Rack Grounding Nut, 10-32 use for 4-4.2 mm panel grounding hole, 80128 | Inventory Item | 0.26 |  |  |  | No | Racking | Soligent De-listing | 0
211-0315 | 211-0315 |  |  | AET, Rayport Roof Ballast Rack Grounding Nut, 8-32 use for 4 mm panel grounding hole, 80085 | Inventory Item | 0.333 |  |  |  | No | Racking | Vendor De-listing | 0
211-0316 | 211-0316 |  |  | AET, Rayport Roof Ballast Rack Grounding Nut, 10-32 use for 4-4.2 mm panel grounding hole, 80143 | Inventory Item | 0.333 |  |  |  | No | Racking | Vendor De-listing | 0
211-0317 | 211-0317 |  |  | AET, T6 Flush Mount U-Bracket Assembly to mount rail to roof attachment, 80111 | Inventory Item | 12 |  |  |  | No | Racking | Vendor De-listing | 0
211-0318 | 211-0318 |  |  | AET, T6 Flush Mount Mid-Clamp Assembly, 80097 | Inventory Item | 19 |  |  |  | No | Racking | Soligent De-listing | 0
211-0319 | 211-0319 |  |  | AET, T6 Flush Mount End-Clamp Assembly, 80098 | Inventory Item | 11 |  |  |  | No | Racking | Vendor De-listing | 0
211-0320 | 211-0320 |  |  | AET, T6 Flush Mount Splice Kit, 80112 | Inventory Item | 17 |  |  |  | No | Racking | Vendor De-listing | 0
211-0321 | 211-0321 |  |  | AET, Rayport Roof Ballast Rack Seismic Clip Kit, 80129 | Inventory Item | 2 |  |  |  | No | Racking | Soligent De-listing | 0
211-0322 | 211-0322 |  |  | AET, Rayport Roof Ballast Rack Hard Mount Bracket, 80131 | Inventory Item | 24.98 |  |  |  | No | Racking | Vendor De-listing | 0
211-0323 | 211-0323 |  |  | AET, Rayport Roof Ballast Rack Z-Bracket, 80022-46 | Inventory Item | 2 |  |  |  | No | Racking | Soligent De-listing | 0
211-0324 | 211-0324 |  |  | AET, Rayport Roof Ballast Rack Bolt, 80013 | Inventory Item | 1 |  |  |  | No | Racking | Soligent De-listing | 0
211-0325 | 211-0325 |  |  | IronRidge, End Clamp, J, 1.65", 41.1 - 42.7mm, Black, Qty. 4, 29-7000-165B | Inventory Item | 15 |  |  |  | No | Racking | Vendor De-listing | 0
211-0326 | 211-0326 |  |  | IronRidge, End Clamp, I, 1.25", 31.0 - 32.5mm, Clear, Qty. 4, 29-7000-125 | Inventory Item | 5.22 |  |  |  | No | Racking | Vendor De-listing | 4.9
211-0337 | 211-0337 |  |  | DPW, PowerRail P8 Low-Profile Telescoping Tilt Kits, legs that range from 20-35 degrees, Clear, Qty. 1, P8-TL35 | Inventory Item | 184 |  |  |  | No | Racking | Soligent De-listing | 0
211-0338 | 211-0338 |  |  | DPW, PowerRail P8 Low-Profile Telescoping Tilt Kits, legs that range from 24-45 degrees, Clear, Qty. 1, P8-TL45 | Inventory Item | 189 |  |  |  | No | Racking | Soligent De-listing | 0
211-0339 | 211-0339 |  |  | DPW, PowerRail P8 Low-Profile Telescoping Tilt Kits, legs that range from 28-55 degrees, Clear, Qty. 1, P8-TL55 | Inventory Item | 195 |  |  |  | No | Racking | Soligent De-listing | 0
211-0340 | 211-0340 |  |  | DPW, PowerRail P8 Low-Profile Telescoping Tilt Kits, legs that range from 30-65 degrees, Clear, Qty. 1, P8-TL65 | Inventory Item | 201 |  |  |  | No | Racking | Soligent De-listing | 0
211-0341 | 211-0341 |  |  | DPW, PowerRail P8 Splice Plate, Clear, Qty. 1, P8-SPK | Inventory Item | 9.86 |  |  |  | No | Racking | Soligent De-listing | 0
211-0342 | 211-0342 |  |  | DPW, PowerRail P8 Low-Profile One-Piece Tilt Kits, One-Piece legs for a 15 degree tilt, Clear, Qty. 1, P8-OP15 | Inventory Item | 124 |  |  |  | No | Racking | Soligent De-listing | 0
211-0343 | 211-0343 |  |  | DPW, PowerRail P8 Low-Profile One-Piece Tilt Kits, One-Piece legs for a 25 degree tilt, Clear, Qty. 1, P8-OP25 | Inventory Item | 130 |  |  |  | No | Racking | Soligent De-listing | 0
211-0344 | 211-0344 |  |  | DPW, PowerRail P8 Low-Profile One-Piece Tilt Kits, One-Piece legs for a 35 degree tilt, Clear, Qty. 1, P8-OP35 | Inventory Item | 136 |  |  |  | No | Racking | Soligent De-listing | 0
211-0345 | 211-0345 |  |  | DPW, PowerRail P8 Low-Profile One-Piece Tilt Kits, One-Piece legs for a 45 degree tilt, Clear, Qty. 1, P8-OP45 | Inventory Item | 27 |  |  |  | No | Racking | Soligent De-listing | 0
211-0346 | 211-0346 |  |  | DPW, PowerRail P8 Low-Profile One-Piece Tilt Kits, One-Piece legs for a 55 degree tilt, Clear, Qty. 1, P8-OP55 | Inventory Item | 148 |  |  |  | No | Racking | Soligent De-listing | 0
211-0347 | 211-0347 |  |  | DPW, PowerRail P8 Low-Profile One-Piece Tilt Kits, One-Piece legs for a 65 degree tilt, Clear, Qty. 1, P8-OP65 | Inventory Item | 154 |  |  |  | No | Racking | Soligent De-listing | 0
211-0348 | 211-0348 |  |  | IronRidge, End Clamp, I, 1.25", 31.0 - 32.5mm, Black, Qty. 4, 29-7000-125B | Inventory Item | 15 |  |  |  | No | Racking | Vendor De-listing | 0
211-0349 | 211-0349 |  |  | UniRac, Standoff, FastFoot 3" Assembly, Qty. 1, 004003C | Inventory Item | 50 |  |  |  | No | Racking | Vendor De-listing | 0
211-0350 | 211-0350 |  |  | UniRac, Standoff, FastFoot 4" Assembly, Qty. 1, 004004C | Inventory Item | 34.77 |  |  |  | No | Racking | Vendor De-listing | 0
211-0351 | 211-0351 |  |  | UniRac, Standoff, FastFoot 7" Assembly, Qty. 1, 004005C | Inventory Item | 52 |  |  |  | No | Racking | Vendor De-listing | 0
211-0353 | 211-0353 |  |  | UniRac, Fixed Tilt Leg, 15", Clear, Qty. 1, 307015M | Inventory Item | 20 |  |  |  | No | Racking | Soligent De-listing | 0
211-0354 | 211-0354 |  |  | UniRac, Fixed Tilt Leg, 20", Clear, Qty. 1, 307020M | Inventory Item | 23 |  |  |  | No | Racking | Soligent De-listing | 0
211-0355 | 211-0355 |  |  | UniRac, Fixed Tilt Leg, 34", Clear, Qty. 1, 307034M | Inventory Item | 33.2 |  |  |  | No | Racking | Vendor De-listing | 0
211-0356 | 211-0356 |  |  | UniRac, Standoff, Raised Flange 3" Steel, 1.625" OD, without lag bolts, Qty. 1, 004302G | Inventory Item | 19.2 |  |  |  | No | Racking | Vendor De-listing | 0
211-0358 | 211-0358 |  |  | UniRac, Standoff, Raised Flange 4" Steel, 1.625" OD, without lag bolts, Qty. 1, 004402G | Inventory Item | 23 |  |  |  | No | Racking | Vendor De-listing | 0
211-0359 | 211-0359 |  |  | UniRac, Standoff, Raised Flange 6" Steel, 1.625" OD, without lag bolts, Qty. 1, 004602G | Inventory Item | 9.97 |  |  |  | No | Racking | Vendor De-listing | 0
211-0360 | 211-0360 |  |  | UniRac, Standoff, 1 Piece Zinc Plated Steel Flat-top, 7", without lag bolts, Clear, Qty. 1, 004701G | Inventory Item | 23.8 |  |  |  | No | Racking | Vendor De-listing | 0
211-0361 | 211-0361 |  |  | UniRac, Standoff, Raised Flange 7" Steel, 1.625" OD, without lag bolts, Qty. 1, 004702G | Inventory Item | 24 |  |  |  | No | Racking | Vendor De-listing | 0
211-0362 | 211-0362 |  |  | IronRidge, Adjustable Tilt Leg, 16" (18-22"), Qty.1, 51-7516-016H | Inventory Item | 95 |  |  |  | No | Racking | Vendor De-listing | 0
211-0363 | 211-0363 |  |  | IronRidge, Adjustable Tilt Leg, 28" (30-46"), Qty.1, 51-7528-028H | Inventory Item | 105 |  |  |  | No | Racking | Vendor De-listing | 0
211-0364 | 211-0364 |  |  | IronRidge, Adjustable Tilt Leg, 56" (58-94"), Qty.1, 51-7556-056H | Inventory Item | 147 |  |  |  | No | Racking | Vendor De-listing | 0
211-0367 | 211-0367 |  |  | IronRidge, XRL End Cap, Qty. 1 ONLY, 29-4000-088-1piece | Inventory Item | 1 |  |  |  | No | Racking | Vendor De-listing | 0
211-0368 | 211-0368 |  |  | IronRidge, XRS End Cap, Qty. 1 ONLY, 29-4000-099-1piece | Inventory Item | 1 |  |  |  | No | Racking | Vendor De-listing | 0
211-0369 | 211-0369 |  |  | QuickMount, Mounts for Low Slope Roofs -no flashing, 3 1/4" post + 1/2" base, Mill Finish, Q-Base, Qty. 1, QMLSH-3.75-A-12 | Inventory Item | 14.38 |  |  |  | No | Racking | Vendor De-listing | 10.52
211-0370 | 211-0370 |  |  | QuickMount, Mounts for Low Slope Roofs -no flashing, 3 1/4" post + 1/2" base, Bronze, QBASE, Qty. 1, QMLSH-3.75 B 1 | Inventory Item | 40 |  |  |  | No | Racking | Soligent De-listing | 0
211-0371 | 211-0371 |  |  | QuickMount, Mounts for Low Slope Roofs -no flashing, 6 1/2" post + 1/2" base, Mill Finish, Q-Base, Qty. 1, QMLSH-7-A-12 | Inventory Item | 11.38 |  |  |  | No | Racking | Vendor De-listing | 11.24
211-0371 : 211-0371 : 211-0371_U | 211-0371 : 211-0371_U |  |  | QuickMount, Mounts for Low Slope Roofs -no flashing, 6 1/2" post + 1/2" base, Mill Finish, Q-Base, Qty. 1, QMLSH-7-A-12 | Inventory Item | 11.38 |  |  |  | No | Racking | Vendor De-listing | 11.24
211-0372 | 211-0372 |  |  | QuickMount, Mounts for Low Slope Roofs -no flashing, 6 1/2" post + 1/2" base, Bronze, QBASE, Qty. 1, QMLSH-7 B 1 | Inventory Item | 40 |  |  |  | No | Racking | Soligent De-listing | 0
211-0373 | 211-0373 |  |  | QuickMount, Mounts for Low Slope Roofs -no flashing, 8 1/2" post + 1/2" base, Mill Finish, Q-Base, Qty. 1, QMLSH-9-A-12 | Inventory Item | 12.28 |  |  |  | No | Racking | Vendor De-listing | 12.12
211-0373 : 211-0373 : 211-0373_U | 211-0373 : 211-0373_U |  |  | QuickMount, Mounts for Low Slope Roofs -no flashing, 8 1/2" post + 1/2" base, Mill Finish, Q-Base, Qty. 1, QMLSH-9-A-12 | Inventory Item | 12.28 |  |  |  | No | Racking | Vendor De-listing | 12.12
211-0374 | 211-0374 |  |  | QuickMount, Mounts for Low Slope Roofs -no flashing, 8 1/2" post + 1/2" base, Bronze, QBASE, Qty. 1, QMLSH-9 B 1 | Inventory Item | 45 |  |  |  | No | Racking | Soligent De-listing | 0
211-0375 | 211-0375 |  |  | QuickMount, Mounts for Low Slope Roofs -no flashing, 11 1/2" post + 1/2" base, Mill Finish, Q-Base, Qty. 1, QMLSH-12-A-12 | Inventory Item | 15.64 |  |  |  | No | Racking | Vendor De-listing | 13.1
211-0376 | 211-0376 |  |  | QuickMount, Mounts for Low Slope Roofs -no flashing, 11 1/2" post + 1/2" base, Bronze, QBASE, Qty. 1, QMLSH B 1 | Inventory Item | 49 |  |  |  | No | Racking | Soligent De-listing | 0
211-0377 | 211-0377 |  |  | EcoFasten, Eco-44, Base Plate, 4" X 4", with 4 fastener holes, includes one 3/8" ID bonded washer and one 3/8" hex nut, Stainless Steel, Qty. 1, EF-44-SS | Inventory Item | 22 |  |  |  | No | Racking | Soligent De-listing | 0
211-0378 | 211-0378 |  |  | EcoFasten, Standoff, 6" x 1.25" Post, with 1 Counter-sunk 3/8"-16 tapped hole in bottom & 3/8"-16 tapped hole in top of post, use for Eco-44/Eco-44R, includes one 3/8-16" x 1-1/4" bolt and one 3/8" flange nut, Qty. 1, P-6-CSK | Inventory Item | 14 |  |  |  | No | Racking | Soligent De-listing | 0
211-0382 | 211-0382 |  |  | IronRidge, Mid Clamp, A-B-I, with 2.0" T-Bolt, 30-37mm, Clear, Qty. 4, 29-70TB-105 | Inventory Item | 9.86 |  |  |  | No | Racking | Vendor De-listing | 0
211-0383 | 211-0383 |  |  | IronRidge, Mid Clamp, C-D-E-J, with 2.25" T-Bolt, 38-45mm, Clear, Qty. 4, 29-70TB-101 | Inventory Item | 3.91 |  |  |  | No | Racking | Vendor De-listing | 3.67
211-0384 | 211-0384 |  |  | IronRidge, Mid Clamp, F-G-K, with 2.5" T-Bolt, 45-52mm, Clear, Qty. 4, 29-70TB-108 | Inventory Item | 4 |  |  |  | No | Racking | Vendor De-listing | 3.64
211-0385 | 211-0385 |  |  | IronRidge, Mid Clamp, H, with 2.75" T-Bolt, 52-60mm, Clear, Qty. 4, 29-70TB-104 | Inventory Item | 9.86 |  |  |  | No | Racking | Vendor De-listing | 0
211-0386 | 211-0386 |  |  | IronRidge, Mid Clamp, A-B-I, with 2.0" T-Bolt, 30-37mm, Black, Qty. 4, 29-70TB-105B | Inventory Item | 17 |  |  |  | No | Racking | Vendor De-listing | 0
211-0387 | 211-0387 |  |  | IronRidge, Mid Clamp, C-D-E-J, with 2.25" T-Bolt, 38-45mm, Black, Qty. 4, 29-70TB-101B | Inventory Item | 7.11 |  |  |  | No | Racking | Vendor De-listing | 6.46
211-0388 | 211-0388 |  |  | IronRidge, Mid Clamp, F-G-K, with 2.5" T-Bolt, 45-52mm, Black, Qty. 4, 29-70TB-108B | Inventory Item | 12.8 |  |  |  | No | Racking | Vendor De-listing | 6.53
211-0389 | 211-0389 |  |  | IronRidge, Mid Clamp, H, with 2.75" T-Bolt, 52-60mm, Black, Qty. 4, 29-70TB-104B | Inventory Item | 17 |  |  |  | No | Racking | Vendor De-listing | 0
211-0390 | 211-0390 |  |  | DPW, PowerRail P6 Low-Profile One-Piece Tilt Kits, One-Piece legs for a 15 degree tilt, Clear, Qty. 1, P6-OP15 | Inventory Item | 101 |  |  |  | No | Racking | Soligent De-listing | 0
211-0391 | 211-0391 |  |  | DPW, PowerRail P6 Low-Profile One-Piece Tilt Kits, One-Piece legs for a 25 degree tilt, Clear, Qty. 1, P6-OP25 | Inventory Item | 107 |  |  |  | No | Racking | Soligent De-listing | 0
211-0392 | 211-0392 |  |  | DPW, PowerRail P6 Low-Profile One-Piece Tilt Kits, One-Piece legs for a 35 degree tilt, Clear, Qty. 1, P6-OP35 | Inventory Item | 113 |  |  |  | No | Racking | Soligent De-listing | 0
211-0393 | 211-0393 |  |  | DPW, PowerRail P6 Low-Profile One-Piece Tilt Kits, One-Piece legs for a 45 degree tilt, Clear, Qty. 1, P6-OP45 | Inventory Item | 118 |  |  |  | No | Racking | Soligent De-listing | 0
211-0394 | 211-0394 |  |  | DPW, PowerRail P6 Low-Profile One-Piece Tilt Kits, One-Piece legs for a 55 degree tilt, Clear, Qty. 1, P6-OP55 | Inventory Item | 124 |  |  |  | No | Racking | Soligent De-listing | 0
211-0395 | 211-0395 |  |  | DPW, PowerRail P6 Low-Profile One-Piece Tilt Kits, One-Piece legs for a 65 degree tilt, Clear, Qty. 1, P6-OP65 | Inventory Item | 130 |  |  |  | No | Racking | Soligent De-listing | 0
211-0396 | 211-0396 |  |  | DPW, PowerRail P6 Low-Profile Telescoping Tilt Kits, legs that range from 20-35 degrees, Clear, Qty. 1, P6-TL35 | Inventory Item | 160 |  |  |  | No | Racking | Soligent De-listing | 0
211-0397 | 211-0397 |  |  | DPW, PowerRail P6 Low-Profile Telescoping Tilt Kits, legs that range from 24-45 degrees, Clear, Qty. 1, P6-TL45 | Inventory Item | 166 |  |  |  | No | Racking | Soligent De-listing | 0
211-0398 | 211-0398 |  |  | DPW, PowerRail P6 Low-Profile Telescoping Tilt Kits, legs that range from 28-55 degrees, Clear, Qty. 1, P6-TL55 | Inventory Item | 172 |  |  |  | No | Racking | Soligent De-listing | 0
211-0399 | 211-0399 |  |  | DPW, PowerRail P6 Low-Profile Telescoping Tilt Kits, legs that range from 30-65 degrees, Clear, Qty. 1, P6-TL65 | Inventory Item | 178 |  |  |  | No | Racking | Soligent De-listing | 0
211-0401 | 211-0401 |  |  | DPW, PowerRail P6/P8 Corrugated Roof Mount, Clear, Qty. 1, PRM-CMB | Inventory Item | 7.7 |  |  |  | No | Racking | Soligent De-listing | 7.6
211-0402 | 211-0402 |  |  | DPW, PowerRail Standoff, Super Post, 7", 1.75" diameter, Clear, Qty. 1, PRM SP7 | Inventory Item | 48 |  |  |  | No | Racking | Soligent De-listing | 0
211-0403 | 211-0403 |  |  | DPW, PowerRail Standoff, Super Post, 9", 1.75" diameter, Clear, Qty. 1, PRM SP9 | Inventory Item | 52 |  |  |  | No | Racking | Soligent De-listing | 0
211-0405 | 211-0405 |  |  | Zep Solar, Enphase Connector Bracket, ZSII / ZSIII, Qty. 1, 850-1209-001 | Inventory Item | 9 |  |  |  | No | Racking | Soligent De-listing | 0
211-0408 | 211-0408 |  |  | ProSolar, End Clamp 1.486" (37.7mm-38.2mm), Black, Qty. 1, C1486EC-1B | Inventory Item | 3.15 |  |  |  | No | Racking | Vendor De-listing | 0
211-0412 | 211-0412 |  |  | DPW, PowerRail P6/P8 L Foot, 3.5", with Turn bolt and butyl backing, Clear, Qty. 1, PRM-LF3-x | Inventory Item | 5.13 |  |  |  | No | Racking | Soligent De-listing | 5.06
211-0413 | 211-0413 |  |  | UniRac, SM(E) Retaining Splice for beam with 4 Tec screws, Mill Finish, Qty. 1, 003002M | Inventory Item | 6 |  |  |  | No | Racking | Vendor De-listing | 0
211-0414 | 211-0414 |  |  | UniRac, SM(E) Leveling Gauge, 6 leaf breakaway Aluminum Shim, Mill Finish, Qty. 1, 003004M | Inventory Item | 7 |  |  |  | No | Racking | Vendor De-listing | 0
211-0415 | 211-0415 |  |  | UniRac, SM(E)/SM(I) Clip for one-flange, Mill Finish, Qty. 1, 003005M | Inventory Item | 0.83 |  |  |  | No | Racking | Vendor De-listing | 0
211-0416 | 211-0416 |  |  | UniRac, SM(E) Positive Stop for beam with 2 Tec screws, Mill Finish, Qty. 1, 003007M | Inventory Item | 3 |  |  |  | No | Racking | Vendor De-listing | 0
211-0417 | 211-0417 |  |  | UniRac, SM(E)/SM(I) One-Flange foot, no hardware, Mill Finish, Qty. 1, 004009M | Inventory Item | 7 |  |  |  | No | Racking | Vendor De-listing | 0
211-0418 | 211-0418 |  |  | UniRac, SM(E) Fixed Tilt Leg, 7", 5/16", Mill Finish, Qty. 1, 007007M | Inventory Item | 23 |  |  |  | No | Racking | Vendor De-listing | 0
211-0419 | 211-0419 |  |  | UniRac, SM(E) Fixed Tilt Leg, 15", 5/16", Mill Finish, Qty. 1, 007015M | Inventory Item | 29 |  |  |  | No | Racking | Vendor De-listing | 0
211-0420 | 211-0420 |  |  | UniRac, SM(E) Fixed Tilt Leg, 20", 5/16", Mill Finish, Qty. 1, 007020M | Inventory Item | 32 |  |  |  | No | Racking | Vendor De-listing | 0
211-0421 | 211-0421 |  |  | UniRac, SM(E) Fixed Tilt Leg, 34", 5/16", Mill Finish, Qty. 1, 007034M | Inventory Item | 42 |  |  |  | No | Racking | Vendor De-listing | 0
211-0422 : 211-0422 : 211-0422 : 211-0422_U | 211-0422 : 211-0422 : 211-0422_U |  |  | ProSolar, FastJack, Standoff, E-Series 2", Qty. 1, FJE-200-1 | Inventory Item | 3.92 |  |  |  | No | Racking | Shippable | 3.88
211-0423 | 211-0423 |  |  | ProSolar, FoamJack with Tek Base, 1/2" Post, Qty. 1, FMJ-612-1T | Inventory Item | 10 |  |  |  | No | Racking | Vendor De-listing | 0
211-0424 | 211-0424 |  |  | ProSolar, TileTrac, 2.5" (med studs- 2 1/2") Qty. 1, TT-1-2.5 | Inventory Item | 14 |  |  |  | No | Racking | Vendor De-listing | 0
211-0425 | 211-0425 |  |  | EcoFasten, Bracket, Oblong-shaped, with 2 Counter-sunk fastener holes & three 3/8"-16 tapped holes in the top, use for GF/QF/Eco-65, Includes 1"Flange bolt, F-203 | Inventory Item | 27 |  |  |  | No | Racking | Soligent De-listing | 0
211-0426 | 211-0426 |  |  | Sharp, Front Clip for Sharp Tile, Qty. 1, SZRUCL01 | Inventory Item | 14.43 |  |  |  | No | Racking | Soligent De-listing | 0
211-0427 | 211-0427 |  |  | EcoFasten, Eco-65, Base Plate, 6" x 5.5", with 8 fastener holes, includes two 1" 5/16-18 studs, Stainless Steel, Qty. 1, EF-65-SS | Inventory Item | 38 |  |  |  | No | Racking | Soligent De-listing | 0
211-0428 | 211-0428 |  |  | AET, T6 End Cap, Clear, Qty. 1, 80148 | Inventory Item | 21 |  |  |  | No | Racking | Soligent De-listing | 0
211-0430 | 211-0430 |  |  | DPW, PowerRail P14 L-Mounting Foot, Qty. 1, P14-LF | Inventory Item | 17 |  |  |  | No | Racking | Soligent De-listing | 0
211-0431 | 211-0431 |  |  | DPW, PowerRail P14 Splice Plate, Clear, Qty. 1, P14-SPK | Inventory Item | 25 |  |  |  | No | Racking | Soligent De-listing | 0
211-0432 | 211-0432 |  |  | UniRac, SM(E) Fixed Tilt Leg, 7", 3/8" Bolt, Mill Finish, Qty. 1, 006007M | Inventory Item | 21 |  |  |  | No | Racking | Soligent De-listing | 0
211-0433 | 211-0433 |  |  | UniRac, SM(E) Fixed Tilt Leg, 15", 3/8" Bolt, Mill Finish, Qty. 1, 006015M | Inventory Item | 26 |  |  |  | No | Racking | Vendor De-listing | 0
211-0434 | 211-0434 |  |  | UniRac, SM(E) Fixed Tilt Leg, 20", 3/8" Bolt, Mill Finish, Qty. 1, 006020M | Inventory Item | 29 |  |  |  | No | Racking | Soligent De-listing | 0
211-0435 | 211-0435 |  |  | UniRac, SM(E) Fixed Tilt Leg, 34", 3/8" Bolt, Mill Finish, Qty. 1, 006034M | Inventory Item | 38 |  |  |  | No | Racking | Vendor De-listing | 0
211-0436 | 211-0436 |  |  | Zep Solar, ZSII, Comp Mount, Type B, Clear, Qty. 1, 850-1155-001 | Inventory Item | 33 |  |  |  | No | Racking | Soligent De-listing | 0
211-0437 | 211-0437 |  |  | Zep Solar, ZSII, Comp Mount, Type B, Black, Qty. 1, 850-1153-001 | Inventory Item | 34 |  |  |  | No | Racking | Soligent De-listing | 0
211-0438 | 211-0438 |  |  | Zep Solar, Big Foot, for corrugated metal roofs, Qty. 1, 850-1145 | Inventory Item | 11.98 |  |  |  | No | Racking | Soligent De-listing | 0
211-0439 | 211-0439 |  |  | Zep Solar, Array Skirt, 1608MM, Black, Qty. 1, 850-1353-001 | Inventory Item | 78 |  |  |  | No | Racking | Soligent De-listing | 0
211-0440 | 211-0440 |  |  | Zep Solar, Array Skirt, 1628MM, Black, Qty. 1, 850-1355-001 | Inventory Item | 79 |  |  |  | No | Racking | Soligent De-listing | 0
211-0441 | 211-0441 |  |  | Zep Solar, Array Skirt, 1643MM, Black, Qty. 1, 850-1357-001 | Inventory Item | 79 |  |  |  | No | Racking | Soligent De-listing | 0
211-0442 | 211-0442 |  |  | Zep Solar, Array Skirt, 1653MM, Black, Qty. 1, 850-1359-001 | Inventory Item | 80 |  |  |  | No | Racking | Soligent De-listing | 0
211-0443 | 211-0443 |  |  | Zep Solar, Array Skirt, 1663MM, Black, Qty. 1, 850-1361-001 | Inventory Item | 80 |  |  |  | No | Racking | Soligent De-listing | 0
211-0444 | 211-0444 |  |  | Zep Solar, Array Skirt, 1673MM, Black, Qty. 1, 850-1363-001 | Inventory Item | 80 |  |  |  | No | Racking | Soligent De-listing | 0
211-0445 | 211-0445 |  |  | Zep Solar, Array Skirt, 1968MM, Black, Qty. 1, 850-1375-001 | Inventory Item | 80 |  |  |  | No | Racking | Soligent De-listing | 0
211-0446 | 211-0446 |  |  | Zep Solar, Array Skirt, 1988MM, Black, Qty. 1, 850-1367-001 | Inventory Item | 93 |  |  |  | No | Racking | Soligent De-listing | 0
211-0447 | 211-0447 |  |  | Zep Solar, Array Skirt, 1998MM, Black, Qty. 1, 850-1369-001 | Inventory Item | 94 |  |  |  | No | Racking | Soligent De-listing | 0
211-0448 | 211-0448 |  |  | Zep Solar, Array Skirt, 2003MM, Black, Qty. 1, 850-1371-001 | Inventory Item | 94 |  |  |  | No | Racking | Soligent De-listing | 0
211-0449 | 211-0449 |  |  | Zep Solar, Array Skirt, 2008MM, Black, Qty. 1, 850-1373-001 | Inventory Item | 94 |  |  |  | No | Racking | Soligent De-listing | 0
211-0450 | 211-0450 |  |  | Zep Solar, Array Skirt, 2013MM, Black, Qty. 1, 850-1365-001 | Inventory Item | 94 |  |  |  | No | Racking | Soligent De-listing | 0
211-0451 | 211-0451 |  |  | Zep Solar, END CAP, Black, Qty. 1, 850-1405-001 | Inventory Item | 5.43 |  |  |  | No | Racking | Soligent De-listing | 0
211-0452 | 211-0452 |  |  | IronRidge, XRL End Caps, Qty. 1 bag of 20, 29-4000-088 | Inventory Item | 13.15 |  |  |  | No | Racking | Vendor De-listing | 0
211-0453 | 211-0453 |  |  | IronRidge, XRS End Caps, Qty. 1 bag of 20, 29-4000-099 | Inventory Item | 18 |  |  |  | No | Racking | Vendor De-listing | 0
211-0454 | 211-0454 |  |  | EcoFasten, L Bracket, 3" tall, for composition roof, for GF1/GF2/QF, includes one 3/8-16" x 1-1/4" bolt and one 3/8" flange nut, Mill finish, Qty. 1, L-102-3 | Inventory Item | 4.98 |  |  |  | No | Racking | Vendor De-listing | 2.54
211-0455 | 211-0455 |  |  | Zep Solar, Zep Span System, Spanner Bar, Qty. 1, 850-1192 | Inventory Item | 21.4 |  |  |  | No | Racking | Vendor De-listing | 0
211-0456 | 211-0456 |  |  | Zep Solar, Zep Span System, Spanner clamp, Qty. 1, 850-1194-001 | Inventory Item | 11.5 |  |  |  | No | Racking | Vendor De-listing | 0
211-0457 | 211-0457 |  |  | Zep Solar, Zep Span System, Bar sleeve, Qty. 1, 850-1143 | Inventory Item | 1.24 |  |  |  | No | Racking | Vendor De-listing | 0
211-0458 | 211-0458 |  |  | EcoFasten, Eco-65, Bracket, 2.75" tall Z-bracket, with 2 Counter-sunk fasteners in the Bottom and 2 Slotted Hole in the Top, for Built-up roof, for GF2/SimpleSeal, includes two 3/8-16" x 1-1/4" bolts and two 3/8" flange nuts, Mill finish, Qty. 1, Z-202 | Inventory Item | 29 |  |  |  | No | Racking | Soligent De-listing | 0
211-0460 | 211-0460 |  |  | IronRidge, Splice XR10, Mill , Qty. 1, XR-10-SPLC | Inventory Item | 5.6 |  |  |  | No | Racking | Vendor De-listing | 0
211-0461 | 211-0461 |  |  | IronRidge, Splice XR100, Mill , Qty. 1, XR-100-SPLC | Inventory Item | 8.77 |  |  |  | No | Racking | Vendor De-listing | 0
211-0462 | 211-0462 |  |  | IronRidge, Splice XR1000, Mill , Qty. 1, XR-1000-SPLC | Inventory Item | 4 |  |  |  | No | Racking | Vendor De-listing | 3.64
211-0463 | 211-0463 |  |  | IronRidge, End Cap XR10, Qty. one bag of 10 Sets, XR-10-CAP | Inventory Item | 10.61 |  |  |  | No | Racking | Soligent De-listing | 9.77
211-0464 | 211-0464 |  |  | IronRidge, End Cap XR100, Qty. one bag of 10 Sets, XR-100-CAP | Inventory Item | 10.54 |  |  |  | No | Racking | Soligent De-listing | 9.71
211-0465 | 211-0465 |  |  | IronRidge, End Cap XR1000, Qty. one bag of 10 Sets, XR-1000-CAP | Inventory Item | 11.37 |  |  |  | No | Racking | Soligent De-listing | 10.47
211-0466 | 211-0466 |  |  | MSI, Outer splice, 13/52, 160mm, Mill finish, Qty. 1, 706-0082 | Inventory Item | 4.05 |  |  |  | No | Racking | Vendor De-listing | 0
211-0467 | 211-0467 |  |  | MSI, L-foot slotted 11mm w/ std attach, Mill finish, Qty. 1, 707-0024 | Inventory Item | 5 |  |  |  | No | Racking | Soligent De-listing | 0
211-0468 | 211-0468 |  |  | MSI, SunTop, L-Foot, 9mm, single, 1 pc of CMS-10073 | Inventory Item | 3 |  |  |  | No | Racking | Soligent De-listing | 0
211-0469 | 211-0469 |  |  | MSI, Splice, Std 13/58, single, 706-0023 | Inventory Item | 8 |  |  |  | No | Racking | Soligent De-listing | 0
211-0470 | 211-0470 |  |  | MSI, Conergy, L-Feet, 11mm, 20 pack, 720-0548 | Inventory Item | 66 |  |  |  | No | Racking | Soligent De-listing | 0
211-0471 | 211-0471 |  |  | UniRac, SolarMount Splice Bar Serrated, Integrated Bonding, Clear, Qty. 1, 303018C | Inventory Item | 4.72 |  |  |  | No | Racking | Vendor De-listing | 0
211-0472 | 211-0472 |  |  | UniRac, SolarMount Splice Bar Serrated, Integrated Bonding, Dark Qty. 1, 303018D | Inventory Item | 5.4 |  |  |  | No | Racking | Vendor De-listing | 0
211-0473 : 211-0473 : 211-0473 : 211-0473 : 211-0473_U | 211-0473 : 211-0473 : 211-0473 : 211-0473_U |  |  | UniRac, SolarMount L-Foot Serrated, Integrated Bonding, withT-Bolt, Clear, Qty. 1,304001C | Inventory Item | 2.78 |  |  |  | No | Racking | Shippable | 2.75
211-0474 : 211-0474 : 211-0474 : 211-0474_U | 211-0474 : 211-0474 : 211-0474_U |  |  | UniRac, SolarMount L-Foot Serrated, Integrated Bonding, withT-Bolt, Dark, Qty. 1, 304001D | Inventory Item | 2.91 |  |  |  | No | Racking | Shippable | 2.87
211-0475 : 211-0475 : 211-0475 : 211-0475_U | 211-0475 : 211-0475 : 211-0475_U |  |  | ProSolar, Universal Self-Grounding Splice, includes hardware, Clear, Qty. 1, A-SPLICE-1-G | Inventory Item | 3.82 |  |  |  | No | Racking | Shippable | 3.77
211-0476 | 211-0476 |  |  | ProSolar, Universal Self-Grounding Splice, includes hardware, Black, Qty. 1, A-SPLICE-1-GB | Inventory Item | 4.02 |  |  |  | No | Racking | Vendor De-listing | 3.97
211-0476 : 211-0476 : 211-0476 : 211-0476_U | 211-0476 : 211-0476 : 211-0476_U |  |  | ProSolar, Universal Self-Grounding Splice, includes hardware, Black, Qty. 1, A-SPLICE-1-GB | Inventory Item | 4.02 |  |  |  | No | Racking | Shippable | 3.97
211-0477 | 211-0477 |  |  | ProSolar, TileTrac 6", with hardware and Stainless Steel flashing for Curved Tile Roof, with subflashing, Qty. 1, TT-1-T6-SF | Inventory Item | 8.75 |  |  |  | No | Racking | Shippable | 8.64
211-0477 : 211-0477 : 211-0477 : 211-0477_U | 211-0477 : 211-0477 : 211-0477_U |  |  | ProSolar, TileTrac 6", with hardware and Stainless Steel flashing for Curved Tile Roof, with subflashing, Qty. 1, TT-1-T6-SF | Inventory Item | 8.75 |  |  |  | No | Racking | Shippable | 8.64
211-0478 : 211-0478 : 211-0478 : 211-0478_U | 211-0478 : 211-0478 : 211-0478_U |  |  | ProSolar, TileTrac 4", with hardware and Stainless Steel flashing for Flat Tile Roof, with subflashing, Qty. 1, TT-1-T4-SF | Inventory Item | 8.75 |  |  |  | No | Racking | Shippable | 8.64
211-0479 | 211-0479 |  |  | IronRidge, Tilt Leg Kit, 0-40 deg tilt, including brackets, both 6" legs, Aluminum Mill Finish, Qty. 1, 51-7206-006 | Inventory Item | 40 |  |  |  | No | Racking | Vendor De-listing | 0
211-0480 | 211-0480 |  |  | IronRidge, Fixed Tilt Leg, Kit, 7", Mill, Qty. 1, TM-FTL-007 | Inventory Item | 34 |  |  |  | No | Racking | Vendor De-listing | 0
211-0486 | 211-0486 |  |  | IronRidge, Splice XR10, Bonding, with 4 screws, Mill, UFO series, Qty. 1, XR-10-SPLC-BD | Inventory Item | 6.48 |  |  |  | No | Racking | Soligent De-listing | 0
211-0487 | 211-0487 |  |  | IronRidge, Splice XR100, Bonding, with 4 screws, Mill, UFO series, Qty. 1, XR-100-SPLC-BD | Inventory Item | 2.8 |  |  |  | No | Racking | Soligent De-listing | 2.63
211-0488 | 211-0488 |  |  | IronRidge, Splice XR1000, Bonding, with 4 screws, Mill, UFO series, Qty. 1, XR-1000-SPLC-BD | Inventory Item | 8.32 |  |  |  | No | Racking | Soligent De-listing | 0
211-0489 | 211-0489 |  |  | IronRidge, Slotted L-Foot, with Bonding Bolt, Mill, UFO series, Qty. 4, FM-LFT-002 | Inventory Item | 22.99 |  |  |  | No | Racking | Vendor De-listing | 0
211-0490 | 211-0490 |  |  | IronRidge, Slotted L-Foot, with Bonding Bolt, Black, UFO series, Qty. 4, FM-LFT-002-B | Inventory Item | 21 |  |  |  | No | Racking | Vendor De-listing | 0
211-0491 | 211-0491 |  |  | IronRidge, Slotted L-Foot, hardware not included, Mill, UFO series, Qty. 4, FM-LFT-003 | Inventory Item | 9.2 |  |  |  | No | Racking | Soligent De-listing | 0
211-0492 | 211-0492 |  |  | IronRidge, Slotted L-Foot, hardware not included, Black, UFO series, Qty. 4, FM-LFT-003-B | Inventory Item | 9.6 |  |  |  | No | Racking | Soligent De-listing | 0
211-0494 : 211-0494 : 211-0494 : 211-0494 : 211-0494_U | 211-0494 : 211-0494 : 211-0494 : 211-0494_U |  |  | UniRac, SolarMount Splice-Bar, Integrated Bonding, Mill, Qty. 1, 303019M | Inventory Item | 5.36 |  |  |  | No | Racking | Shippable | 5.29
211-0495 | 211-0495 |  |  | UniRac, SunFrame Splice Bar, Mill, Qty. 1, 303001M | Inventory Item | 3.96 |  |  |  | No | Racking | Vendor De-listing | 0
211-0496 : 211-0496 : 211-0496 : 211-0496 : 211-0496_U | 211-0496 : 211-0496 : 211-0496 : 211-0496_U |  |  | UniRac, SolarMount Splice-Bar, Integrated Bonding, Dark Qty. 1, 303019D | Inventory Item | 6.13 |  |  |  | No | Racking | Shippable | 6.06
211-0499 | 211-0499 |  |  | UniRac, Metal R Panel Roof Mount, 004257M | Inventory Item | 7.6 |  |  |  | No | Racking | Soligent De-listing | 7
211-0500 | 211-0500 |  |  | UniRac, SolarMount Open Slot L-Foot, Serrated, Integrated Bonding, with T-Bolt, Dark, Qty. 1, 304002D | Inventory Item | 4.54 |  |  |  | No | Racking | Soligent De-listing | 4.18
211-0502 | 211-0502 |  |  | ProSolar, SolarWedge, 5 Degrees, 5” lower & 8”upper posts, Qty. 1 Box of 6,SW5A-1 | Inventory Item | 132.56 |  |  |  | No | Racking | Soligent De-listing | 126.68
211-0503 | 211-0503 |  |  | ProSolar, SolarWedge, 10 Degrees, 5” lower & 12”upper posts, Qty. 1 Box of 6,SW10A-1 | Inventory Item | 139.17 |  |  |  | No | Racking | Soligent De-listing | 133
211-0504 | 211-0504 |  |  | ProSolar, SolarWedge, 15 Degrees, 5” lower & 17”upper posts, Qty. 1 Box of 6,SW15A-1 | Inventory Item | 153.54 |  |  |  | No | Racking | Soligent De-listing | 146.73
211-0505 | 211-0505 |  |  | ProSolar, Universal Self-Grounding Splice, includes Hardware, for Black or Clear 2.0 & 3” Rails, Qty. 1, A-2.0 SPLICE-20 | Inventory Item | 3.47 |  |  |  | No | Racking | Shippable | 3.43
211-0506 | 211-0506 |  |  | PLP, Power Rail Standoff, Easy Power Post, 3", 1.31" diameter, Clear, Qty. 1, EP3 | Inventory Item | 28 |  |  |  | No | Racking | Shippable | 27.65
211-0507 | 211-0507 |  |  | PLP, Power Rail Standoff, Easy Power Post, 4", 1.31" diameter, Clear, Qty. 1, EP4 | Inventory Item | 30.59 |  |  |  | No | Racking | Shippable | 30.21
211-0508 | 211-0508 |  |  | PLP, Power Rail Standoff, Easy Power Post, 5", 1.31" diameter, Clear, Qty. 1, EP5 | Inventory Item | 28.73 |  |  |  | No | Racking | Shippable | 28.37
211-0509 | 211-0509 |  |  | PLP, Power Rail Standoff, Easy Power Post, 6", 1.31" diameter, Clear, Qty. 1, EP6 | Inventory Item | 32.47 |  |  |  | No | Racking | Shippable | 32.06
211-0510 | 211-0510 |  |  | PLP, Power Rail Standoff, Easy Power Post, 7", 1.31" diameter, Clear, Qty. 1, EP7 | Inventory Item | 31.41 |  |  |  | No | Racking | Shippable | 31.01
211-0517 | 211-0517 |  |  | ProSolar, SolarWedge, 10 Degrees, 5” lower & 12”upper posts, Qty. 1 ,SW10A-1 | Inventory Item | 23.19 |  |  |  | No | Racking | Soligent De-listing | 22.17
211-0518 | 211-0518 |  |  | ProSolar, SolarWedge, 15 Degrees, 5” lower & 17”upper posts, Qty. 1 ,SW15A-1 | Inventory Item | 25.59 |  |  |  | No | Racking | Soligent De-listing | 24.46
211-0519 | 211-0519 |  |  | K2, 44X Rail Connector (splice) with Hardware, Dark Finish, 4000052 | Inventory Item | 0.13 |  |  |  | No | Racking | Shippable | 0.13
211-0523 | 211-0523 |  |  | SunModo, NanoMount, Deck Comp Roofs, Black, K50044-BK3 | Inventory Item | 6.9 |  |  |  | No | Racking | Vendor De-listing | 6.81
211-0524 | 211-0524 |  |  | K2, 44X Rail Connector (splice) with Hardware, Mill Finish, 4000051 | Inventory Item | 0.13 |  |  |  | No | Racking | Soligent De-listing | 0.13
211-0534 | 211-0534 |  |  | IronRidge, Aire Tie, A2 (Bonded Splice), AE-A2TIE-01-M1 | Inventory Item | 5 |  |  |  | No | Racking | Shippable | 4.94
211-7000 | 211-7000 |  |  | SnapNrack, SpeedSeal ¾ in. EMT Conduit Mounting kit, 242-05164 | Inventory Item | 5.3 |  |  |  | No | Racking | Shippable | 5
211-7003 | 211-7003 |  |  | QuickMount, Halo Ultra Grip, Black Finish, QM-HUG-01-B1 | Inventory Item | 7.3 |  |  |  | No | Racking | Shippable | 7.21
212-0001 | 212-0001 |  |  | IronRidge, All Tile Hook Flashing, Qty. 1, ATHF-01-M1 | Inventory Item | 2.11 |  |  |  | No | Racking | Vendor De-listing | 1.99
212-0011 | 212-0011 |  |  | SnapNrack, Ultra Rail Adjustable Tile Hook, 242-02729 | Inventory Item | 8.29 |  |  |  | No | Racking | Shippable | 8.19
212-0012 | 212-0012 |  |  | K2, EverFlash Flat Tile Hook with Butyl Seal, 4000141-B | Inventory Item | 8.56 |  |  |  | No | Racking | Shippable | 7.43
212-0013 | 212-0013 |  |  | K2, Universal Tile hook 5.5” Base Kit with Butyl Seal, 4000142-B | Inventory Item | 11.74 |  |  |  | No | Racking | Shippable | 10.2
212-1113 | 212-1113 |  |  | SnapNrack, Tile Hook Replacement Flashing, Flat-Tile, 232-60055 | Inventory Item | 8.87 |  |  |  | No | Racking | Shippable | 8.76
213-0003 | 213-0003 |  |  | UniRac, SFM Infinity Rail-Less, Tile Replacement Flash Kit TRIM ATT, 00520TR | Inventory Item | 13.76 |  |  |  | No | Racking | Soligent De-listing | 13.59
213-0004 | 213-0004 |  |  | UniRac, SFM Infinity Rail-Less, Tile Replacement SLIDER, 00527TR | Inventory Item | 7.19 |  |  |  | No | Racking | Soligent De-listing | 7.1
213-0005 | 213-0005 |  |  | UniRac, SFM Infinity Rail-Less, Flat Tile Replacement, Adobe, 005TRFA | Inventory Item | 18.63 |  |  |  | No | Racking | Soligent De-listing | 18.4
213-0006 | 213-0006 |  |  | UniRac, SFM Infinity Rail-Less, Flat Tile Replacement, Charcoal, 005TRFD | Inventory Item | 18.63 |  |  |  | No | Racking | Soligent De-listing | 18.4
213-0007 | 213-0007 |  |  | UniRac, SFM Infinity Rail-Less, Flat Tile Replacement, Mill, 005TRFM | Inventory Item | 16.72 |  |  |  | No | Racking | Soligent De-listing | 16.51
213-0008 | 213-0008 |  |  | UniRac, SFM Infinity Rail-Less, S Tile Replacement, Adobe, 005TRSA | Inventory Item | 18.09 |  |  |  | No | Racking | Soligent De-listing | 17.86
213-0009 | 213-0009 |  |  | UniRac, SFM Infinity Rail-Less, S Tile Replacement, Charcoal, 005TRSD | Inventory Item | 18.09 |  |  |  | No | Racking | Soligent De-listing | 17.86
213-0010 | 213-0010 |  |  | UniRac, SFM Infinity Rail-Less, S Tile Replacement, Mill, 005TRSM | Inventory Item | 16.18 |  |  |  | No | Racking | Soligent De-listing | 15.97
213-0011 | 213-0011 |  |  | UniRac, SFM Infinity Rail-Less, W Tile Replacement, Adobe, 005TRWA | Inventory Item | 17.89 |  |  |  | No | Racking | Soligent De-listing | 17.66
213-0012 | 213-0012 |  |  | UniRac, SFM Infinity Rail-Less, W Tile Replacement, Charcoal, 005TRWD | Inventory Item | 17.89 |  |  |  | No | Racking | Soligent De-listing | 17.66
213-0013 | 213-0013 |  |  | UniRac, SFM Infinity Rail-Less, W Tile Replacement, Mill, 005TRWM | Inventory Item | 15.96 |  |  |  | No | Racking | Soligent De-listing | 15.76
213-0018 | 213-0018 |  |  | UniRac, SFM Infinity Rail-Less, Universal Trim Rail 65.5", Dark, Qty. 1 package of 4, 250100U | Inventory Item | 33.32 |  |  |  | No | Racking | Vendor De-listing | 24.38
213-0019 | 213-0019 |  |  | UniRac, SFM Infinity Rail-Less, Universal Trim Rail Clip, Qty. 1, 250110U | Inventory Item | 2.85 |  |  |  | No | Racking | Vendor De-listing | 2.09
213-0023 | 213-0023 |  |  | UniRac, Solar Stack Flush Pedestal 8 inch, STK-FLPDSTL8 | Inventory Item | 17.6 |  |  |  | No | Racking | Vendor De-listing | 0
213-0024 | 213-0024 |  |  | UniRac, Solar Stack Flush Pedestal 12 inch, STK-FLPDSTL12 | Inventory Item | 24.79 |  |  |  | No | Racking | Vendor De-listing | 19.31
213-0025 | 213-0025 |  |  | UniRac, Solar Stack 5 Degree Pedestal Pair, includes 1 High and 1 Low Pedestal, STK-5DPDSTL | Inventory Item | 38.01 |  |  |  | No | Racking | Vendor De-listing | 29.62
213-0026 | 213-0026 |  |  | UniRac, Solar Stack Flush Pedestal End Cap, 1 Pair, STK-FLCAP | Inventory Item | 5.12 |  |  |  | No | Racking | Vendor De-listing | 3.99
213-0028 | 213-0028 |  |  | UniRac, Ecolibrium, EcoX Flashing, Comp Shingle – Black, ES10197 | Inventory Item | 2.51 |  |  |  | No | Racking | Vendor De-listing | 2.31
213-0029 | 213-0029 |  |  | UniRac, Ecolibrium, EcoX Flashing Comp Shingle - Mill Finish, ES12017 | Inventory Item | 2.18 |  |  |  | No | Racking | Vendor De-listing | 2
213-0030 | 213-0030 |  |  | UniRac, Ecolibrium, EcoX Base, Comp Shingle (includes Lag, Washer), ES10195 | Inventory Item | 3.92 |  |  |  | No | Racking | Vendor De-listing | 3.61
213-0031 | 213-0031 |  |  | UniRac, Ecolibrium, EcoX Universal Clamp, ES10619 | Inventory Item | 5.21 |  |  |  | No | Racking | Soligent De-listing | 4.79
213-0032 | 213-0032 |  |  | UniRac, Ecolibrium, EcoX Universal Coupling, ES10616 | Inventory Item | 7.44 |  |  |  | No | Racking | Soligent De-listing | 6.85
213-0033 | 213-0033 |  |  | UniRac, Ecolibrium, EcoX Universal Skirt, Landscape, ES10608 | Inventory Item | 18.19 |  |  |  | No | Racking | Vendor De-listing | 16.75
213-0034 | 213-0034 |  |  | UniRac, Ecolibrium, EcoX Universal Skirt, Double Portrait, ES10609 | Inventory Item | 21.51 |  |  |  | No | Racking | Vendor De-listing | 19.8
213-0035 | 213-0035 |  |  | UniRac, Ecolibrium, EcoX Skirt Spacer, 32mm, ES10602 | Inventory Item | 0.44 |  |  |  | No | Racking | Vendor De-listing | 0.4
213-0036 | 213-0036 |  |  | UniRac, Ecolibrium, EcoX Skirt Spacer, 33mm, ES10603 | Inventory Item | 0.44 |  |  |  | No | Racking | Vendor De-listing | 0.4
213-0037 | 213-0037 |  |  | UniRac, Ecolibrium, EcoX Skirt Spacer, 35mm, ES10604 | Inventory Item | 0.44 |  |  |  | No | Racking | Vendor De-listing | 0.4
213-0038 | 213-0038 |  |  | UniRac, Ecolibrium, EcoX Skirt Spacer, 38mm, ES10605 | Inventory Item | 0.44 |  |  |  | No | Racking | Vendor De-listing | 0.4
213-0039 | 213-0039 |  |  | UniRac, Ecolibrium, EcoX Skirt Spacer, 40mm, ES10606 | Inventory Item | 0.44 |  |  |  | No | Racking | Vendor De-listing | 0.4
213-0040 | 213-0040 |  |  | UniRac, Ecolibrium, EcoX Skirt Spacer, 46mm, ES10607 | Inventory Item | 0.44 |  |  |  | No | Racking | Vendor De-listing | 0.4
213-0041 | 213-0041 |  |  | UniRac, Ecolibrium, EcoX Junction Box Bracket, Mount to EcoX Universal Base, ES10144 | Inventory Item | 9.09 |  |  |  | No | Racking | Vendor De-listing | 8.37
213-0042 | 213-0042 |  |  | UniRac, Ecolibrium, EcoX Base Mounted Conduit Bracket, Mount to EcoX Universal Base, ES10267 | Inventory Item | 3.1 |  |  |  | No | Racking | Vendor De-listing | 2.85
213-0043 | 213-0043 |  |  | UniRac, Ecolibrium, EcoX Service Nut, ES10261 | Inventory Item | 1.28 |  |  |  | No | Racking | Soligent De-listing | 1.18
213-0044 | 213-0044 |  |  | UniRac, Ecolibrium, EcoX Coupler to Base Kit, ES10954 | Inventory Item | 3.83 |  |  |  | No | Racking | Vendor De-listing | 3.53
213-0045 | 213-0045 |  |  | UniRac, Ecolibrium, EcoX Universal Base, 5", ES10274 | Inventory Item | 3.8 |  |  |  | No | Racking | Vendor De-listing | 3.49
213-0046 | 213-0046 |  |  | UniRac, Ecolibrium, EcoX Universal Base, 9", ES10282 | Inventory Item | 6.64 |  |  |  | No | Racking | Vendor De-listing | 6.12
213-0047 | 213-0047 |  |  | UniRac, Ecolibrium, EcoX Universal Base, 12.5", ES10190 | Inventory Item | 7.62 |  |  |  | No | Racking | Vendor De-listing | 7.02
213-0048 | 213-0048 |  |  | UniRac, Ecolibrium, EcoX Deck Mount Hardware Kit, ES10222 | Inventory Item | 6.91 |  |  |  | No | Racking | Vendor De-listing | 6.36
213-0049 | 213-0049 |  |  | UniRac, Ecolibrium, EcoX North Row Extension Kit (Includes Clamp), ES10186 | Inventory Item | 17.36 |  |  |  | No | Racking | Vendor De-listing | 15.98
213-0050 | 213-0050 |  |  | UniRac, Ecolibrium, EcoX Clamp, End, ES10136 | Inventory Item | 6.91 |  |  |  | No | Racking | Vendor De-listing | 6.36
213-0056 | 213-0056 |  |  | UniRac, Ecolibrium, MetalX, Mid Clamp 30 Kit, ES10836 | Inventory Item | 5.15 |  |  |  | No | Racking | Shippable | 4.86
213-0057 | 213-0057 |  |  | UniRac, Ecolibrium, MetalX, End Clamp 30 Kit, ES10835 | Inventory Item | 5.15 |  |  |  | No | Racking | Shippable | 4.86
213-0058 | 213-0058 |  |  | UniRac, Ecolibrium, MetalX-EcoX, Mid-Coupling 30, ES10924 | Inventory Item | 7.08 |  |  |  | No | Racking | Vendor De-listing | 6.52
213-0059 | 213-0059 |  |  | UniRac, Ecolibrium, MetalX, Hex Bolt M8 X 55, ES10889 | Inventory Item | 0.75 |  |  |  | No | Racking | Soligent De-listing | 0.7
213-0060 | 213-0060 |  |  | UniRac, Ecolibrium, MetalX, Hex Bolt M8 X 60, ES10890 | Inventory Item | 0.75 |  |  |  | No | Racking | Soligent De-listing | 0.7
213-0061 | 213-0061 |  |  | UniRac, Ecolibrium, MetalX, Hex Bolt M8 X 65, ES10891 | Inventory Item | 0.75 |  |  |  | No | Racking | Soligent De-listing | 0.7
213-0062 | 213-0062 |  |  | UniRac, Ecolibrium, MetalX, Hex Bolt M8 X 70, ES10892 | Inventory Item | 0.75 |  |  |  | No | Racking | Soligent De-listing | 0.7
213-0063 | 213-0063 |  |  | UniRac, Ecolibrium, MetalX, Hex Bolt M8 X 75, ES10893 | Inventory Item | 0.91 |  |  |  | No | Racking | Soligent De-listing | 0.84
213-0064 | 213-0064 |  |  | UniRac, Ecolibrium, MetalX, Hex Bolt M8 Washer, ES10894 | Inventory Item | 0.07 |  |  |  | No | Racking | Soligent De-listing | 0.06
213-0065 | 213-0065 |  |  | UniRac, Ecolibrium, MetalX, Hex Bolt 5/16-18 X 2”, ES10085 | Inventory Item | 0.91 |  |  |  | No | Racking | Shippable | 0.84
213-0066 | 213-0066 |  |  | UniRac, Ecolibrium, MetalX, Hex Bolt 5/16-18 X 2.5”, ES10079 | Inventory Item | 0.91 |  |  |  | No | Racking | Shippable | 0.84
213-0069 | 213-0069 |  |  | EcoFasten, Rock-It GF-1 Galvanized Flashing, Black, 1510048 | Inventory Item | 2.53 |  |  |  | No | Racking | Soligent De-listing | 2.4
213-0070 | 213-0070 |  |  | EcoFasten, Rock-It, 4” Slide for Comp Roof, ROCK-IT SLDCOMP BLK (4") | Inventory Item | 3.05 |  |  |  | No | Racking | Soligent De-listing | 2.9
213-0071 | 213-0071 |  |  | EcoFasten, Rock-It, 8” Slide for Comp Roof, ROCK-IT SLIDETILE V2 (8") | Inventory Item | 4.14 |  |  |  | No | Racking | Soligent De-listing | 3.92
213-0072 | 213-0072 |  |  | EcoFasten, Rock-It, V3 Module Mount, ROCK-IT V3 MNT | Inventory Item | 7.69 |  |  |  | No | Racking | Soligent De-listing | 7.29
213-0073 | 213-0073 |  |  | EcoFasten, Rock-It, V3 Coupling, Black, ROCK-IT V3 COUPL | Inventory Item | 9.01 |  |  |  | No | Racking | Soligent De-listing | 8.55
213-0074 | 213-0074 |  |  | EcoFasten, Rock-It, V3 Skirt, Black, ROCK-IT V3 SKIRT A80 | Inventory Item | 22.57 |  |  |  | No | Racking | Soligent De-listing | 21.41
213-0075 | 213-0075 |  |  | EcoFasten, Rock-It, Micro/Optimizer Mounting Clip, ROCK-IT CLIP 2.0 | Inventory Item | 2.07 |  |  |  | No | Racking | Soligent De-listing | 1.96
213-0078 | 213-0078 |  |  | Roof Tech, RT-Mini II Base Kit, RT2-00-MINIBK2 | Inventory Item | 6.48 |  |  |  | No | Racking | Soligent De-listing | 6.4
213-0080 | 213-0080 |  |  | Roof Tech, RT Mini Base Kit, RT2-00-MINIBK | Inventory Item | 7 |  |  |  | No | Racking | Shippable | 6.91
213-0081 | 213-0081 |  |  | Roof Tech, RT-[E] Mount Butyl Tape, Qty. 1Pack of 10 Pieces, RT2-04-MNBUTYL | Inventory Item | 17.22 |  |  |  | No | Racking | Shippable | 17
213-0082 | 213-0082 |  |  | Roof Tech, 5/16 X 30mm Hex Bolt and Flange Nut, for RT Mini, Qty.1 bag of 100 each, RT2-04-BN30SL-US | Inventory Item | 53.16 |  |  |  | No | Racking | Vendor De-listing | 52.5
220-0106 | 220-0106 |  |  | Tamarack, Top of Pole Mount use 6" Pipe, Specify Qty. & Module, UNI-TP-12LL | Inventory Item | 1674 |  |  |  | No | Racking | Soligent De-listing | 0
220-0116 | 220-0116 |  |  | UniRac, PoleSide Rack with Adjustable Tilt, 3" Pole, Rail Length 60"/32", 400215 | Inventory Item | 390.72 |  |  |  | No | Racking | Soligent De-listing | 0
220-0117 | 220-0117 |  |  | UniRac, PoleSide Rack with Adjustable Tilt, 3" Pole, Rail Length 64"/40", 400219 | Inventory Item | 9.3 |  |  |  | No | Racking | Vendor De-listing | 0
220-0141 | 220-0141 |  |  | UniRac, PoleTop Rack for 4 Sharp 80W, Rail Length 84"/32", 500123 | Inventory Item | 54.08 |  |  |  | No | Racking | Vendor De-listing | 0
220-0186 | 220-0186 |  |  | Tamarack, Top of Pole Mount use 4" Pipe, Specify Qty. & Module, UNI-TP/02 | Inventory Item | 400 |  |  |  | No | Racking | Soligent De-listing | 0
220-0198 | 220-0198 |  |  | UniRac, PoleTop Rack for 2 Sharp 170/175 VE Frame Modules, Rail Length 78"/40", 500131 | Inventory Item | 155.03 |  |  |  | No | Racking | Vendor De-listing | 0
220-0199 | 220-0199 |  |  | Tamarack, Top of Pole Mount use 6" Pipe, Specify Qty. & Module, UNI-TP/06LL | Inventory Item | 1074 |  |  |  | No | Racking | Soligent De-listing | 0
220-0200 | 220-0200 |  |  | Tamarack, Top of Pole Mount use 4" Pipe, Specify Qty. & Module, UNI-TP/04A | Inventory Item | 570 |  |  |  | No | Racking | Soligent De-listing | 0
220-0201 | 220-0201 |  |  | Tamarack, Top of Pole Mount use 4" Pipe, Specify Qty. & Module, UNI-TP/03 | Inventory Item | 454 |  |  |  | No | Racking | Soligent De-listing | 0
220-0202 | 220-0202 |  |  | Tamarack, Top of Pole Mount use 6" Pipe, Specify Qty. & Module, UNI-TP/08 | Inventory Item | 1106 |  |  |  | No | Racking | Soligent De-listing | 0
220-0203 | 220-0203 |  |  | Tamarack, Top of Pole Mount use 4" Pipe, Specify Qty. & Module, UNI-TP/04 | Inventory Item | 506 |  |  |  | No | Racking | Soligent De-listing | 0
220-0222 | 220-0222 |  |  | Tamarack, Single Arm Mount for Small Modules with Inside extrusion dimension between 5.0" to 12.6", UNI-SA/14.0 | Inventory Item | 107 |  |  |  | No | Racking | Soligent De-listing | 0
220-0232 | 220-0232 |  |  | Tamarack, Top of Pole Mount use 4" Pipe, Specify Qty. & Module, UNI-TP/02A | Inventory Item | 422 |  |  |  | No | Racking | Soligent De-listing | 0
220-0233 | 220-0233 |  |  | Tamarack, Top of Pole Mount use 6" Pipe, Specify Qty. & Module, UNI-TP/06 | Inventory Item | 1032 |  |  |  | No | Racking | Soligent De-listing | 0
220-0234 | 220-0234 |  |  | Tamarack, Top of Pole Mount use 6" Pipe, Specify Qty. & Module, UNI-TP/08LL | Inventory Item | 1147.98 |  |  |  | No | Racking | Soligent De-listing | 0
220-0235 | 220-0235 |  |  | Tamarack, Top of Pole Mount use 6" Pipe, Specify Qty. & Module, UNI-TP/10 | Inventory Item | 1254 |  |  |  | No | Racking | Soligent De-listing | 0
220-0236 | 220-0236 |  |  | Tamarack, Top of Pole Mount use 6" Pipe, Specify Qty. & Module, UNI-TP/12 | Inventory Item | 1632 |  |  |  | No | Racking | Soligent De-listing | 0
220-0237 | 220-0237 |  |  | Tamarack, Single Arm Mount for Small Modules with Inside extrusion dimension between 12.6" to 21.1", UNI/SA/21.5 | Inventory Item | 94 |  |  |  | No | Racking | Soligent De-listing | 0
220-0238 | 220-0238 |  |  | IronRidge, Top of Pole Mount Cross Rail 51-0627-100 | Inventory Item | 275 |  |  |  | No | Racking | Soligent De-listing | 0
220-0272 | 220-0272 |  |  | UniRac, PoleSide Rack with Adjustable Tilt, 2-1/2" Pole, Rail Length 40"/35", 400209 | Inventory Item | 272 |  |  |  | No | Racking | Soligent De-listing | 0
220-0280 | 220-0280 |  |  | Tamarack, Side of Pole Mount for Modules up to 45" wide, 2" to 4.5" Pipe, UNI-SP/02 | Inventory Item | 300 |  |  |  | No | Racking | Soligent De-listing | 0
220-0289 | 220-0289 |  |  | Tamarack, Side of Pole Mount for Modules up to 25" wide, 2" to 4.5" Pipe, UNI-SP/01 | Inventory Item | 137 |  |  |  | No | Racking | Soligent De-listing | 0
220-0299 | 220-0299 |  |  | UniRac, PoleTop Rack for 4 STP170 or SPR210, Rail Length 64"/102", with High Wind Brace, 501453 | Inventory Item | 41.58 |  |  |  | No | Racking | Vendor De-listing | 0
220-0302 | 220-0302 |  |  | DPW, TPM, Stainless Steel Hardware package for Top-of-Pole 12 Modules, TPM SSH 12 | Inventory Item | 81.06 |  |  |  | No | Racking | Shippable | 76.5
220-0329 | 220-0329 |  |  | Tamarack, Side of Pole Mount for Modules up to 27" wide, 2" to 4.5" Pipe, UNI-SP/01XH | Inventory Item | 258 |  |  |  | No | Racking | Soligent De-listing | 0
220-0330 | 220-0330 |  |  | Tamarack, Side of Pole Mount for Modules up to 30" wide, 2" to 4.5" Pipe, UNI-SP/01XX | Inventory Item | 342 |  |  |  | No | Racking | Soligent De-listing | 0
220-0331 | 220-0331 |  |  | Tamarack, Side of Pole Mount for Modules up to 55" wide, 2" to 4.5" Pipe, UNI-SP/02A | Inventory Item | 316 |  |  |  | No | Racking | Soligent De-listing | 0
220-0332 | 220-0332 |  |  | Tamarack, Side of Pole Mount for Modules up to 45" wide, 2" to 4.5" Pipe, UNI-SP/02X | Inventory Item | 368 |  |  |  | No | Racking | Soligent De-listing | 0
220-0333 | 220-0333 |  |  | Tamarack, Side of Pole Mount for Modules up to 70" wide, 2" to 4.5" Pipe, UNI-SP/03 | Inventory Item | 400 |  |  |  | No | Racking | Soligent De-listing | 0
220-0334 | 220-0334 |  |  | Tamarack, Single Arm Mount for Small Modules with Inside extrusion dimension between 15.6" to 26", UNI-SA/26.0 | Inventory Item | 104 |  |  |  | No | Racking | Soligent De-listing | 0
220-0341 | 220-0341 |  |  | DPW, TPM, Upgrade sleeve for Top-of-Pole, 6" mounting pole to 8" pole, TPM MSU6-8 | Inventory Item | 137.09 |  |  |  | No | Racking | Shippable | 129.38
220-0351 | 220-0351 |  |  | IronRidge, SGA Rail Connector, for 2" pipe, 29-7001-001 | Inventory Item | 19 |  |  |  | No | Racking | Vendor De-listing | 0
220-0352 | 220-0352 |  |  | IronRidge, SGA Rail Connector, for 3" pipe, 29-7001-000 | Inventory Item | 7.83 |  |  |  | No | Racking | Vendor De-listing | 7.35
220-0371 | 220-0371 |  |  | Tamarack, Side of Pole Mount for Modules up to 27.5" wide, 2" to 4.5" Pipe, UNI-SP/01A | Inventory Item | 137 |  |  |  | No | Racking | Soligent De-listing | 0
220-0405 | 220-0405 |  |  | DPW, TPM, High Wind Option for Top-of-Pole Mount, 130 MPH, Class C Wind Zone, add 25%, call for quote, Enter Quote Number and Custom Price, , TPM HWV | Non-inventory Item | 0 |  |  |  | No | Racking | Shippable | 0
220-0406 | 220-0406 |  |  | DPW, TPM, Finish Upgrade Option for Top-of-Pole Mount, Hot-Dip Galvanized Steel Components, add 60%, call for quote, Enter Quote Number and Custom Price, , TPM HGS | Non-inventory Item | 0 |  |  |  | No | Racking | Soligent De-listing | 0
220-0407 | 220-0407 |  |  | DPW, TPM, Finish Upgrade Option for Top-of-Pole Mount, Powder coated Steel Components, add 25%, call for quote, Enter Quote Number and Custom Price, , TPM PCS | Non-inventory Item | 0 |  |  |  | No | Racking | Soligent De-listing | 0
220-0408 | 220-0408 |  |  | DPW, TPM, Stainless Steel Hardware package for Top-of-Pole 1 Module, TPM SSH 1 | Inventory Item | 6.56 |  |  |  | No | Racking | Soligent De-listing | 6.19
220-0409 | 220-0409 |  |  | DPW, TPM, Stainless Steel Hardware package for Top-of-Pole 2 Modules, TPM SSH 2 | Inventory Item | 81.06 |  |  |  | No | Racking | Soligent De-listing | 76.5
220-0410 | 220-0410 |  |  | DPW, TPM, Stainless Steel Hardware package for Top-of-Pole 4 Modules, TPM SSH 4 | Inventory Item | 50 |  |  |  | No | Racking | Soligent De-listing | 0
220-0411 | 220-0411 |  |  | DPW, TPM, Stainless Steel Hardware package for Top-of-Pole 6 Modules, TPM SSH 6 | Inventory Item | 37.55 |  |  |  | No | Racking | Soligent De-listing | 35.44
220-0412 | 220-0412 |  |  | DPW, TPM, Stainless Steel Hardware package for Top-of-Pole 9 Modules, TPM SSH 9 | Inventory Item | 56.03 |  |  |  | No | Racking | Shippable | 52.87
220-0413 | 220-0413 |  |  | DPW, TPM, Stainless Steel Hardware package for Top-of-Pole 10 Modules, TPM SSH 10 | Inventory Item | 117 |  |  |  | No | Racking | Soligent De-listing | 0
220-0414 | 220-0414 |  |  | DPW, TPM, Stainless Steel Hardware package for Top-of-Pole 14 Modules, TPM SSH 14 | Inventory Item | 87.02 |  |  |  | No | Racking | Soligent De-listing | 82.13
220-0415 | 220-0415 |  |  | DPW, TPM, Stainless Steel Hardware package for Top-of-Pole 16 Modules, TPM SSH 16 | Inventory Item | 204 |  |  |  | No | Racking | Soligent De-listing | 0
220-0416 | 220-0416 |  |  | DPW, TPM, Stainless Steel Hardware package for Top-of-Pole 18 Modules, TPM SSH 18 | Inventory Item | 115.03 |  |  |  | No | Racking | Soligent De-listing | 108.56
220-0417 | 220-0417 |  |  | DPW, TPM, Upgrade sleeve for Top-of-Pole, 2" mounting pole to 2.5" pole, TPM MSU2-2.5 | Inventory Item | 15.5 |  |  |  | No | Racking | Soligent De-listing | 14.62
220-0418 | 220-0418 |  |  | DPW, TPM, Upgrade sleeve for Top-of-Pole, 2" mounting pole to 3" pole, TPM MSU2-3 | Inventory Item | 38 |  |  |  | No | Racking | Soligent De-listing | 0
220-0419 | 220-0419 |  |  | DPW, TPM, Upgrade sleeve for Top-of-Pole, 2" mounting pole to 4" pole, TPM MSU2-4 | Inventory Item | 50 |  |  |  | No | Racking | Soligent De-listing | 0
220-0420 | 220-0420 |  |  | DPW, TPM, Upgrade sleeve for Top-of-Pole, 2" mounting pole to 6" pole, TPM MSU2-6 | Inventory Item | 130 |  |  |  | No | Racking | Soligent De-listing | 0
220-0421 | 220-0421 |  |  | DPW, TPM, Upgrade sleeve for Top-of-Pole, 2" mounting pole to 8" pole, TPM MSU2-8 | Inventory Item | 347 |  |  |  | No | Racking | Soligent De-listing | 0
220-0422 | 220-0422 |  |  | DPW, TPM, Upgrade sleeve for Top-of-Pole, 2.5" mounting pole to 3" pole, TPM MSU2.5-3 | Inventory Item | 31 |  |  |  | No | Racking | Soligent De-listing | 0
220-0423 | 220-0423 |  |  | DPW, TPM, Upgrade sleeve for Top-of-Pole, 2.5" mounting pole to 4" pole, TPM MSU2.5-4 | Inventory Item | 44 |  |  |  | No | Racking | Soligent De-listing | 0
220-0424 | 220-0424 |  |  | DPW, TPM, Upgrade sleeve for Top-of-Pole, 2.5" mounting pole to 6" pole, TPM MSU2.5-6 | Inventory Item | 124 |  |  |  | No | Racking | Soligent De-listing | 0
220-0425 | 220-0425 |  |  | DPW, TPM, Upgrade sleeve for Top-of-Pole, 2.5" mounting pole to 8" pole, TPM MSU2.5-8 | Inventory Item | 322 |  |  |  | No | Racking | Soligent De-listing | 0
220-0426 | 220-0426 |  |  | DPW, TPM, Upgrade sleeve for Top-of-Pole, 3" mounting pole to 4" pole, TPM MSU3-4 | Inventory Item | 19.07 |  |  |  | No | Racking | Soligent De-listing | 18
220-0427 | 220-0427 |  |  | DPW, TPM, Upgrade sleeve for Top-of-Pole, 3" mounting pole to 6" pole, TPM MSU3-6 | Inventory Item | 117 |  |  |  | No | Racking | Soligent De-listing | 0
220-0428 | 220-0428 |  |  | DPW, TPM, Upgrade sleeve for Top-of-Pole, 3" mounting pole to 8" pole, TPM MSU3-8 | Inventory Item | 155.56 |  |  |  | No | Racking | Soligent De-listing | 146.81
220-0429 | 220-0429 |  |  | DPW, TPM, Upgrade sleeve for Top-of-Pole, 4" mounting pole to 6" pole, TPM MSU4-6 | Inventory Item | 56.03 |  |  |  | No | Racking | Shippable | 52.87
220-0430 | 220-0430 |  |  | DPW, TPM, Upgrade sleeve for Top-of-Pole, 4" mounting pole to 8" pole, TPM MSU4-8 | Inventory Item | 303 |  |  |  | No | Racking | Soligent De-listing | 0
220-0432 | 220-0432 |  |  | DPW, TPM, Stainless Steel Hardware package for Top-of-Pole 15 Modules, TPM SSH 15 | Inventory Item | 93.58 |  |  |  | No | Racking | Soligent De-listing | 88.31
220-0442 | 220-0442 |  |  | DPW, TPM, Top-of-Pole Mount for 1 Type-A Module, 19-23" x 35-44", 1hx1w-P, Enter Module # and Manufacturer, TPM1-A | Inventory Item | 223 |  |  |  | No | Racking | Soligent De-listing | 0
220-0443 | 220-0443 |  |  | DPW, TPM, Top-of-Pole Mount for 2 Type-A Modules, 19-23" x 35-44", 1hx2w-P, Enter Module # and Manufacturer, TPM2-A | Inventory Item | 237 |  |  |  | No | Racking | Soligent De-listing | 0
220-0444 | 220-0444 |  |  | DPW, TPM, Top-of-Pole Mount for 3 Type-A Modules, 19-23" x 35-44", 1hx3w-P, Enter Module # and Manufacturer, TPM3-A | Inventory Item | 473 |  |  |  | No | Racking | Soligent De-listing | 0
220-0445 | 220-0445 |  |  | DPW, TPM, Top-of-Pole Mount for 4 Type-A Modules, 19-23" x 35-44", 1hx4W-P, Enter Module # and Manufacturer, TPM4-A | Inventory Item | 499 |  |  |  | No | Racking | Soligent De-listing | 0
220-0446 | 220-0446 |  |  | DPW, TPM, Top-of-Pole Mount for 6 Type-A Modules, 19-23" x 35-44", 2hx3w-P, Enter Module # and Manufacturer, TPM6-A | Inventory Item | 769 |  |  |  | No | Racking | Soligent De-listing | 0
220-0447 | 220-0447 |  |  | DPW, TPM, Top-of-Pole Mount for 8 Type-A Modules, 19-23" x 35-44", 2hx4W-P, Enter Module # and Manufacturer, TPM8-A | Inventory Item | 917 |  |  |  | No | Racking | Soligent De-listing | 0
220-0448 | 220-0448 |  |  | DPW, TPM, Top-of-Pole Mount for 10 Type-A Modules, 19-23" x 35-44", 5hx2w-L, Enter Module # and Manufacturer, TPM10-A | Inventory Item | 1418 |  |  |  | No | Racking | Soligent De-listing | 0
220-0449 | 220-0449 |  |  | DPW, TPM, Top-of-Pole Mount for 12 Type-A Modules, 19-23" x 35-44", 6hx2w-L, Enter Module # and Manufacturer, TPM12-A | Inventory Item | 1666 |  |  |  | No | Racking | Soligent De-listing | 0
220-0450 | 220-0450 |  |  | DPW, TPM, Top-of-Pole Mount for 14 Type-A Modules, 19-23" x 35-44", 7hx2w-L, Enter Module # and Manufacturer, TPM14-A | Inventory Item | 1841 |  |  |  | No | Racking | Soligent De-listing | 0
220-0451 | 220-0451 |  |  | DPW, TPM, Top-of-Pole Mount for 16 Type-A Modules, 19-23" x 35-44", 8hx2w-L, Enter Module # and Manufacturer, TPM16-A | Inventory Item | 2145 |  |  |  | No | Racking | Soligent De-listing | 0
220-0452 | 220-0452 |  |  | DPW, TPM, Top-of-Pole Mount for 1 Type-B Module, 20-26" x 39-53", 1hx1w-P, Enter Module # and Manufacturer, TPM1-B | Inventory Item | 229 |  |  |  | No | Racking | Soligent De-listing | 0
220-0453 | 220-0453 |  |  | DPW, TPM, Top-of-Pole Mount for 2 Type-B Modules, 20-26" x 39-53", 1hx2w-P, Enter Module # and Manufacturer, TPM2-B | Inventory Item | 634.64 |  |  |  | No | Racking | Soligent De-listing | 598.94
220-0454 | 220-0454 |  |  | DPW, TPM, Top-of-Pole Mount for 3 Type-B Modules, 20-26" x 39-53", 1hx3w-P, Enter Module # and Manufacturer, TPM3-B | Inventory Item | 486 |  |  |  | No | Racking | Soligent De-listing | 0
220-0455 | 220-0455 |  |  | DPW, TPM, Top-of-Pole Mount for 4 Type-B Modules, 20-26" x 39-53", 1hx4W-P, Enter Module # and Manufacturer, TPM4-B | Inventory Item | 788 |  |  |  | No | Racking | Soligent De-listing | 743.68
220-0456 | 220-0456 |  |  | DPW, TPM, Top-of-Pole Mount for 6 Type-B Modules, 20-26" x 39-53", 2hx3w-P, Enter Module # and Manufacturer, TPM6-B | Inventory Item | 850 |  |  |  | No | Racking | Soligent De-listing | 0
220-0457 | 220-0457 |  |  | DPW, TPM, Top-of-Pole Mount for 8 Type-B Modules, 20-26" x 39-53", 2hx4W-P, Enter Module # and Manufacturer, TPM8-B | Inventory Item | 485.17 |  |  |  | No | Racking | Soligent De-listing | 457.88
220-0458 | 220-0458 |  |  | DPW, TPM, Top-of-Pole Mount for 10 Type-B Modules, 20-26" x 39-53", 5hx2w-L, Enter Module # and Manufacturer, TPM10-B | Inventory Item | 1497 |  |  |  | No | Racking | Soligent De-listing | 0
220-0459 | 220-0459 |  |  | DPW, TPM, Top-of-Pole Mount for 12 Type-B Modules, 20-26" x 39-53", 6hx2w-L, Enter Module # and Manufacturer, TPM12-B | Inventory Item | 1754 |  |  |  | No | Racking | Soligent De-listing | 0
220-0460 | 220-0460 |  |  | DPW, TPM, Top-of-Pole Mount for 14 Type-B Modules, 20-26" x 39-53", 7hx2w-L, Enter Module # and Manufacturer, TPM14-B | Inventory Item | 1935 |  |  |  | No | Racking | Soligent De-listing | 0
220-0461 | 220-0461 |  |  | DPW, TPM, Top-of-Pole Mount for 16 Type-B Modules, 20-26" x 39-53", 8hx2w-L, Enter Module # and Manufacturer, TPM16-B | Inventory Item | 2246 |  |  |  | No | Racking | Soligent De-listing | 0
220-0462 | 220-0462 |  |  | DPW, TPM, Top-of-Pole Mount for 1 Type-C Module, 22-27" x 56-63", 1hx1w-P, Enter Module # and Manufacturer, TPM1-C | Inventory Item | 237 |  |  |  | No | Racking | Soligent De-listing | 0
220-0463 | 220-0463 |  |  | DPW, TPM, Top-of-Pole Mount for 2 Type-C Modules, 22-27" x 56-63", 1hx2w-P, Enter Module # and Manufacturer, TPM2-C | Inventory Item | 432 |  |  |  | No | Racking | Soligent De-listing | 0
220-0464 | 220-0464 |  |  | DPW, TPM, Top-of-Pole Mount for 3 Type-C Modules, 22-27" x 56-63", 1hx3w-P, Enter Module # and Manufacturer, TPM3-C | Inventory Item | 499 |  |  |  | No | Racking | Soligent De-listing | 0
220-0465 | 220-0465 |  |  | DPW, TPM, Top-of-Pole Mount for 4 Type-C Modules, 22-27" x 56-63", 1hx4W-P, Enter Module # and Manufacturer, TPM4-C | Inventory Item | 754 |  |  |  | No | Racking | Soligent De-listing | 0
220-0466 | 220-0466 |  |  | DPW, TPM, Top-of-Pole Mount for 6 Type-C Modules, 22-27" x 56-63", 2hx3w-P, Enter Module # and Manufacturer, TPM6-C | Inventory Item | 985 |  |  |  | No | Racking | Soligent De-listing | 0
220-0467 | 220-0467 |  |  | DPW, TPM, Top-of-Pole Mount for 8 Type-C Modules, 22-27" x 56-63", 4hx2w-L, Enter Module # and Manufacturer, TPM8-C | Inventory Item | 1369 |  |  |  | No | Racking | Soligent De-listing | 0
220-0468 | 220-0468 |  |  | DPW, TPM, Top-of-Pole Mount for 9 Type-C Modules, 22-27" x 56-63", 3hx3w-P, Enter Module # and Manufacturer, TPM9-C | Inventory Item | 1685 |  |  |  | No | Racking | Soligent De-listing | 0
220-0469 | 220-0469 |  |  | DPW, TPM, Top-of-Pole Mount for 10 Type-C Modules, 22-27" x 56-63", 5hx2w-L, Enter Module # and Manufacturer, TPM10-C | Inventory Item | 1754 |  |  |  | No | Racking | Soligent De-listing | 0
220-0470 | 220-0470 |  |  | DPW, TPM, Top-of-Pole Mount for 12 Type-C Modules, 22-27" x 56-63", 6hx2w-L, Enter Module # and Manufacturer, TPM12-C | Inventory Item | 1929 |  |  |  | No | Racking | Soligent De-listing | 0
220-0471 | 220-0471 |  |  | DPW, TPM, Top-of-Pole Mount for 14 Type-C Modules, 22-27" x 56-63", 7hx2w-L, Enter Module # and Manufacturer, TPM14-C | Inventory Item | 2550 |  |  |  | No | Racking | Soligent De-listing | 0
220-0472 | 220-0472 |  |  | DPW, TPM, Top-of-Pole Mount for 16 Type-C Modules, 22-27" x 56-63", 8hx2w-L, Enter Module # and Manufacturer, TPM16-C | Inventory Item | 3088 |  |  |  | No | Racking | Soligent De-listing | 0
220-0473 | 220-0473 |  |  | DPW, TPM, Top-of-Pole Mount for 18 Type-C Modules, 22-27" x 56-63", 3hx6w-P, Enter Module # and Manufacturer, TPM18-C | Inventory Item | 3366 |  |  |  | No | Racking | Soligent De-listing | 0
220-0474 | 220-0474 |  |  | DPW, TPM, Top-of-Pole Mount for 1 Type-D Module, 31-33" x 60-67", 1hx1w-P, Enter Module # and Manufacturer, TPM1-D | Inventory Item | 243 |  |  |  | No | Racking | Soligent De-listing | 0
220-0475 | 220-0475 |  |  | DPW, TPM, Top-of-Pole Mount for 2 Type-D Modules, 31-33" x 60-67", 1hx2w-P, Enter Module # and Manufacturer, TPM2-D | Inventory Item | 499 |  |  |  | No | Racking | Soligent De-listing | 0
220-0476 | 220-0476 |  |  | DPW, TPM, Top-of-Pole Mount for 3 Type-D Modules, 31-33" x 60-67", 1hx3w-P, Enter Module # and Manufacturer, TPM3-D | Inventory Item | 692.95 |  |  |  | No | Racking | Soligent De-listing | 653.97
220-0477 | 220-0477 |  |  | DPW, TPM, Top-of-Pole Mount for 4 Type-D Modules, 31-33" x 60-67", 2hx2w-P, Enter Module # and Manufacturer, TPM4-D | Inventory Item | 951.64 |  |  |  | No | Racking | Soligent De-listing | 898.11
220-0478 | 220-0478 |  |  | DPW, TPM, Top-of-Pole Mount for 6 Type-D Modules, 31-33" x 60-67", 2hx3w-P, Enter Module # and Manufacturer, TPM6-D | Inventory Item | 1423 |  |  |  | No | Racking | Soligent De-listing | 0
220-0479 | 220-0479 |  |  | DPW, TPM, Top-of-Pole Mount for 8 Type-D Modules, 31-33" x 60-67", 4hx2w-L, Enter Module # and Manufacturer, TPM8-D | Inventory Item | 1975.11 |  |  |  | No | Racking | Soligent De-listing | 1864.01
220-0480 | 220-0480 |  |  | DPW, TPM, Top-of-Pole Mount for 9 Type-D Modules, 31-33" x 60-67", 3hx3w-P, Enter Module # and Manufacturer, TPM9-D | Inventory Item | 1140.2 |  |  |  | No | Racking | Soligent De-listing | 1076.06
220-0481 | 220-0481 |  |  | DPW, TPM, Top-of-Pole Mount for 10 Type-D Modules, 31-33" x 60-67", 5hx2w-L, Enter Module # and Manufacturer, TPM10-D | Inventory Item | 2610 |  |  |  | No | Racking | Soligent De-listing | 0
220-0482 | 220-0482 |  |  | DPW, TPM, Top-of-Pole Mount for 12 Type-D Modules, 31-33" x 60-67", 3hx4W-P, Enter Module # and Manufacturer, TPM12-D | Inventory Item | 3150 |  |  |  | No | Racking | Soligent De-listing | 0
220-0483 | 220-0483 |  |  | DPW, TPM, Top-of-Pole Mount for 14 Type-D Modules, 31-33" x 60-67", 7hx2w-L, Enter Module # and Manufacturer, TPM14-D | Inventory Item | 3466 |  |  |  | No | Racking | Soligent De-listing | 0
220-0484 | 220-0484 |  |  | DPW, TPM, Top-of-Pole Mount for 15 Type-D Modules, 31-33" x 60-67", 3hx5W-P, Enter Module # and Manufacturer, TPM15-D | Inventory Item | 3749 |  |  |  | No | Racking | Soligent De-listing | 0
220-0485 | 220-0485 |  |  | DPW, TPM, Top-of-Pole Mount for 16 Type-D Modules, 31-33" x 60-67", 4hx4W-P, Enter Module # and Manufacturer, TPM16-D | Inventory Item | 4161 |  |  |  | No | Racking | Soligent De-listing | 0
220-0486 | 220-0486 |  |  | DPW, TPM, Top-of-Pole Mount for 18 Type-D Modules, 31-33" x 60-67", 6hx3w-L, Enter Module # and Manufacturer, TPM18-D | Inventory Item | 2998.5 |  |  |  | No | Racking | Vendor De-listing | 2248.87
220-0487 | 220-0487 |  |  | DPW, TPM, Top-of-Pole Mount for 1 Type-E Module, 38-40" x 51-56", 1hx1w-P, Enter Module # and Manufacturer, TPM1-E | Inventory Item | 250 |  |  |  | No | Racking | Soligent De-listing | 0
220-0488 | 220-0488 |  |  | DPW, TPM, Top-of-Pole Mount for 2 Type-E Modules, 38-40" x 51-56", 1hx2w-P, Enter Module # and Manufacturer, TPM2-E | Inventory Item | 533 |  |  |  | No | Racking | Soligent De-listing | 0
220-0489 | 220-0489 |  |  | DPW, TPM, Top-of-Pole Mount for 3 Type-E Modules, 38-40" x 51-56", 1hx3w-P, Enter Module # and Manufacturer, TPM3-E | Inventory Item | 763 |  |  |  | No | Racking | Soligent De-listing | 0
220-0490 | 220-0490 |  |  | DPW, TPM, Top-of-Pole Mount for 4 Type-E Modules, 38-40" x 51-56", 2hx2w-P, Enter Module # and Manufacturer, TPM4-E | Inventory Item | 931 |  |  |  | No | Racking | Soligent De-listing | 0
220-0491 | 220-0491 |  |  | DPW, TPM, Top-of-Pole Mount for 6 Type-E Modules, 38-40" x 51-56", 3hx2w-L, Enter Module # and Manufacturer, TPM6-E | Inventory Item | 1497 |  |  |  | No | Racking | Soligent De-listing | 0
220-0492 | 220-0492 |  |  | DPW, TPM, Top-of-Pole Mount for 8 Type-E Modules, 38-40" x 51-56", 4hx2w-L, Enter Module # and Manufacturer, TPM8-E | Inventory Item | 2004 |  |  |  | No | Racking | Soligent De-listing | 0
220-0493 | 220-0493 |  |  | DPW, TPM, Top-of-Pole Mount for 9 Type-E Modules, 38-40" x 51-56", 3hx3w-P, Enter Module # and Manufacturer, TPM9-E | Inventory Item | 2373 |  |  |  | No | Racking | Soligent De-listing | 0
220-0494 | 220-0494 |  |  | DPW, TPM, Top-of-Pole Mount for 10 Type-E Modules, 38-40" x 51-56", 5hx2w-L, Enter Module # and Manufacturer, TPM10-E | Inventory Item | 2745 |  |  |  | No | Racking | Soligent De-listing | 0
220-0495 | 220-0495 |  |  | DPW, TPM, Top-of-Pole Mount for 12 Type-E Modules, 38-40" x 51-56", 3hx4W-P, Enter Module # and Manufacturer, TPM12-E | Inventory Item | 3318 |  |  |  | No | Racking | Soligent De-listing | 0
220-0496 | 220-0496 |  |  | DPW, TPM, Top-of-Pole Mount for 14 Type-E Modules, 38-40" x 51-56", 7hx2w-L, Enter Module # and Manufacturer, TPM14-E | Inventory Item | 3641 |  |  |  | No | Racking | Soligent De-listing | 0
220-0497 | 220-0497 |  |  | DPW, TPM, Top-of-Pole Mount for 15 Type-E Modules, 38-40" x 51-56", 5hx3w-L, Enter Module # and Manufacturer, TPM15-E | Inventory Item | 3911 |  |  |  | No | Racking | Soligent De-listing | 0
220-0498 | 220-0498 |  |  | DPW, TPM, Top-of-Pole Mount for 16 Type-E Modules, 38-40" x 51-56", 4hx4W-P, Enter Module # and Manufacturer, TPM16-E | Inventory Item | 4364 |  |  |  | No | Racking | Soligent De-listing | 0
220-0499 | 220-0499 |  |  | DPW, TPM, Top-of-Pole Mount for 18 Type-E Modules, 38-40" x 51-56", 6hx3w-L, Enter Module # and Manufacturer, TPM18-E | Inventory Item | 4971 |  |  |  | No | Racking | Soligent De-listing | 0
220-0500 | 220-0500 |  |  | DPW, TPM, Top-of-Pole Mount for 1 Type-F Module, 38-42" x 58-61", 1hx1w-P, Enter Module # and Manufacturer, TPM1-F | Inventory Item | 256 |  |  |  | No | Racking | Soligent De-listing | 0
220-0501 | 220-0501 |  |  | DPW, TPM, Top-of-Pole Mount for 2 Type-F Modules, 38-42" x 58-61", 1hx2w-P, Enter Module # and Manufacturer, TPM2-F | Inventory Item | 553 |  |  |  | No | Racking | Soligent De-listing | 0
220-0502 | 220-0502 |  |  | DPW, TPM, Top-of-Pole Mount for 3 Type-F Modules, 38-42" x 58-61", 1hx3w-P, Enter Module # and Manufacturer, TPM3-F | Inventory Item | 803 |  |  |  | No | Racking | Soligent De-listing | 0
220-0503 | 220-0503 |  |  | DPW, TPM, Top-of-Pole Mount for 4 Type-F Modules, 38-42" x 58-61", 2hx2w-P, Enter Module # and Manufacturer, TPM4-F | Inventory Item | 985 |  |  |  | No | Racking | Soligent De-listing | 0
220-0504 | 220-0504 |  |  | DPW, TPM, Top-of-Pole Mount for 6 Type-F Modules, 38-42" x 58-61", 3hx2w-L, Enter Module # and Manufacturer, TPM6-F | Inventory Item | 1564 |  |  |  | No | Racking | Soligent De-listing | 0
220-0505 | 220-0505 |  |  | DPW, TPM, Top-of-Pole Mount for 8 Type-F Modules, 38-42" x 58-61", 4hx2w-L, Enter Module # and Manufacturer, TPM8-F | Inventory Item | 2104 |  |  |  | No | Racking | Soligent De-listing | 0
220-0506 | 220-0506 |  |  | DPW, TPM, Top-of-Pole Mount for 9 Type-F Modules, 38-42" x 58-61", 3hx3w-P, Enter Module # and Manufacturer, TPM9-F | Inventory Item | 2482 |  |  |  | No | Racking | Soligent De-listing | 0
220-0507 | 220-0507 |  |  | DPW, TPM, Top-of-Pole Mount for 10 Type-F Modules, 38-42" x 58-61", 5hx2w-L, Enter Module # and Manufacturer, TPM10-F | Inventory Item | 2873 |  |  |  | No | Racking | Soligent De-listing | 0
220-0508 | 220-0508 |  |  | DPW, TPM, Top-of-Pole Mount for 12 Type-F Modules, 38-42" x 58-61", 3hx4W-P, Enter Module # and Manufacturer, TPM12-F | Inventory Item | 3460 |  |  |  | No | Racking | Soligent De-listing | 0
220-0509 | 220-0509 |  |  | DPW, TPM, Top-of-Pole Mount for 14 Type-F Modules, 38-42" x 58-61", 7hx2w-L, Enter Module # and Manufacturer, TPM14-F | Inventory Item | 3641 |  |  |  | No | Racking | Soligent De-listing | 0
220-0510 | 220-0510 |  |  | DPW, TPM, Top-of-Pole Mount for 15 Type-F Modules, 38-42" x 58-61", 5hx3w-L, Enter Module # and Manufacturer, TPM15-F | Inventory Item | 4115 |  |  |  | No | Racking | Soligent De-listing | 0
220-0511 | 220-0511 |  |  | DPW, TPM, Top-of-Pole Mount for 16 Type-F Modules, 38-42" x 58-61", 4hx4W-P, Enter Module # and Manufacturer, TPM16-F | Inventory Item | 4768 |  |  |  | No | Racking | Soligent De-listing | 0
220-0512 | 220-0512 |  |  | DPW, TPM, Top-of-Pole Mount for 18 Type-F Modules, 38-42" x 58-61", 6hx3w-L, Enter Module # and Manufacturer, TPM18-F | Inventory Item | 5260 |  |  |  | No | Racking | Soligent De-listing | 0
220-0513 | 220-0513 |  |  | PLP, TPM, Top-of-Pole Mount for 1 Type-G Module, 37-42" x 61-67", 1hx1w-P, 2" Pipe, Enter Module # and Manufacturer, TPM1-G | Inventory Item | 532.95 |  |  |  | No | Racking | Soligent De-listing | 502.98
220-0514 | 220-0514 |  |  | PLP, TPM, Top-of-Pole Mount for 2 Type-G Modules, 37-42" x 61-67", 1hx2w-P, 3" Pipe, Enter Module # and Manufacturer, TPM2-G | Inventory Item | 689.22 |  |  |  | No | Racking | Shippable | 650.45
220-0515 | 220-0515 |  |  | PLP, TPM, Top-of-Pole Mount for 3 Type-G Modules, 37-42" x 61-67", 1hx3w-P,4" Pipe, Enter Module # and Manufacturer, TPM3-G | Inventory Item | 889.54 |  |  |  | No | Racking | Shippable | 839.5
220-0516 | 220-0516 |  |  | PLP, TPM, Top-of-Pole Mount for 4 Type-G Modules, 37-42" x 61-67", 2hx2w-P, 4" Pipe, Enter Module # and Manufacturer, TPM4-G | Inventory Item | 1067.75 |  |  |  | No | Racking | Shippable | 1007.69
220-0517 | 220-0517 |  |  | PLP, TPM, Top-of-Pole Mount for 6 Type-G Modules, 37-42" x 61-67", 3hx2w-L, 6" Pipe, Enter Module # and Manufacturer, TPM6-G | Inventory Item | 1668.64 |  |  |  | No | Racking | Shippable | 1574.78
220-0518 | 220-0518 |  |  | PLP, TPM, Top-of-Pole Mount for 8 Type-G Modules, 37-42" x 61-67", 4hx2w-L, 6" Pipe, Enter Module # and Manufacturer, TPM8-G | Inventory Item | 2234.38 |  |  |  | No | Racking | Shippable | 2108.7
220-0519 | 220-0519 |  |  | PLP, TPM, Top-of-Pole Mount for 9 Type-G Modules, 37-42" x 61-67", 3hx3w-P, 8" Pipe, Enter Module # and Manufacturer, TPM9-G | Inventory Item | 2346.7 |  |  |  | No | Racking | Shippable | 2214.7
220-0520 | 220-0520 |  |  | PLP, TPM, Top-of-Pole Mount for 10 Type-G Modules, 37-42" x 61-67", 5hx2w-L, 8" Pipe, Enter Module # and Manufacturer, TPM10-G | Inventory Item | 2658.69 |  |  |  | No | Racking | Shippable | 2509.14
220-0521 | 220-0521 |  |  | PLP, TPM, Top-of-Pole Mount for 12 Type-G Modules, 37-42" x 61-67", 3hx4w-P, 8" Pipe, Enter Module # and Manufacturer, TPM12-G | Inventory Item | 3211.63 |  |  |  | No | Racking | Shippable | 3030.98
220-0522 | 220-0522 |  |  | DPW, TPM, Top-of-Pole Mount for 14 Type-G Modules, 37-42" x 61-67", 7hx2w-L, Enter Module # and Manufacturer, TPM14-G | Inventory Item | 2985.75 |  |  |  | No | Racking | Vendor De-listing | 2239.31
220-0523 | 220-0523 |  |  | PLP, TPM, Top-of-Pole Mount for 15 Type-G Modules, 37-42" x 61-67", 5hx3w-L, 8" Pipe, Enter Module # and Manufacturer, TPM15-G | Inventory Item | 4008.54 |  |  |  | No | Racking | Soligent De-listing | 3783.06
220-0524 | 220-0524 |  |  | DPW, TPM, Top-of-Pole Mount for 1 Type-H Module, 38-40" x 77-78", 1hx1w-P, Enter Module # and Manufacturer, TPM1-H | Inventory Item | 290 |  |  |  | No | Racking | Soligent De-listing | 0
220-0525 | 220-0525 |  |  | PLP, TPM, Top-of-Pole Mount for 2 Type-H Module, 38-42" x 67-82", 1hx2w-P, 3" Pipe, Enter Module # and Manufacturer, TPM2-H | Inventory Item | 812.62 |  |  |  | No | Racking | Shippable | 766.91
220-0526 | 220-0526 |  |  | DPW, TPM, Top-of-Pole Mount for 3 Type-H Modules, 38-40" x 77-78", 1hx3w-P, Enter Module # and Manufacturer, TPM3-H | Inventory Item | 958 |  |  |  | No | Racking | Soligent De-listing | 0
220-0527 | 220-0527 |  |  | PLP, TPM, Top-of-Pole Mount for 4 Type-H Module, 38-42" x 67-82", 2hx2w-P, 6" Pipe, Enter Module # and Manufacturer, TPM4-H | Inventory Item | 1184.49 |  |  |  | No | Racking | Soligent De-listing | 1117.86
220-0528 | 220-0528 |  |  | PLP, TPM, Top-of-Pole Mount for 6 Type-H Module, 38-42" x 67-82", 3hx2w-L, 6" Pipe, Enter Module # and Manufacturer, TPM6-H | Inventory Item | 2085.36 |  |  |  | No | Racking | Shippable | 1968.06
220-0529 | 220-0529 |  |  | PLP, TPM, Top-of-Pole Mount for 8 Type-H Module, 38-42" x 67-82", 4hx2w-L, 8" Pipe, Enter Module # and Manufacturer, TPM8-H | Inventory Item | 2862.25 |  |  |  | No | Racking | Shippable | 2701.25
220-0530 | 220-0530 |  |  | PLP, TPM, Top-of-Pole Mount for 9 Type-H Module, 38-42" x 67-82", 3hx3w-P, 8" Pipe, Enter Module # and Manufacturer, TPM9-H | Inventory Item | 2869.5 |  |  |  | No | Racking | Soligent De-listing | 2708.09
220-0531 | 220-0531 |  |  | PLP, TPM, Top-of-Pole Mount for 10 Type-H Module, 38-42" x 67-82", 5hx2w-L, 8" Pipe, Enter Module # and Manufacturer, TPM10-H | Inventory Item | 3177.59 |  |  |  | No | Racking | Shippable | 2998.85
220-0532 | 220-0532 |  |  | PLP, TPM, Top-of-Pole Mount for 12 Type-H Module, 38-42" x 67-82", 3hx4w-P, 8" Pipe, Enter Module # and Manufacturer, TPM12-H | Inventory Item | 4304.66 |  |  |  | No | Racking | Shippable | 4062.52
220-0534 | 220-0534 |  |  | UniRac, Top PoleTop Rack for 4 Yingli 70W, Rail Length 62"/102", 500109 | Inventory Item | 11.61 |  |  |  | No | Racking | Vendor De-listing | 0
220-0536 | 220-0536 |  |  | UniRac, Top PoleTop Rack for 2 Evergreen 110, Rail Length 76"/32", 500114 | Inventory Item | 45.9 |  |  |  | No | Racking | Vendor De-listing | 0
220-0539 | 220-0539 |  |  | UniRac, Top PoleTop Rack for12 BP350, Rail Length 106"/72", 501429 | Inventory Item | 47.07 |  |  |  | No | Racking | Vendor De-listing | 0
220-0559 | 220-0559 |  |  | DPW, Top-of-Pole Mount for 12 High Wind Sharp 216 | Inventory Item | 3680 |  |  |  | No | Racking | Soligent De-listing | 0
220-0568 | 220-0568 |  |  | DPW, Top-of-Pole Mount for 12 Sharp 118 or 123 Panels | Inventory Item | 783.98 |  |  |  | No | Racking | Vendor De-listing | 0
220-0600 | 220-0600 |  |  | IronRidge, for Solarex, Kit 2X Panel Asmbly M80, HPK2X80 | Inventory Item | 4.49 |  |  |  | No | Racking | Vendor De-listing | 0
220-0603 | 220-0603 |  |  | Solarex, Omnimount Kit M40-M120 Inc VLX, OMNI4X | Inventory Item | 9.17 |  |  |  | No | Racking | Vendor De-listing | 0
220-0609 | 220-0609 |  |  | UniRac, Side of Pole Mount for 3 BP 380 or YL75 | Inventory Item | 359 |  |  |  | No | Racking | Soligent De-listing | 0
220-0613 | 220-0613 |  |  | UniRac, Top of Pole Top mounting 100" Rail, 4 x 85W, 4" Pole(SoCal) | Inventory Item | 15.66 |  |  |  | No | Racking | Vendor De-listing | 0
220-0614 | 220-0614 |  |  | UniRac, Top of Pole Top Reducer 8" to 6" | Inventory Item | 12.6 |  |  |  | No | Racking | Vendor De-listing | 0
220-0619 | 220-0619 |  |  | UniRac, Top of Pole, 4-SX80, 4' Pole Mount | Inventory Item | 114 |  |  |  | No | Racking | Vendor De-listing | 0
220-0638 | 220-0638 |  |  | Zomeworks, Custom Quote, Top of Pole/Fixed Rack, Enter Quote Number and Custom Price | Non-inventory Item | 0 |  |  |  | No | Racking | Shippable | 0
220-0639 | 220-0639 |  |  | DPW, Custom Quote, Multi-Pole Mount MPM, Enter Quote Number and Custom Price | Non-inventory Item | 0 |  |  |  | No | Racking | Shippable | 0
220-0640 | 220-0640 |  |  | DPW, Custom Quote, Power-Fab CRS, Enter Quote Number and Custom Price | Non-inventory Item | 0 |  |  |  | No | Racking | Soligent De-listing | 0
220-0641 | 220-0641 |  |  | DPW, TPM, Finish Upgrade Option for Top-of-Pole Mount, Powder Coated Aluminum Components, add 20%, call for quote, Enter Quote Number and Custom Price, , TPM PCA | Non-inventory Item | 0 |  |  |  | No | Racking | Soligent De-listing | 0
220-0642 | 220-0642 |  |  | DPW, SPM, Stainless Steel Hardware package for Side-of-Pole 1 Module, SPM SSH 1 | Inventory Item | 12 |  |  |  | No | Racking | Soligent De-listing | 0
220-0643 | 220-0643 |  |  | DPW, SPM, Stainless Steel Hardware package for Side-of-Pole 2 Modules, SPM SSH 2 | Inventory Item | 18 |  |  |  | No | Racking | Soligent De-listing | 0
220-0644 | 220-0644 |  |  | DPW, SPM, Stainless Steel Hardware package for Side-of-Pole 3 Modules, SPM SSH 3 | Inventory Item | 18 |  |  |  | No | Racking | Soligent De-listing | 0
220-0645 | 220-0645 |  |  | DPW, SPM, Stainless Steel Hardware package for Side-of-Pole 4 Modules, SPM SSH 4 | Inventory Item | 18 |  |  |  | No | Racking | Soligent De-listing | 0
220-0646 | 220-0646 |  |  | DPW, SPM, Tamper-Resistant Hardware Package for Side-of-Pole Mount 1 Module, SPM TRH 1 | Inventory Item | 24 |  |  |  | No | Racking | Soligent De-listing | 0
220-0647 | 220-0647 |  |  | DPW, SPM, Tamper-Resistant Hardware Package for Side-of-Pole Mount 2 Modules, SPM TRH 2 | Inventory Item | 30 |  |  |  | No | Racking | Soligent De-listing | 0
220-0648 | 220-0648 |  |  | DPW, SPM, Tamper-Resistant Hardware Package for Side-of-Pole Mount 3 Modules, SPM TRH 3 | Inventory Item | 36 |  |  |  | No | Racking | Soligent De-listing | 0
220-0649 | 220-0649 |  |  | DPW, SPM, Tamper-Resistant Hardware Package for Side-of-Pole Mount 4 Modules, SPM TRH 4 | Inventory Item | 41 |  |  |  | No | Racking | Soligent De-listing | 0
220-0650 | 220-0650 |  |  | DPW, SPM, Side-of-Pole Mount for 1 Type-A Module, 19-23" x 35-44", 2"-3.5" OD pipe, 1hx1w-L, SPM1-A | Inventory Item | 194 |  |  |  | No | Racking | Soligent De-listing | 0
220-0651 | 220-0651 |  |  | DPW, SPM, Side-of-Pole Mount for 1 Type-B Module, 21-26" x 39-50", 2"-3.5" OD pipe, 1hx1w-L, Enter Module # and Manufacturer, SPM1-B | Inventory Item | 206 |  |  |  | No | Racking | Soligent De-listing | 0
220-0652 | 220-0652 |  |  | DPW, SPM, Side-of-Pole Mount for 1 Type-C Module, 22-27" x 56-60", 2"-3.5" OD pipe, 1hx1w-L, Enter Module # and Manufacturer, SPM1-C | Inventory Item | 310 |  |  |  | No | Racking | Soligent De-listing | 0
220-0653 | 220-0653 |  |  | DPW, SPM, Side-of-Pole Mount for 1 Type-D Module, 31-33" x 60-67", 2"-3.5" OD pipe, 1hx1w-L, Enter Module # and Manufacturer, SPM1-D | Inventory Item | 355 |  |  |  | No | Racking | Soligent De-listing | 0
220-0654 | 220-0654 |  |  | DPW, SPM, Side-of-Pole Mount for 1 Type-E Module, 38-40" x 51-53", 2"-3.5" OD pipe, 1hx1w-L, Enter Module # and Manufacturer, SPM1-E | Inventory Item | 368 |  |  |  | No | Racking | Soligent De-listing | 0
220-0655 | 220-0655 |  |  | DPW, SPM, Side-of-Pole Mount for 1 Type-F Module, 38-42" x 58-62", 2"-3.5" OD pipe, 1hx1w-L, Enter Module # and Manufacturer, SPM1-F | Inventory Item | 387 |  |  |  | No | Racking | Soligent De-listing | 0
220-0656 | 220-0656 |  |  | DPW, SPM, Side-of-Pole Mount for 1 Type-G Module, 37-42" x 61-67", 2"-3.5" OD pipe, 1hx1w-L, Enter Module # and Manufacturer, SPM1-G | Inventory Item | 227.54 |  |  |  | No | Racking | Shippable | 214.74
220-0657 | 220-0657 |  |  | PLP, SPM, Side-of-Pole Mount for 1 Type-H Module, 38-40" x 77-78", 2"-3.5" OD Pipe, 1hx1w-L, Enter Module # and Manufacturer, SPM1-H | Inventory Item | 382.42 |  |  |  | No | Racking | Soligent De-listing | 360.91
220-0658 | 220-0658 |  |  | DPW, SPM, Side-of-Pole Mount for 2 Type-A Modules, 19-23" x 35-44", 2"-3.5" OD pipe, 2hx1w-L, Enter Module # and Manufacturer, SPM2-A | Inventory Item | 284 |  |  |  | No | Racking | Soligent De-listing | 0
220-0659 | 220-0659 |  |  | DPW, SPM, Side-of-Pole Mount for 2 Type-B Modules, 21-26" x 39-50", 2"-3.5" OD pipe, 2hx1w-L, Enter Module # and Manufacturer, SPM2-B | Inventory Item | 408 |  |  |  | No | Racking | Soligent De-listing | 0
220-0660 | 220-0660 |  |  | DPW, SPM, Side-of-Pole Mount for 2 Type-C Modules, 22-27" x 56-60", 2"-3.5" OD pipe, 2hx1w-L, Enter Module # and Manufacturer, SPM2-C | Inventory Item | 478 |  |  |  | No | Racking | Soligent De-listing | 0
220-0661 | 220-0661 |  |  | DPW, SPM, Side-of-Pole Mount for 2 Type-D Modules, 31-33" x 60-67", 3"-4.5" OD pipe, 2hx1w-L,, SPM2-D | Inventory Item | 341.64 |  |  |  | No | Racking | Soligent De-listing | 322.42
220-0662 | 220-0662 |  |  | DPW, SPM, Side-of-Pole Mount for 2 Type-E Modules, 38-40" x 51-53", 3"-4.5" OD pipe, 2hx1w-L, Enter Module # and Manufacturer, SPM2-E | Inventory Item | 608 |  |  |  | No | Racking | Soligent De-listing | 0
220-0663 | 220-0663 |  |  | DPW, SPM, Side-of-Pole Mount for 2 Type-F Modules, 38-42" x 58-62", 3"-4.5" OD pipe, 2hx1w-L, Enter Module # and Manufacturer, SPM2-F | Inventory Item | 640 |  |  |  | No | Racking | Soligent De-listing | 0
220-0664 | 220-0664 |  |  | PLP, SPM, Side-of-Pole Mount for 2 Type-G Module, 37-42" x 61-67", 3"-4.5" OD Pipe, 2hx1w-L, Enter Module # and Manufacturer, SPM2-G | Inventory Item | 543.31 |  |  |  | No | Racking | Shippable | 512.75
220-0665 | 220-0665 |  |  | DPW, SPM, Side-of-Pole Mount for 2 Type-H Modules, 38-40" x 77-78", 3"-4.5" OD pipe, 2hx1w-L, Enter Module # and Manufacturer, SPM2-H | Inventory Item | 808 |  |  |  | No | Racking | Soligent De-listing | 0
220-0666 | 220-0666 |  |  | DPW, SPM, Side-of-Pole Mount for 3 Type-B Modules, 21-26" x 39-50", 3"-4.5" OD pipe, 3hx1w-L, Enter Module # and Manufacturer, SPM3-B | Inventory Item | 524 |  |  |  | No | Racking | Soligent De-listing | 0
220-0667 | 220-0667 |  |  | DPW, SPM, Side-of-Pole Mount for 3 Type-C Modules, 22-27" x 56-60", 3"-4.5" OD pipe, 3hx1w-L, Enter Module # and Manufacturer, SPM3-C | Inventory Item | 672 |  |  |  | No | Racking | Soligent De-listing | 0
220-0668 | 220-0668 |  |  | DPW, SPM, Side-of-Pole Mount for 3 Type-D Modules, 31-33" x 60-67", 3"-4.5" OD pipe, 3hx1w-L, Enter Module # and Manufacturer, SPM3-D | Inventory Item | 750 |  |  |  | No | Racking | Soligent De-listing | 0
220-0669 | 220-0669 |  |  | DPW, SPM, Side-of-Pole Mount for 3 Type-E Modules, 38-40" x 51-53", 3"-4.5" OD pipe, 3hx1w-L, Enter Module # and Manufacturer, SPM3-E | Inventory Item | 776 |  |  |  | No | Racking | Soligent De-listing | 0
220-0670 | 220-0670 |  |  | DPW, SPM, Side-of-Pole Mount for 3 Type-F Modules, 38-42" x 58-62", 3"-4.5" OD pipe, 3hx1w-L, Enter Module # and Manufacturer, SPM3-F | Inventory Item | 820 |  |  |  | No | Racking | Soligent De-listing | 0
220-0671 | 220-0671 |  |  | DPW, SPM, Side-of-Pole Mount for 3 Type-G Modules, 37-42" x 61-67", 3"-4.5" OD pipe, 3hx1w-L, Enter Module # and Manufacturer, SPM3-G | Inventory Item | 866 |  |  |  | No | Racking | Soligent De-listing | 0
220-0672 | 220-0672 |  |  | DPW, SPM, Side-of-Pole Mount for 3 Type-H Modules, 38-40" x 77-78", 3"-4.5" OD pipe, 3hx1w-L, Enter Module # and Manufacturer, SPM3-H | Inventory Item | 1046 |  |  |  | No | Racking | Soligent De-listing | 0
220-0673 | 220-0673 |  |  | DPW, SPM, Side-of-Pole Mount for 4 Type-B Modules, 21-26" x 39-50", 3"-4.5" OD pipe, 4hx1w-L, Enter Module # and Manufacturer, SPM4-B | Inventory Item | 602 |  |  |  | No | Racking | Soligent De-listing | 0
220-0674 | 220-0674 |  |  | DPW, SPM, Side-of-Pole Mount for 4 Type-C Modules, 22-27" x 56-60", 3"-4.5" OD pipe, 4hx1w-L, Enter Module # and Manufacturer, SPM4-C | Inventory Item | 814 |  |  |  | No | Racking | Soligent De-listing | 0
220-0675 | 220-0675 |  |  | DPW, SPM, Side-of-Pole Mount for 4 Type-D Modules, 31-33" x 60-67", 3"-4.5" OD pipe, 4hx1w-L, Enter Module # and Manufacturer, SPM4-D | Inventory Item | 988 |  |  |  | No | Racking | Soligent De-listing | 0
220-0676 | 220-0676 |  |  | DPW, SPM, High Wind Option for Side-of-Pole Mount, 130 MPH, Class C Wind Zone, add 25%, call for quote, Enter Quote Number and Custom Price, , SPM HWV | Non-inventory Item | 0 |  |  |  | No | Racking | Soligent De-listing | 0
220-0677 | 220-0677 |  |  | DPW, SPM, Finish Upgrade Option for Side-of-Pole Mount, Powder Coated Aluminum Components, add 25%, call for quote, Enter Quote Number and Custom Price, , SPM PCA | Non-inventory Item | 0 |  |  |  | No | Racking | Soligent De-listing | 0
220-0678 | 220-0678 |  |  | DPW, SPM, Finish Upgrade Option for Side-of-Pole Mount, Anodized Aluminum Components, add 35%, call for quote, Enter Quote Number and Custom Price, , SPM AA | Non-inventory Item | 0 |  |  |  | No | Racking | Soligent De-listing | 0
220-0679 | 220-0679 |  |  | DPW, SPM, Band Clamp Upgrade for Side-of-Pole Mount, for Standard OD Mounting Pipe 2" - 3.5" upgrade to 3" - 4.5" OD Pipe, SPM BCU-2" 4IN | Inventory Item | 6 |  |  |  | No | Racking | Soligent De-listing | 0
220-0680 | 220-0680 |  |  | DPW, SPM, Band Clamp Upgrade for Side-of-Pole Mount, for Standard OD Mounting Pipe 2" - 3.5" upgrade to 4" - 5.5" OD Pipe, SPM BCU-2" 5IN | Inventory Item | 12 |  |  |  | No | Racking | Soligent De-listing | 0
220-0681 | 220-0681 |  |  | DPW, SPM, Band Clamp Upgrade for Side-of-Pole Mount, for Standard OD Mounting Pipe 2" - 3.5" upgrade to 5" - 6.5" OD Pipe, SPM BCU-2" 6IN | Inventory Item | 18 |  |  |  | No | Racking | Soligent De-listing | 0
220-0682 | 220-0682 |  |  | DPW, SPM, Band Clamp Upgrade for Side-of-Pole Mount, for Standard OD Mounting Pipe 2" - 3.5" upgrade to 6" - 7.5" OD Pipe, SPM BCU-2" 4IN | Inventory Item | 36 |  |  |  | No | Racking | Soligent De-listing | 0
220-0683 | 220-0683 |  |  | DPW, SPM, Band Clamp Upgrade for Side-of-Pole Mount, for Standard OD Mounting Pipe 2" - 3.5" upgrade to 7" - 8.5" OD Pipe, SPM BCU-2" 7IN | Inventory Item | 41 |  |  |  | No | Racking | Soligent De-listing | 0
220-0684 | 220-0684 |  |  | DPW, SPM, Band Clamp Upgrade for Side-of-Pole Mount, for Standard OD Mounting Pipe 2" - 3.5" upgrade to 8" - 9.5" OD Pipe, SPM BCU-2" 9IN | Inventory Item | 47 |  |  |  | No | Racking | Soligent De-listing | 0
220-0685 | 220-0685 |  |  | DPW, SPM, Band Clamp Upgrade for Side-of-Pole Mount, for Standard OD Mounting Pipe 2" - 3.5" upgrade to 9" - 11" OD Pipe, SPM BCU-2" 11IN | Inventory Item | 53 |  |  |  | No | Racking | Soligent De-listing | 0
220-0686 | 220-0686 |  |  | DPW, SPM, Band Clamp Upgrade for Side-of-Pole Mount, for Standard OD Mounting Pipe 2" - 3.5" upgrade to 10" - 12" OD Pipe, SPM BCU-2" 12IN | Inventory Item | 59 |  |  |  | No | Racking | Soligent De-listing | 0
220-0687 | 220-0687 |  |  | DPW, SPM, Band Clamp Upgrade for Side-of-Pole Mount, for Standard OD Mounting Pipe 3" - 4.5" upgrade to 4" - 5.5" OD Pipe, SPM BCU-3" 5IN | Inventory Item | 6 |  |  |  | No | Racking | Soligent De-listing | 0
220-0688 | 220-0688 |  |  | DPW, SPM, Band Clamp Upgrade for Side-of-Pole Mount, for Standard OD Mounting Pipe 3" - 4.5" upgrade to 5" - 6.5" OD Pipe, SPM BCU-3" 6IN | Inventory Item | 12 |  |  |  | No | Racking | Soligent De-listing | 0
220-0689 | 220-0689 |  |  | DPW, SPM, Band Clamp Upgrade for Side-of-Pole Mount, for Standard OD Mounting Pipe 3" - 4.5" upgrade to 6" - 7.5" OD Pipe, SPM BCU-3" 7IN | Inventory Item | 30 |  |  |  | No | Racking | Soligent De-listing | 0
220-0690 | 220-0690 |  |  | DPW, SPM, Band Clamp Upgrade for Side-of-Pole Mount, for Standard OD Mounting Pipe 3" - 4.5" upgrade to 7" - 8.5" OD Pipe, SPM BCU-3" 8IN | Inventory Item | 36 |  |  |  | No | Racking | Soligent De-listing | 0
220-0691 | 220-0691 |  |  | DPW, SPM, Band Clamp Upgrade for Side-of-Pole Mount, for Standard OD Mounting Pipe 3" - 4.5" upgrade to 8" - 9.5" OD Pipe, SPM BCU-3" 9IN | Inventory Item | 41 |  |  |  | No | Racking | Soligent De-listing | 0
220-0692 | 220-0692 |  |  | DPW, SPM, Band Clamp Upgrade for Side-of-Pole Mount, for Standard OD Mounting Pipe 3" - 4.5" upgrade to 9" - 11" OD Pipe, SPM BCU-3" 11IN | Inventory Item | 47 |  |  |  | No | Racking | Soligent De-listing | 0
220-0693 | 220-0693 |  |  | DPW, SPM, Band Clamp Upgrade for Side-of-Pole Mount, for Standard OD Mounting Pipe 3" - 4.5" upgrade to 10" - 12" OD Pipe, SPM BCU-3" 12IN | Inventory Item | 53 |  |  |  | No | Racking | Soligent De-listing | 0
220-0694 | 220-0694 |  |  | DPW, TPM, Stainless Steel Hardware package for Top-of-Pole 3 Modules, TPM SSH 3 | Inventory Item | 22.05 |  |  |  | No | Racking | Soligent De-listing | 20.81
220-0695 | 220-0695 |  |  | DPW, TPM, Stainless Steel Hardware package for Top-of-Pole 8 Modules, TPM SSH 8 | Inventory Item | 50.07 |  |  |  | No | Racking | Soligent De-listing | 47.25
220-0696 | 220-0696 |  |  | DPW, TPM, Tamper-Resistant Hardware Package for Top-of-Pole Mount 3 Modules, TPM TRH 3 | Inventory Item | 38 |  |  |  | No | Racking | Soligent De-listing | 0
220-0697 | 220-0697 |  |  | DPW, TPM, Tamper-Resistant Hardware Package for Top-of-Pole Mount 15 Modules, TPM TRH 15 | Inventory Item | 111 |  |  |  | No | Racking | Soligent De-listing | 0
220-0703 | 220-0703 |  |  | Zomeworks, Top of Pole/Fixed Rack for 8 LG270, FXL-168 | Inventory Item | 2166 |  |  |  | No | Racking | Soligent De-listing | 0
220-0704 | 220-0704 |  |  | DPW, TPM, Top-of-Pole Mount for 2 Type-Hareon-HR 60 Modules, 26.38" x 29.84", 3"SCH80, 1hx2w-P, Enter Module # and Manufacturer, TPM2-B-Hareon-HR60 | Inventory Item | 243 |  |  |  | No | Racking | Soligent De-listing | 0
220-0705 | 220-0705 |  |  | DPW, TPM, Top-of-Pole Mount for 1 Type-I Module, 50-52" x 65-79", 1hx1w-P, Enter Module # and Manufacturer, TPM1-I | Inventory Item | 351 |  |  |  | No | Racking | Soligent De-listing | 0
220-0706 | 220-0706 |  |  | DPW, TPM, Top-of-Pole Mount for 2 Type-I Modules, 50-52" x 65-79", 2hx1w-L, Enter Module # and Manufacturer, TPM2-I | Inventory Item | 769 |  |  |  | No | Racking | Soligent De-listing | 0
220-0707 | 220-0707 |  |  | DPW, TPM, Top-of-Pole Mount for 3 Type-I Modules, 50-52" x 65-79", 3hx1w-L, Enter Module # and Manufacturer, TPM3-I | Inventory Item | 1148 |  |  |  | No | Racking | Soligent De-listing | 0
220-0708 | 220-0708 |  |  | DPW, TPM, Top-of-Pole Mount for 4 Type-I Modules, 50-52" x 65-79", 2hx2w-P, Enter Module # and Manufacturer, TPM4-I | Inventory Item | 1382 |  |  |  | No | Racking | Soligent De-listing | 0
220-0709 | 220-0709 |  |  | DPW, TPM, Top-of-Pole Mount for 6 Type-I Modules, 50-52" x 65-79", 3hx2w-L, Enter Module # and Manufacturer, TPM6-I | Inventory Item | 2373 |  |  |  | No | Racking | Soligent De-listing | 0
220-0710 | 220-0710 |  |  | DPW, TPM, Top-of-Pole Mount for 8 Type-I Modules, 50-52" x 65-79", 4hx2w-L, Enter Module # and Manufacturer, TPM8-I | Inventory Item | 3103 |  |  |  | No | Racking | Soligent De-listing | 0
220-0711 | 220-0711 |  |  | DPW, TPM, Top-of-Pole Mount for 9 Type-I Modules, 50-52" x 65-79", 3hx3w-P, Enter Module # and Manufacturer, TPM9-I | Inventory Item | 4795 |  |  |  | No | Racking | Soligent De-listing | 0
220-0712 | 220-0712 |  |  | DPW, TPM, Top-of-Pole Mount for 10 Type-I Modules, 50-52" x 65-79", 5hx2w-L, Enter Module # and Manufacturer, TPM10-I | Inventory Item | 5092 |  |  |  | No | Racking | Soligent De-listing | 0
220-0713 | 220-0713 |  |  | IronRidge, SGA 2", 7.5' Brace, 70-0200-002 | Inventory Item | 27 |  |  |  | No | Racking | Soligent De-listing | 0
220-0718 | 220-0718 |  |  | PLP, TPM, Top-of-Pole Mount for 1 Type-G Module, 37-42" x 61-67", 1hx1w-P, with Mounting Sleeve Upgrade for 2.5" Pipe, Enter Module # and Manufacturer, TPM1-G-2.5IN | Inventory Item | 323.47 |  |  |  | No | Racking | Soligent De-listing | 305.28
220-0719 | 220-0719 |  |  | PLP, TPM, Top-of-Pole Mount for 1 Type-G Module, 37-42" x 61-67", 1hx1w-P, with Mounting sleeve Upgrade for 3" Pipe, Enter Module # and Manufacturer, TPM1-G-3IN | Inventory Item | 307.05 |  |  |  | No | Racking | Soligent De-listing | 289.78
220-0720 | 220-0720 |  |  | PLP, TPM, Top-of-Pole Mount for 1 Type-G Module, 37-42" x 61-67", 1hx1w-P, with Mounting Sleeve Upgrade for 4" Pipe, Enter Module # and Manufacturer, TPM1-G-4IN | Inventory Item | 333.59 |  |  |  | No | Racking | Soligent De-listing | 314.83
220-0721 | 220-0721 |  |  | PLP, TPM, Top-of-Pole Mount for 1 Type-G Module, 37-42" x 61-67", 1hx1w-P, 2" Pipe, High Wind Version, Enter Module # and Manufacturer, TPM1-G-HWV | Inventory Item | 666.19 |  |  |  | No | Racking | Soligent De-listing | 628.71
220-0722 | 220-0722 |  |  | PLP, TPM, Top-of-Pole Mount for 1 Type-G Module, 37-42" x 61-67", 1hx1w-P, with Mounting sleeve Upgrade for 2.5" Pipe, High Wind Version, Enter Module # and Manufacturer, TPM1-G-HWV-2.5IN | Inventory Item | 400.24 |  |  |  | No | Racking | Soligent De-listing | 377.73
220-0723 | 220-0723 |  |  | PLP, TPM, Top-of-Pole Mount for 1 Type-G Module, 37-42" x 61-67", 1hx1w-P, with Mounting Sleeve Upgrade for 3" Pipe, High Wind Version, Enter Module # and Manufacturer, TPM1-G-HWV-3IN | Inventory Item | 404.03 |  |  |  | No | Racking | Soligent De-listing | 381.3
220-0724 | 220-0724 |  |  | PLP, TPM, Top-of-Pole Mount for 1 Type-G Module, 37-42" x 61-67", 1hx1w-P, with Mounting Sleeve Upgrade for 4" Pipe, High Wind Version, Enter Module # and Manufacturer, TPM1-G-HWV-4IN | Inventory Item | 410.34 |  |  |  | No | Racking | Soligent De-listing | 387.26
220-0725 | 220-0725 |  |  | PLP, TPM, Top-of-Pole Mount for 2 Type-G Modules, 37-42" x 61-67", 1hx2w-P, with Mounting Sleeve Upgrade for 4" Pipe, Enter Module # and Manufacturer, TPM2-G-4IN | Inventory Item | 362.01 |  |  |  | No | Racking | Soligent De-listing | 341.65
220-0726 | 220-0726 |  |  | PLP, TPM, Top-of-Pole Mount for 2 Type-G Modules, 37-42" x 61-67", 1hx2w-P, 3" Pipe, High Wind Version, Enter Module # and Manufacturer, TPM2-G-HWV | Inventory Item | 861.52 |  |  |  | No | Racking | Soligent De-listing | 813.06
220-0727 | 220-0727 |  |  | PLP, TPM, Top-of-Pole Mount for 2 Type-G Modules, 37-42" x 61-67", 1hx2w-P, with Mounting Sleeve Upgrade for 4" Pipe, High Wind Version, Enter Module # and Manufacturer, TPM2-G-HWV-4IN | Inventory Item | 447.47 |  |  |  | No | Racking | Soligent De-listing | 422.3
220-0728 | 220-0728 |  |  | PLP, TPM, Top-of-Pole Mount for 2 Type-G Modules, 37-42" x 61-67", 1hx2w-P, with Mounting Sleeve Upgrade for 6" Pipe, High Wind Version, Enter Module # and Manufacturer, TPM2-G-HWV-6IN | Inventory Item | 489.8 |  |  |  | No | Racking | Soligent De-listing | 462.25
220-0729 | 220-0729 |  |  | PLP, TPM, Top-of-Pole Mount for 3 Type-G Modules, 37-42" x 61-67", 1hx3w-P, with Mounting Sleeve Upgrade for 6" Pipe, Enter Module # and Manufacturer, TPM3-G-6IN | Inventory Item | 511.75 |  |  |  | No | Racking | Soligent De-listing | 482.96
220-0730 | 220-0730 |  |  | PLP, TPM, Top-of-Pole Mount for 3 Type-G Modules, 37-42" x 61-67", 1hx3w-P, 4" Pipe, High Wind Version, Enter Module # and Manufacturer, TPM3-G-HWV | Inventory Item | 1111.91 |  |  |  | No | Racking | Soligent De-listing | 1049.36
220-0731 | 220-0731 |  |  | PLP, TPM, Top-of-Pole Mount for 3 Type-G Modules, 37-42" x 61-67", 1hx3w-P, with Mounting Sleeve Upgrade for 6" Pipe, High Wind Version, Enter Module # and Manufacturer, TPM3-G-HWV-6IN | Inventory Item | 624.83 |  |  |  | No | Racking | Soligent De-listing | 589.69
220-0732 | 220-0732 |  |  | PLP, TPM, Top-of-Pole Mount for 4 Type-G Modules, 37-42" x 61-67", 2hx2w-P, with Mounting Sleeve Upgrade for 6" Pipe, Enter Module # and Manufacturer, TPM4-G-6IN | Inventory Item | 634.32 |  |  |  | No | Racking | Soligent De-listing | 598.64
220-0733 | 220-0733 |  |  | PLP, TPM, Top-of-Pole Mount for 4 Type-G Modules, 37-42" x 61-67", 2hx2w-P, with Mounting Sleeve Upgrade for 6" Pipe, Enter Module # and Manufacturer, TPM4-G-6IN | Inventory Item | 1492.73 |  |  |  | No | Racking | Soligent De-listing | 1408.76
220-0734 | 220-0734 |  |  | PLP, TPM, Top-of-Pole Mount for 4 Type-G Modules, 37-42" x 61-67", 2hx2w-P, with Mounting Sleeve Upgrade for 6" Pipe, High Wind Version, Enter Module # and Manufacturer, TPM4-G-HWV-6IN | Inventory Item | 778.05 |  |  |  | No | Racking | Soligent De-listing | 734.29
220-0735 | 220-0735 |  |  | PLP, TPM, Top-of-Pole Mount for 6 Type-G Modules, 37-42" x 61-67", 3hx2w-L, with Mounting Sleeve Upgrade for 8" Pipe, Enter Module # and Manufacturer, TPM6-G-8IN | Inventory Item | 1140.38 |  |  |  | No | Racking | Soligent De-listing | 1076.24
220-0736 | 220-0736 |  |  | PLP, TPM, Top-of-Pole Mount for 6 Type-G Modules, 37-42" x 61-67", 3hx2w-L, 6" Pipe, High Wind Version, Enter Module # and Manufacturer,TPM6-G-HWV | Inventory Item | 2085.8 |  |  |  | No | Racking | Shippable | 1968.48
220-0737 | 220-0737 |  |  | PLP, TPM, Top-of-Pole Mount for 6 Type-G Modules, 37-42" x 61-67", 3hx2w-L, with Mounting Sleeve Upgrade for 8" Pipe, High Wind Version, Enter Module # and Manufacturer,TPM6-G-HWV-8IN | Inventory Item | 1389.15 |  |  |  | No | Racking | Soligent De-listing | 1311.01
220-0738 | 220-0738 |  |  | PLP, TPM, Top-of-Pole Mount for 8 Type-G Modules, 37-42" x 61-67", 4hx2w-L, with Mounting Sleeve Upgrade for 8" Pipe, Enter Module # and Manufacturer, TPM8-G-8IN | Inventory Item | 1437.32 |  |  |  | No | Racking | Soligent De-listing | 1356.48
220-0739 | 220-0739 |  |  | PLP, TPM, Top-of-Pole Mount for 8 Type-G Modules, 37-42" x 61-67", 4hx2w-L, 6" Pipe, High Wind Version, Enter Module # and Manufacturer, TPM8-G-HWV | Inventory Item | 2792.98 |  |  |  | No | Racking | Soligent De-listing | 2635.87
220-0740 | 220-0740 |  |  | PLP, TPM, Top-of-Pole Mount for 8 Type-G Modules, 37-42" x 61-67", 4hx2w-L, with Mounting Sleeve Upgrade for 8" Pipe, High Wind Version, Enter Module # and Manufacturer, TPM8-G-HWV-8IN | Inventory Item | 1760.32 |  |  |  | No | Racking | Soligent De-listing | 1661.3
220-0741 | 220-0741 |  |  | PLP, TPM, Top-of-Pole Mount for 9 Type-G Modules, 37-42" x 61-67", 3hx3w-P, 8" Pipe, High Wind Version, Enter Module # and Manufacturer, TPM9-G-HWV | Inventory Item | 2933.38 |  |  |  | No | Racking | Soligent De-listing | 2768.37
220-0742 | 220-0742 |  |  | PLP, TPM, Top-of-Pole Mount for 10 Type-G Modules, 37-42" x 61-67", 5hx2w-L, 8" Pipe, High Wind Version, Enter Module # and Manufacturer, TPM10-G-HWV | Inventory Item | 3323.35 |  |  |  | No | Racking | Soligent De-listing | 3136.41
220-0743 | 220-0743 |  |  | PLP, TPM, Top-of-Pole Mount for 12 Type-G Modules, 37-42" x 61-67", 3hx4w-P, 8" Pipe, High Wind Version, Enter Module # and Manufacturer, TPM12-G-HWV | Inventory Item | 4014.54 |  |  |  | No | Racking | Soligent De-listing | 3788.73
220-0744 | 220-0744 |  |  | PLP, TPM, Top-of-Pole Mount for 15 Type-G Modules, 37-42" x 61-67", 5hx3w-L, 8" Pipe, High Wind Version, Enter Module # and Manufacturer, TPM15-G-HWV | Inventory Item | 5010.68 |  |  |  | No | Racking | Soligent De-listing | 4728.83
220-0745 | 220-0745 |  |  | PLP, TPM, Top-of-Pole Mount for 1 Type-H Module, 38-42" x 67-82", 1hx1w-P, 2.5" Pipe, Enter Module # and Manufacturer, TPM1-H | Inventory Item | 541.3 |  |  |  | No | Racking | Soligent De-listing | 510.85
220-0746 | 220-0746 |  |  | PLP, TPM, Top-of-Pole Mount for 1 Type-H Module, 38-42" x 67-82", 1hx1w-P, with Mounting Sleeve Upgrade for 3" Pipe, High Wind Version, Enter Module # and Manufacturer, TPM1-H-HWV-3IN | Inventory Item | 434.2 |  |  |  | No | Racking | Soligent De-listing | 409.78
220-0747 | 220-0747 |  |  | PLP, TPM, Top-of-Pole Mount for 2 Type-H Module, 38-42" x 67-82", 1hx2w-P, with Mounting Sleeve Upgrade for 4" Pipe, Enter Module # and Manufacturer, TPM2-H-4IN | Inventory Item | 379.07 |  |  |  | No | Racking | Soligent De-listing | 357.75
220-0748 | 220-0748 |  |  | PLP, TPM, Top-of-Pole Mount for 2 Type-H Module, 38-42" x 67-82", 1hx2w-P, 3" Pipe, High Wind Version, Enter Module # and Manufacturer, TPM2-H-HWV | Inventory Item | 967.42 |  |  |  | No | Racking | Soligent De-listing | 913
220-0749 | 220-0749 |  |  | PLP, TPM, Top-of-Pole Mount for 3 Type-H Module, 38-42" x 67-82", 1hx3w-P, 4" Pipe, Enter Module # and Manufacturer, TPM3-H | Inventory Item | 896.77 |  |  |  | No | Racking | Soligent De-listing | 846.32
220-0750 | 220-0750 |  |  | PLP, TPM, Top-of-Pole Mount for 3 Type-H Module, 38-42" x 67-82", 1hx3w-P, with Mounting Sleeve Upgrade for 6" Pipe, High Wind Version, Enter Module # and Manufacturer, TPM3-H-HWV-6IN | Inventory Item | 849.13 |  |  |  | No | Racking | Soligent De-listing | 801.36
220-0751 | 220-0751 |  |  | PLP, TPM, Top-of-Pole Mount for 3 Type-H Module, 38-42" x 67-82", 1hx3w-P, with Mounting Sleeve Upgrade for 8" Pipe, High Wind Version, Enter Module # and Manufacturer, TPM3-I-HWV-8IN | Inventory Item | 968.07 |  |  |  | No | Racking | Soligent De-listing | 913.61
220-0752 | 220-0752 |  |  | PLP, TPM, Top-of-Pole Mount for 4 Type-G Modules, 37-42" x 61-67", 2hx2w-P, with Mounting Sleeve Upgrade for 8" Pipe, Enter Module # and Manufacturer, TPM4-H-8IN | Inventory Item | 808.05 |  |  |  | No | Racking | Soligent De-listing | 762.6
220-0753 | 220-0753 |  |  | PLP, TPM, Top-of-Pole Mount for 4 Type-H Module, 38-42" x 67-82", 2hx2w-P, 6" Pipe, High Wind Version, Enter Module # and Manufacturer, TPM4-H-HWV | Inventory Item | 1554.64 |  |  |  | No | Racking | Shippable | 1467.19
220-0754 | 220-0754 |  |  | PLP, TPM, Top-of-Pole Mount for 6 Type-H Module, 38-42" x 67-82", 3hx2w-L, 6" Pipe, High Wind Version, Enter Module # and Manufacturer, TPM6-H-HWV | Inventory Item | 2737.03 |  |  |  | No | Racking | Shippable | 2583.08
220-0755 | 220-0755 |  |  | PLP, TPM, Top-of-Pole Mount for 6 Type-H Module, 38-42" x 67-82", 3hx2w-L, with Mounting Sleeve Upgrade for 8" Pipe, High Wind Version, Enter Module # and Manufacturer, TPM6-H-HWV-8IN | Inventory Item | 1542.36 |  |  |  | No | Racking | Soligent De-listing | 1455.6
220-0756 | 220-0756 |  |  | PLP, TPM, Top-of-Pole Mount for 8 Type-H Module, 38-42" x 67-82", 4hx2w-L, 8" Pipe, High Wind Version, Enter Module # and Manufacturer, TPM8-H-HWV | Inventory Item | 3685.15 |  |  |  | No | Racking | Shippable | 3477.86
220-0757 | 220-0757 |  |  | PLP, TPM, Top-of-Pole Mount for 9 Type-H Module, 38-42" x 67-82", 3hx3w-P, 8" Pipe, High Wind Version, Enter Module # and Manufacturer, TPM9-H-HWV | Inventory Item | 3586.86 |  |  |  | No | Racking | Soligent De-listing | 3385.1
220-0758 | 220-0758 |  |  | PLP, TPM, Top-of-Pole Mount for 10 Type-H Module, 38-42" x 67-82", 5hx2w-L, 8" Pipe, High Wind Version, Enter Module # and Manufacturer, TPM10-H-HWV | Inventory Item | 3971.99 |  |  |  | No | Racking | Soligent De-listing | 3748.56
220-0759 | 220-0759 |  |  | PLP, TPM, Top-of-Pole Mount for 12 Type-H Module, 38-42" x 67-82", 3hx4w-P, 8" Pipe, High Wind Version, Enter Module # and Manufacturer, TPM12-H-HWV | Inventory Item | 5380.83 |  |  |  | No | Racking | Soligent De-listing | 5078.16
220-0760 | 220-0760 |  |  | PLP, SPM, Side-of-Pole Mount for 1 Type-G Module, 37-42" x 61-67", 2"-3.5" OD Pipe, 1hx1w-L, Enter Module # and Manufacturer, SPM1-G | Inventory Item | 316.83 |  |  |  | No | Racking | Soligent De-listing | 299.01
220-0761 | 220-0761 |  |  | PLP, SPM, Side-of-Pole Mount for 1 Type-G Module, 37-42" x 61-67", 2"-3.5" OD Pipe, 1hx1w-L, High Wind Version, Enter Module # and Manufacturer, SPM1-G-HWV | Inventory Item | 396.05 |  |  |  | No | Racking | Soligent De-listing | 373.78
220-0762 | 220-0762 |  |  | PLP, SPM, Side-of-Pole Mount for 3 Type-G Module, 37-42" x 61-67", 3"-4.5" OD Pipe, 3hx1w-L, Enter Module # and Manufacturer, SPM3-G | Inventory Item | 674.29 |  |  |  | No | Racking | Soligent De-listing | 636.36
220-0763 | 220-0763 |  |  | PLP, SPM, Side-of-Pole Mount for 3 Type-G Module, 37-42" x 61-67", 3"-4.5" OD Pipe, 3hx1w-L, High Wind Version, Enter Module # and Manufacturer, SPM3-G-HWV | Inventory Item | 842.89 |  |  |  | No | Racking | Soligent De-listing | 795.47
220-0764 | 220-0764 |  |  | PLP, SPM, Side-of-Pole Mount for 2 Type-H Module, 38-40" x 77-78", 3"-4.5" OD Pipe, 2hx1w-L, Enter Module # and Manufacturer, SPM2-H | Inventory Item | 629.05 |  |  |  | No | Racking | Soligent De-listing | 593.66
220-0771 | 220-0771 |  |  | IronRidge, Rail Connector Hardware Kit, 29-7001-002 | Inventory Item | 2.56 |  |  |  | No | Racking | Shippable | 2.53
220-0772 | 220-0772 |  |  | IronRidge, U-Bolt hardware Kit for 2" Pipe, 29-0200-HDW | Inventory Item | 3.04 |  |  |  | No | Racking | Shippable | 3
230-0001 | 230-0001 |  |  | Wattsun, Converter Box, Step down from 48V to 24V, 48-24 LVC | Inventory Item | 92 |  |  |  | No | Racking | Vendor De-listing | 0
230-0003 | 230-0003 |  |  | Wattsun, Solar Tracker, AZ-125 for 6 Sharp 185W Modules, AZ-12506SH185 | Inventory Item | 5346 |  |  |  | No | Racking | Vendor De-listing | 0
230-0005 | 230-0005 |  |  | Wattsun, Solar Tracker, AZ-125 for 8 Sharp 185W Modules, AZ-12508SH185 | Inventory Item | 5346 |  |  |  | No | Racking | Vendor De-listing | 0
230-0006 | 230-0006 |  |  | Wattsun, Solar Tracker, AZ-125 for 8 SunPower 220W Modules, AZ-12508SP220 | Inventory Item | 5346 |  |  |  | No | Racking | Vendor De-listing | 0
230-0007 | 230-0007 |  |  | Wattsun, Solar Tracker, AZ-125 for 9 Sharp 185W Modules, AZ-12509SH185 | Inventory Item | 5346 |  |  |  | No | Racking | Vendor De-listing | 0
230-0008 | 230-0008 |  |  | Wattsun, Solar Tracker, AZ-125 for 10 Sharp 123W Modules, AZ-12510SH123 | Inventory Item | 5346 |  |  |  | No | Racking | Vendor De-listing | 0
230-0011 | 230-0011 |  |  | Wattsun, Solar Tracker, AZ-225 for 15 Sharp 130W Modules, AZ-22515SH130 | Inventory Item | 9870 |  |  |  | No | Racking | Soligent De-listing | 0
230-0013 | 230-0013 |  |  | Wattsun, Solar Tracker, AZ-125 for 6 EverGreen 190W Modules, AZ-1256EG190 | Inventory Item | 5346 |  |  |  | No | Racking | Vendor De-listing | 0
230-0014 | 230-0014 |  |  | Wattsun, Solar Tracker, AZ-125 for 6 SunTech 175W Modules, AZ-1256ST175 | Inventory Item | 5346 |  |  |  | No | Racking | Vendor De-listing | 0
230-0015 | 230-0015 |  |  | Wattsun, Solar Tracker, AZ-125 for 8 SunTech 175W Modules, AZ1258ST175 | Inventory Item | 5346 |  |  |  | No | Racking | Vendor De-listing | 0
230-0016 | 230-0016 |  |  | Wattsun, Solar Tracker, AZ-125 for 9 SunTech 175W Modules, AZ1259ST175 | Inventory Item | 5346 |  |  |  | No | Racking | Vendor De-listing | 0
230-0017 | 230-0017 |  |  | Wattsun, Solar Tracker, AZ-225 for 9 Sharp 208W Modules, AZ-22509SH208 | Inventory Item | 9870 |  |  |  | No | Racking | Soligent De-listing | 0
230-0019 | 230-0019 |  |  | Wattsun, Solar Tracker, AZ-225 for 12 EverGreen 190W Modules, AZ-22512EG190 | Inventory Item | 11330 |  |  |  | No | Racking | Soligent De-listing | 0
230-0020 | 230-0020 |  |  | Wattsun, Solar Tracker, AZ-225 for 12 Sharp 185W Modules, AZ-22512SH185 | Inventory Item | 9870 |  |  |  | No | Racking | Soligent De-listing | 0
230-0021 | 230-0021 |  |  | Wattsun, Solar Tracker, AZ-225 for 12 Sharp 216W Modules, AZ-22512SH208 | Inventory Item | 11330 |  |  |  | No | Racking | Soligent De-listing | 0
230-0022 | 230-0022 |  |  | Wattsun, Solar Tracker, AZ-225 for 12 SunPower 210W Modules, AZ-22512SP210 | Inventory Item | 9870 |  |  |  | No | Racking | Soligent De-listing | 0
230-0023 | 230-0023 |  |  | Wattsun, Solar Tracker, AZ-225 for 12 SunTech 175W Modules, AZ22512ST175 | Inventory Item | 9870 |  |  |  | No | Racking | Soligent De-listing | 0
230-0026 | 230-0026 |  |  | Wattsun, Solar Tracker, AZ-225 for 16 Sharp 185W Modules, AZ-22516SH185 | Inventory Item | 11330 |  |  |  | No | Racking | Soligent De-listing | 0
230-0027 | 230-0027 |  |  | Wattsun, Solar Tracker, AZ-225 for 16 SunPower 200/210/215/220/230/240 Modules, AZ-22516SP-200 Series | Inventory Item | 11330 |  |  |  | No | Racking | Vendor De-listing | 0
230-0028 | 230-0028 |  |  | Wattsun, Solar Tracker, AZ-225 for 16 SunTech 175W Modules, AZ22516ST175 | Inventory Item | 11330 |  |  |  | No | Racking | Soligent De-listing | 0
230-0029 | 230-0029 |  |  | Wattsun, Solar Tracker, AZ-225 for 18 Sharp 123W Modules, AZ-22518SH123 | Inventory Item | 11330 |  |  |  | No | Racking | Soligent De-listing | 0
230-0032 | 230-0032 |  |  | Wattsun, Solar Tracker, AZ-225 for 9 EverGreen 190W Modules, AZ-2259EG190 | Inventory Item | 9870 |  |  |  | No | Racking | Soligent De-listing | 0
230-0033 | 230-0033 |  |  | Wattsun, Power Supply, AC/DC to 24VDC, 120/240VAC Input, IDEC PS5R-SF24 | Inventory Item | 261 |  |  |  | No | Racking | Vendor De-listing | 0
230-0034 | 230-0034 |  |  | Wattsun, Power Supply Switch, AC/DC, 24VDC for High Voltage Water Pumping Array, DR-4524 | Inventory Item | 210 |  |  |  | No | Racking | Vendor De-listing | 0
230-0036 | 230-0036 |  |  | Wattsun, Dual Axis Option, for AZ-125, | Inventory Item | 808 |  |  |  | No | Racking | Vendor De-listing | 0
230-0037 | 230-0037 |  |  | Wattsun, Manual Control Option, Factory Installed, W-MANCON | Inventory Item | 197 |  |  |  | No | Racking | Vendor De-listing | 0
230-0038 | 230-0038 |  |  | Wattsun, Manual Control Kit for Field Installation, | Inventory Item | 237 |  |  |  | No | Racking | Vendor De-listing | 0
230-0039 | 230-0039 |  |  | Wattsun, Hardware Kit, 10 Modules, Stainless Steel, TRKAWSSHW10 | Inventory Item | 158 |  |  |  | No | Racking | Vendor De-listing | 0
230-0040 | 230-0040 |  |  | Wattsun, Hardware Kit, 12 Modules, Stainless Steel, TRKAWSSHW12 | Inventory Item | 189 |  |  |  | No | Racking | Vendor De-listing | 0
230-0041 | 230-0041 |  |  | Wattsun, Hardware Kit, 15 Modules, Stainless Steel, TRKAWSSHW15 | Inventory Item | 205 |  |  |  | No | Racking | Vendor De-listing | 0
230-0042 | 230-0042 |  |  | Wattsun, Hardware Kit, 16 Modules, Stainless Steel, TRKAWSSHW16 | Inventory Item | 221 |  |  |  | No | Racking | Vendor De-listing | 0
230-0043 | 230-0043 |  |  | Wattsun, Hardware Kit, 18 Modules, Stainless Steel, TRKAWSSHW18 | Inventory Item | 237 |  |  |  | No | Racking | Vendor De-listing | 0
230-0044 | 230-0044 |  |  | Wattsun, Hardware Kit, 2 Modules, Stainless Steel, TRKAWSSHW2 | Inventory Item | 95 |  |  |  | No | Racking | Vendor De-listing | 0
230-0045 | 230-0045 |  |  | Wattsun, Hardware Kit, 20 Modules, Stainless Steel, TRKAWSSHW20 | Inventory Item | 142 |  |  |  | No | Racking | Vendor De-listing | 0
230-0046 | 230-0046 |  |  | Wattsun, Hardware Kit, 24 Modules, Stainless Steel, TRKAWSSHW24 | Inventory Item | 154 |  |  |  | No | Racking | Vendor De-listing | 0
230-0047 | 230-0047 |  |  | Wattsun, Hardware Kit, 28 Modules, Stainless Steel, TRKAWSSHW28 | Inventory Item | 160 |  |  |  | No | Racking | Vendor De-listing | 0
230-0048 | 230-0048 |  |  | Wattsun, Hardware Kit, 4 Modules, Stainless Steel, TRKAWSSHW4 | Inventory Item | 111 |  |  |  | No | Racking | Vendor De-listing | 0
230-0049 | 230-0049 |  |  | Wattsun, Hardware Kit, 6 Modules, Stainless Steel, TRKAWSSHW6 | Inventory Item | 126 |  |  |  | No | Racking | Vendor De-listing | 0
230-0050 | 230-0050 |  |  | Wattsun, Hardware Kit, 8 Modules, Stainless Steel, TRKAWSSHW8 | Inventory Item | 142 |  |  |  | No | Racking | Vendor De-listing | 0
230-0051 | 230-0051 |  |  | Wattsun, Hardware Kit, 9 Modules, Stainless Steel, TRKAWSSHW9 | Inventory Item | 150 |  |  |  | No | Racking | Vendor De-listing | 0
230-0055 | 230-0055 |  |  | Zomeworks, UTR-020 Passive Tracker, UTR-020 | Inventory Item | 1145 |  |  |  | No | Racking | Vendor De-listing | 0
230-0056 | 230-0056 |  |  | Zomeworks, UTRF-064 Passive Tracker, UTRF-064 | Inventory Item | 1840 |  |  |  | No | Racking | Vendor De-listing | 0
230-0057 | 230-0057 |  |  | Zomeworks, UTRF-090 Passive Tracker, UTRF-090 | Inventory Item | 4945.83 |  |  |  | No | Racking | Vendor De-listing | 0
230-0059 | 230-0059 |  |  | Zomeworks, UTRF-120 Passive Tracker, UTRF-120 | Inventory Item | 5710 |  |  |  | No | Racking | Soligent De-listing | 0
230-0061 | 230-0061 |  |  | Zomeworks, UTRF-168 Passive Tracker, UTRF-168 | Inventory Item | 6881.67 |  |  |  | No | Racking | Vendor De-listing | 0
230-0066 | 230-0066 |  |  | Zomeworks, UTRK-040 Passive Tracker, UTRK-040 | Inventory Item | 1552.5 |  |  |  | No | Racking | Vendor De-listing | 0
230-0068 | 230-0068 |  |  | Wattsun, Solar Tracker, AZ-225 for 8 Sharp 216W, AZ22508SH21 | Inventory Item | 9870 |  |  |  | No | Racking | Soligent De-listing | 0
230-0073 | 230-0073 |  |  | Wattsun, Solar Tracker, AZ-225 for 16 Sanyo 215N Modules, AZ22516SA215N | Inventory Item | 11330 |  |  |  | No | Racking | Soligent De-listing | 0
230-0075 | 230-0075 |  |  | Wattsun, Solar Tracker, AZ-125 for 12 Kyocera 130W Module, W Kyocera 130-12 S | Inventory Item | 5346 |  |  |  | No | Racking | Vendor De-listing | 0
230-0079 | 230-0079 |  |  | Wattsun, Solar Tracker, AZ-125 for 6 Sharp 200-series Modules, AZ-12506SH224 | Inventory Item | 5208 |  |  |  | No | Racking | Vendor De-listing | 0
230-0080 | 230-0080 |  |  | Wattsun, Solar Tracker, AZ-125 for 6 Sharp 198W Modules, AZ-12506SH198/187 | Inventory Item | 5346 |  |  |  | No | Racking | Vendor De-listing | 0
230-0081 | 230-0081 |  |  | Wattsun, Solar Tracker, AZ-225 for 12 Sharp 198W Modules, AZ-22512SH198 | Inventory Item | 11330 |  |  |  | No | Racking | Soligent De-listing | 0
230-0082 | 230-0082 |  |  | Wattsun, Custom Quote, Enter Quote Number and Custom Price | Non-inventory Item | 0 |  |  |  | No | Racking | Soligent De-listing | 0
230-0083 | 230-0083 |  |  | Wattsun, Controller extension wire kit | Inventory Item | 211 |  |  |  | No | Racking | Vendor De-listing | 0
230-0084 | 230-0084 |  |  | Wattsun, Solar Tracker, AZ-225 for 12 EverGreen 210W Modules, AZ-22512ES210 | Inventory Item | 11330 |  |  |  | No | Racking | Soligent De-listing | 0
230-0085 | 230-0085 |  |  | Wattsun, Solar Tracker, AZ-125 for 6 EverGreen 210W Modules, AZ-1256EC210 | Inventory Item | 5346 |  |  |  | No | Racking | Vendor De-listing | 0
230-0086 | 230-0086 |  |  | Wattsun, Solar Tracker, AZ-225 for 9 EverGreen 210W Modules, AZ-2259EC210 | Inventory Item | 9870 |  |  |  | No | Racking | Soligent De-listing | 0
230-0087 | 230-0087 |  |  | Wattsun, Solar Tracker, AZ-125 for 9 Sanyo HIP-205W Modules, AZ1259SA205 | Inventory Item | 5346 |  |  |  | No | Racking | Vendor De-listing | 0
230-0088 | 230-0088 |  |  | Wattsun, Solar Tracker, AZ-225 for 12 Sanyo 215N Modules, AZ-22512DA215N | Inventory Item | 9870 |  |  |  | No | Racking | Soligent De-listing | 0
230-0089 | 230-0089 |  |  | Wattsun, Solar Tracker, AZ-125 for 4 EverGreen 205W Modules, AZ-1254ES205 | Inventory Item | 5346 |  |  |  | No | Racking | Vendor De-listing | 0
230-0094 | 230-0094 |  |  | Zomeworks, Stainless steel marine bearings, call for quote, Enter Quote Number and Custom Price, , FG-BEARING-MARINE | Non-inventory Item | 0 |  |  |  | No | Racking | Vendor De-listing | 0
230-0095 | 230-0095 |  |  | Zomeworks, Epoxy primer option, call for quote, Enter Quote Number and Custom Price, , FG-PAINT-EPOXY-TR | Non-inventory Item | 0 |  |  |  | No | Racking | Soligent De-listing | 0
230-0098 | 230-0098 |  |  | Zomeworks, Stainless steel hardware, call for quote, Enter Quote Number and Custom Price, , FG-HRDW-UTRF-SS | Non-inventory Item | 0 |  |  |  | No | Racking | Soligent De-listing | 0
230-0101 | 230-0101 |  |  | Wattsun, Solar Tracker, AZ-225 for 12 SunPower 315W Modules, AZ-22512SP315 | Inventory Item | 11330 |  |  |  | No | Racking | Vendor De-listing | 0
230-0102 | 230-0102 |  |  | Wattsun, Solar Tracker, AZ-125 for 8 Sanyo HIP-186DA3 Modules, AZ1258SA186 | Inventory Item | 5346 |  |  |  | No | Racking | Vendor De-listing | 0
230-0103 | 230-0103 |  |  | Zomeworks, Option High Wind Kit ordered at same time as tracker UTRF- 64, 90,120, includes shocks, mount arm, & hardware, Specify Tracker Model #, FG-HWO-UTRF | Inventory Item | 472 |  |  |  | No | Racking | Soligent De-listing | 0
230-0125 | 230-0125 |  |  | Wattsun, Tracker for 12 Sharp 235-watt NU-235FU1 | Inventory Item | 12274 |  |  |  | No | Racking | Vendor De-listing | 0
230-0126 | 230-0126 |  |  | Wattsun, Azimuth Motor, MHWA-WMOTOR-AZ125-225 | Inventory Item | 420 |  |  |  | No | Racking | Vendor De-listing | 0
230-0127 | 230-0127 |  |  | Wattsun, Converter, 8A Voltage Converter, MHWA-X8A | Inventory Item | 289 |  |  |  | No | Racking | Vendor De-listing | 0
230-0134 | 230-0134 |  |  | Zomeworks, Option Extra Rail Set for UTRF-064 Passive Tracker, FG-RAIL-UTRF-064* | Inventory Item | 440 |  |  |  | No | Racking | Soligent De-listing | 0
230-0135 | 230-0135 |  |  | Zomeworks, Option Extra Rail Set for UTRF-120 Passive Tracker, FG-RAIL-UTRF-120* | Inventory Item | 357.5 |  |  |  | No | Racking | Vendor De-listing | 0
230-0136 | 230-0136 |  |  | Zomeworks, Option Extra Rail Set for UTRF-168 Passive Tracker, FG-RAIL-UTRF-168* | Inventory Item | 279.17 |  |  |  | No | Racking | Vendor De-listing | 0
230-0137 | 230-0137 |  |  | Zomeworks, Option Extra Rail Set for UTRF-090 Passive Tracker, FG-RAIL-UTRF-090* | Inventory Item | 440 |  |  |  | No | Racking | Soligent De-listing | 0
230-0139 | 230-0139 |  |  | Zomeworks, Option 2 Extra Rail Sets for UTRF-064 Passive Tracker, FG-RAIL-UTRF-064** | Inventory Item | 882 |  |  |  | No | Racking | Soligent De-listing | 0
230-0140 | 230-0140 |  |  | Zomeworks, Option 2 Extra Rail Sets for UTRF-120 Passive Tracker, FG-RAIL-UTRF-120** | Inventory Item | 882 |  |  |  | No | Racking | Soligent De-listing | 0
230-0141 | 230-0141 |  |  | Zomeworks, Option 2 Extra Rail Sets for UTRF-168 Passive Tracker, FG-RAIL-UTRF-168** | Inventory Item | 557.5 |  |  |  | No | Racking | Vendor De-listing | 0
230-0142 | 230-0142 |  |  | Zomeworks, Option 2 Extra Rail Sets for UTRF-090 Passive Tracker, FG-RAIL-UTRF-090** | Inventory Item | 882 |  |  |  | No | Racking | Soligent De-listing | 0
230-0144 | 230-0144 |  |  | Zomeworks, Option High Wind Kit ordered at same time as tracker UTRK- 040, includes hardware, FG-SHOCK-JWF-W HRDW | Inventory Item | 171 |  |  |  | No | Racking | Soligent De-listing | 0
230-0146 | 230-0146 |  |  | Zomeworks, Option High Wind Kit NOT ordered at same time as tracker UTRF- 64, 90,120, includes shocks, mount arm, & hardware, Specify Tracker Model # and Serial #, FG-HWU-UTRF | Inventory Item | 472 |  |  |  | No | Racking | Soligent De-listing | 0
230-0151 | 230-0151 |  |  | Wattsun, Solar Tracker, AZ-125 Single-axis, for 6 SunPower 228W Modules, AZ-125 WSPR228-06 S | Inventory Item | 5346 |  |  |  | No | Racking | Vendor De-listing | 0
230-0152 | 230-0152 |  |  | Zomeworks, Custom Quote, Enter Quote Number and Custom Price | Non-inventory Item | 0 |  |  |  | No | Racking | Vendor De-listing | 0
230-0153 | 230-0153 |  |  | Wattsun Solar Tracker, AZ-225 for 9 Yingli 230W Modules, AZ22509YL230 | Inventory Item | 9870 |  |  |  | No | Racking | Soligent De-listing | 0
230-0154 | 230-0154 |  |  | Wattsun, Solar Tracker, AZ-225 for 9 Yingli 230W Modules, AZ22509YL230 | Inventory Item | 9870 |  |  |  | No | Racking | Soligent De-listing | 0
230-0155 | 230-0155 |  |  | Wattsun, Solar Tracker, AZ-225 for 12 Yingli 230W Modules, AZ22512YL230 | Inventory Item | 11330 |  |  |  | No | Racking | Soligent De-listing | 0
230-0156 | 230-0156 |  |  | Wattsun, AZ225 Dual Axis Solar Tracker for 12 any brand 60-Cell Modules, 39"x66", include datasheet for Module with PO, AZ-225-12-60-cell | Inventory Item | 11330 |  |  |  | No | Racking | Vendor De-listing | 0
230-0157 | 230-0157 |  |  | Wattsun, Solar Tracker, Duplicate of #230-0156, Custom Dual Axis AZ-225 for 12 60-Cell Modules, 39" x 66", include Datasheet for hole specs, AZ-22512 | Inventory Item | 11330 |  |  |  | No | Racking | Soligent De-listing | 0
230-0158 | 230-0158 |  |  | Wattsun, AZ225 Dual Axis Solar Tracker for 8 any brand 60-Cell Modules, 39"x66", include datasheet for Module with PO, AZ-225-08-60-cell | Inventory Item | 9870 |  |  |  | No | Racking | Vendor De-listing | 0
230-0159 | 230-0159 |  |  | Zomeworks, UTRF-072 Passive Tracker, UTRF-072 | Inventory Item | 2737.5 |  |  |  | No | Racking | Vendor De-listing | 0
240-0000 | 240-0000 |  |  | DPW, Custom Quote, Enter Quote Number and Custom Price | Non-inventory Item | 0 |  |  |  | No | Racking | Shippable | 0
240-0053 | 240-0053 |  |  | DPW, PowerRail Standoff, Power Post, 3", 1.31" diameter, Clear, Qty. 1, PRM-PP3 | Inventory Item | 24 |  |  |  | No | Racking | Soligent De-listing | 0
240-0054 | 240-0054 |  |  | DPW, PowerRail Standoff, Power Post, 4", 1.31" diameter, Clear, Qty. 1, PRM-PP4 | Inventory Item | 3.78 |  |  |  | No | Racking | Soligent De-listing | 0
240-0055 | 240-0055 |  |  | DPW, PowerRail Standoff, Power Post, 5", 1.31" diameter, Clear, Qty. 1, PRM-PP5 | Inventory Item | 25 |  |  |  | No | Racking | Soligent De-listing | 0
240-0056 | 240-0056 |  |  | DPW, PowerRail Standoff, Power Post, 6", 1.31" diameter, Clear, Qty. 1, PRM-PP6 | Inventory Item | 26 |  |  |  | No | Racking | Soligent De-listing | 0
240-0057 | 240-0057 |  |  | DPW, PowerRail Standoff, Power Post, 7", 1.31" diameter, Clear, Qty. 1, PRM-PP7 | Inventory Item | 27 |  |  |  | No | Racking | Soligent De-listing | 0
240-0059 | 240-0059 |  |  | DPW, PowerRail P6/P8 L Foot, 3.5", with Turn bolt, Clear, Qty. 1, PRM-LF3 | Inventory Item | 11 |  |  |  | No | Racking | Soligent De-listing | 0
240-0178 : 240-0178 : 240-0178 : 240-0178_U | 240-0178 : 240-0178 : 240-0178_U |  |  | ProSolar, U-Bolt Assembly, 1-1/2”, Qty. 1, A-UAS-1S | Inventory Item | 6.08 |  |  |  | No | Racking | Shippable | 5.73
240-0180 | 240-0180 |  |  | UniRac, U-LA Front Cap, 2", Zinc Plated Steel, Qty. 1, 403211G | Inventory Item | 59.36 |  |  |  | No | Racking | Vendor De-listing | 0
240-0181 | 240-0181 |  |  | UniRac, U-LA Rear Cap, 2", Zinc Plated Steel, Qty. 1, 403214G | Inventory Item | 55 |  |  |  | No | Racking | Vendor De-listing | 0
240-0183 | 240-0183 |  |  | UniRac, U-LA Threaded Foot, 2", Zinc Plated Steel, Qty. 1, 403216S | Inventory Item | 39 |  |  |  | No | Racking | Soligent De-listing | 0
240-0184 | 240-0184 |  |  | UniRac, U-LA Slider, 1", Flange, 2", Zinc Plated Steel, Qty. 1, 403215S | Inventory Item | 41 |  |  |  | No | Racking | Vendor De-listing | 0
240-0185 | 240-0185 |  |  | UniRac, U-LA Front Cap, 3", Zinc Plated Steel, Qty. 1, 403311G | Inventory Item | 111 |  |  |  | No | Racking | Vendor De-listing | 0
240-0186 | 240-0186 |  |  | UniRac, U-LA Rear Cap, 3", Zinc Plated Steel, Qty. 1, 403314G | Inventory Item | 92 |  |  |  | No | Racking | Vendor De-listing | 0
240-0188 | 240-0188 |  |  | UniRac, U-LA Threaded Foot, 3", Zinc Plated Steel, Qty. 1, 403316S | Inventory Item | 92.6 |  |  |  | No | Racking | Vendor De-listing | 0
240-0189 | 240-0189 |  |  | UniRac, U-LA Slider, 1", Flange, 3", Zinc Plated Steel, Qty. 1, 403315S | Inventory Item | 76.2 |  |  |  | No | Racking | Vendor De-listing | 0
240-0201 | 240-0201 |  |  | ProSolar, GroundTrac for 3 Sharp 200W Series Modules in Landscape | Item Group |  |  |  |  | No | Racking | Soligent De-listing | 0
240-0204 | 240-0204 |  |  | ProSolar, GroundTrac for 4 Sharp 175W Series Modules in Landscape | Item Group |  |  |  |  | No | Racking | Soligent De-listing | 0
240-0221 | 240-0221 |  |  | DPW, PowerRail Standoff, Easy Power Post, 3", 1.31" diameter, Clear, Qty. 1, PRM-EP3 | Inventory Item | 28 |  |  |  | No | Racking | Soligent De-listing | 27.65
240-0223 | 240-0223 |  |  | DPW, PowerRail Standoff, Easy Power Post, 5", 1.31" diameter, Clear, Qty. 1, PRM-EP5 | Inventory Item | 28.73 |  |  |  | No | Racking | Vendor De-listing | 28.37
240-0225 | 240-0225 |  |  | DPW, PowerRail Standoff, Easy Power Post, 7", 1.31" diameter, Clear, Qty. 1, PRM-EP7 | Inventory Item | 31.41 |  |  |  | No | Racking | Vendor De-listing | 31.01
240-0229 | 240-0229 |  |  | DPW, PowerRail Standoff, Offset Power Post, 3", 1.31" diameter, Clear, Qty. 1, PRM-OP3 | Inventory Item | 24 |  |  |  | No | Racking | Soligent De-listing | 0
240-0230 | 240-0230 |  |  | DPW, PowerRail Standoff, Offset Power Post, 4", 1.31" diameter, Clear, Qty. 1, PRM-OP4 | Inventory Item | 25 |  |  |  | No | Racking | Soligent De-listing | 0
240-0231 | 240-0231 |  |  | DPW, PowerRail Standoff, Offset Power Post, 5", 1.31" diameter, Clear, Qty. 1, PRM-OP5 | Inventory Item | 25 |  |  |  | No | Racking | Soligent De-listing | 0
240-0232 | 240-0232 |  |  | DPW, PowerRail Standoff, Offset Power Post, 6", 1.31" diameter, Clear, Qty. 1, PRM-OP6 | Inventory Item | 26 |  |  |  | No | Racking | Soligent De-listing | 0
240-0233 | 240-0233 |  |  | DPW, PowerRail Standoff, Offset Power Post, 7", 1.31" diameter, Clear, Qty. 1, PRM-OP7 | Inventory Item | 27 |  |  |  | No | Racking | Soligent De-listing | 0
240-0241 | 240-0241 |  |  | Hollaender, Narrow Width Base Flange, 2 mounting holes, 1.5" Pipe Size, 46-8 | Inventory Item | 30 |  |  |  | No | Racking | Soligent De-listing | 0
240-0242 | 240-0242 |  |  | Hollaender, Narrow Width Adjustable Base Flange, 2 mounting holes, 1.5" Pipe Size, 46ADJ-8 | Inventory Item | 80 |  |  |  | No | Racking | Soligent De-listing | 0
240-0243 | 240-0243 |  |  | ProSolar, GroundTrac for 4 Sharp 200W Series Modules in Landscape with XD rail DC KIT.... PROSOLA GROUND. | Item Group |  |  |  |  | No | Racking | Soligent De-listing | 0
240-0255 | 240-0255 |  |  | Hollaender, Adjustable Elbow or Tee Assembly, 2-piece, 1", 17-6 | Inventory Item | 33 |  |  |  | No | Racking | Soligent De-listing | 0
240-0261 | 240-0261 |  |  | ProSolar, GroundTrac for 3 Schott POLY 200 Series Modules in Landscape | Item Group |  |  |  |  | No | Racking | Soligent De-listing | 0
240-0262 | 240-0262 |  |  | ProSolar, GroundTrac for 4 Schott POLY 200 or Yingli 200 Series Modules in Landscape with XD rail ProSolar, GroundTrac for 4 Sharp 200W Series Modules in Landscape with XD rail DC KIT.... PROSOLA GROUND. DC KIT.... PROSOLA GROUND. | Item Group |  |  |  |  | No | Racking | Soligent De-listing | 0
240-0265 | 240-0265 |  |  | UniRac, DGFT - Ground Fixed Tilt TOP CHORD CHANNEL 20/30, 404010 | Inventory Item | 67.05 |  |  |  | No | Racking | Vendor De-listing | 0
240-0266 | 240-0266 |  |  | UniRac, DGFT - Ground Fixed Tilt DIAG BRACE ASSEMBLY 20D, 404011 | Inventory Item | 64.5 |  |  |  | No | Racking | Vendor De-listing | 0
240-0267 | 240-0267 |  |  | UniRac, DGFT - Ground Fixed Tilt DIAG BRACE ASSEMBLY 30D, 404012 | Inventory Item | 64.5 |  |  |  | No | Racking | Vendor De-listing | 0
240-0385 | 240-0385 |  |  | ProSolar, GroundTrac for 3 Yingli 200-Series in Landscape | Item Group |  |  |  |  | No | Racking | Soligent De-listing | 0
240-0386 | 240-0386 |  |  | ProSolar, GroundTrac for 4 Yingli 200-Series in Landscape | Item Group |  |  |  |  | No | Racking | Soligent De-listing | 0
240-0387 | 240-0387 |  |  | ProSolar, Grade Stake Kit for Ground Trac, (6) Re-usable guide stakes, A-GS-6 | Inventory Item | 131 |  |  |  | No | Racking | Soligent De-listing | 0
240-0391 | 240-0391 |  |  | Hollaender, Economy Tee, 1.25" Pipe Size, 5E-7 | Inventory Item | 11.37 |  |  |  | No | Racking | Soligent De-listing | 10.47
240-0392 | 240-0392 |  |  | Hollaender, Tee-E Assembly, 1 1/2" Adjustable Elbow, 17E-8 | Inventory Item | 22.36 |  |  |  | No | Racking | Shippable | 21.1
240-0394 | 240-0394 |  |  | Hollaender, Rectangular Base Flange for 1 1/2" Pipe , (4) 7/16" holes, 47-8 | Inventory Item | 27 |  |  |  | No | Racking | Soligent De-listing | 0
240-0406 | 240-0406 |  |  | UniRac, U-LA Brace, 21 ft, 2", Aluminum, Qty. 1, 403203C | Inventory Item | 187.4 |  |  |  | No | Racking | Vendor De-listing | 0
240-0414 | 240-0414 |  |  | Zomeworks, Custom Quote, Roof/Ground Fixed Mount, Zomeworks, Top of Pole/Fixed Rack, Enter Quote Number and Custom Price | Non-inventory Item | 0 |  |  |  | No | Racking | Soligent De-listing | 0
240-0416 | 240-0416 |  |  | Zomeworks, Custom Quote, Low Profile Roof/Ground Fixed Mount, Zomeworks, Top of Pole/Fixed Rack, Enter Quote Number and Custom Price | Non-inventory Item | 0 |  |  |  | No | Racking | Soligent De-listing | 0
240-0417 | 240-0417 |  |  | DPW, SRGM, Tamper-Resistant Hardware Package for Standard Roof/Ground Mount 1 Module, SRGM TRH 1 | Inventory Item | 24 |  |  |  | No | Racking | Soligent De-listing | 0
240-0418 | 240-0418 |  |  | DPW, SRGM, Tamper-Resistant Hardware Package for Standard Roof/Ground Mount 2 Modules, SRGM TRH 2 | Inventory Item | 30 |  |  |  | No | Racking | Soligent De-listing | 0
240-0419 | 240-0419 |  |  | DPW, SRGM, Tamper-Resistant Hardware Package for Standard Roof/Ground Mount 3 Modules, SRGM TRH 3 | Inventory Item | 36 |  |  |  | No | Racking | Soligent De-listing | 0
240-0420 | 240-0420 |  |  | DPW, SRGM, Tamper-Resistant Hardware Package for Standard Roof/Ground Mount 4 Modules, SRGM TRH 4 | Inventory Item | 41 |  |  |  | No | Racking | Soligent De-listing | 0
240-0421 | 240-0421 |  |  | DPW, SRGM, Tamper-Resistant Hardware Package for Standard Roof/Ground Mount 5 Modules, SRGM TRH 5 | Inventory Item | 47 |  |  |  | No | Racking | Soligent De-listing | 0
240-0422 | 240-0422 |  |  | DPW, SRGM, Standard Roof/Ground Mount with One-Piece Legs for 1 Type-B Module, 20-26" x 39-53", 2L/4F, 1hx1w-L, Enter Module # and Manufacturer, SRGM1-B-OP | Inventory Item | 118 |  |  |  | No | Racking | Vendor De-listing | 0
240-0423 | 240-0423 |  |  | DPW, SRGM, Standard Roof/Ground Mount with One-Piece Legs for 1 Type-C Module, 22-27" x 56-63", 2L/4F, 1hx1w-L, Enter Module # and Manufacturer, SRGM1-C-OP | Inventory Item | 160 |  |  |  | No | Racking | Vendor De-listing | 0
240-0424 | 240-0424 |  |  | DPW, SRGM, Standard Roof/Ground Mount with One-Piece Legs for 1 Type-D Module, 31-33" x 60-67", 2L/4F, 1hx1w-L, Enter Module # and Manufacturer, SRGM1-D-OP | Inventory Item | 178 |  |  |  | No | Racking | Vendor De-listing | 0
240-0425 | 240-0425 |  |  | DPW, SRGM, Standard Roof/Ground Mount with One-Piece Legs for 1 Type-E Module, 38-40" x 51-56", 2L/4F, 1hx1w-L, Enter Module # and Manufacturer, SRGM1-E-OP | Inventory Item | 189 |  |  |  | No | Racking | Vendor De-listing | 0
240-0426 | 240-0426 |  |  | DPW, SRGM, Standard Roof/Ground Mount with One-Piece Legs for 1 Type-F Module, 38-42" x 58-61", 2L/4F, 1hx1w-L, Enter Module # and Manufacturer, SRGM1-F-OP | Inventory Item | 189 |  |  |  | No | Racking | Vendor De-listing | 0
240-0427 | 240-0427 |  |  | DPW, SRGM, Standard Roof/Ground Mount with One-Piece Legs for 1 Type-G Module, 37-42" x 61-67", 2L/4F, 1hx1w-L, Enter Module # and Manufacturer, SRGM1-G-OP | Inventory Item | 189 |  |  |  | No | Racking | Vendor De-listing | 0
240-0428 | 240-0428 |  |  | DPW, SRGM, Standard Roof/Ground Mount with One-Piece Legs for 1 Type-H Module, 38-40" x 77-78", 2L/4F, 1hx1w-L, Enter Module # and Manufacturer, SRGM1-H-OP | Inventory Item | 225 |  |  |  | No | Racking | Vendor De-listing | 0
240-0429 | 240-0429 |  |  | DPW, SRGM, Standard Roof/Ground Mount with One-Piece Legs for 2 Type-B Modules, 20-26" x 39-53", 2L/4F, 2hx1w-L, Enter Module # and Manufacturer, SRGM2-B-OP | Inventory Item | 166 |  |  |  | No | Racking | Vendor De-listing | 0
240-0430 | 240-0430 |  |  | DPW, SRGM, Standard Roof/Ground Mount with One-Piece Legs for 2 Type-C Modules, 22-27" x 56-63", 2L/4F, 2hx1w-L, Enter Module # and Manufacturer, SRGM2-C-OP | Inventory Item | 255 |  |  |  | No | Racking | Vendor De-listing | 0
240-0431 | 240-0431 |  |  | DPW, SRGM, Standard Roof/Ground Mount with One-Piece Legs for 2 Type-D Modules, 31-33" x 60-67", 2L/4F, 2hx1w-L, Enter Module # and Manufacturer, SRGM2-D-OP | Inventory Item | 314 |  |  |  | No | Racking | Vendor De-listing | 0
240-0432 | 240-0432 |  |  | DPW, SRGM, Standard Roof/Ground Mount with One-Piece Legs for 2 Type-E Modules, 38-40" x 51-56", 2L/4F, 2hx1w-L, Enter Module # and Manufacturer, SRGM2-E-OP | Inventory Item | 332 |  |  |  | No | Racking | Vendor De-listing | 0
240-0433 | 240-0433 |  |  | DPW, SRGM, Standard Roof/Ground Mount with One-Piece Legs for 2 Type-F Modules, 38-42" x 58-61", 2L/4F, 2hx1w-L, Enter Module # and Manufacturer, SRGM2-F-OP | Inventory Item | 332 |  |  |  | No | Racking | Vendor De-listing | 0
240-0434 | 240-0434 |  |  | DPW, SRGM, Standard Roof/Ground Mount with One-Piece Legs for 2 Type-G Modules, 37-42" x 61-67", 2L/4F, 2hx1w-L, Enter Module # and Manufacturer, SRGM2-G-OP | Inventory Item | 332 |  |  |  | No | Racking | Vendor De-listing | 0
240-0435 | 240-0435 |  |  | DPW, SRGM, Standard Roof/Ground Mount with One-Piece Legs for 2 Type-H Modules, 38-40" x 77-78", 2L/4F, 2hx1w-L, Enter Module # and Manufacturer, SRGM2-H-OP | Inventory Item | 397 |  |  |  | No | Racking | Vendor De-listing | 0
240-0436 | 240-0436 |  |  | DPW, SRGM, Standard Roof/Ground Mount with One-Piece Legs for 3 Type-B Modules, 20-26" x 39-53", 2L/4F, 3hx1w-L, Enter Module # and Manufacturer, SRGM3-B-OP | Inventory Item | 225 |  |  |  | No | Racking | Vendor De-listing | 0
240-0437 | 240-0437 |  |  | DPW, SRGM, Standard Roof/Ground Mount with One-Piece Legs for 3 Type-C Modules, 22-27" x 56-63", 2L/4F, 3hx1w-L, Enter Module # and Manufacturer, SRGM3-C-OP | Inventory Item | 355 |  |  |  | No | Racking | Vendor De-listing | 0
240-0438 | 240-0438 |  |  | DPW, SRGM, Standard Roof/Ground Mount with One-Piece Legs for 3 Type-D Modules, 31-33" x 60-67", 2L/4F, 3hx1w-L, Enter Module # and Manufacturer, SRGM3-D-OP | Inventory Item | 446 |  |  |  | No | Racking | Vendor De-listing | 0
240-0439 | 240-0439 |  |  | DPW, SRGM, Standard Roof/Ground Mount with One-Piece Legs for 3 Type-E Modules, 38-40" x 51-56", 2L/4F, 3hx1w-L, Enter Module # and Manufacturer, SRGM3-E-OP | Inventory Item | 468 |  |  |  | No | Racking | Vendor De-listing | 0
240-0440 | 240-0440 |  |  | DPW, SRGM, Standard Roof/Ground Mount with One-Piece Legs for 3 Type-F Modules, 38-42" x 58-61", 2L/4F, 3hx1w-L, Enter Module # and Manufacturer, SRGM3-F-OP | Inventory Item | 468 |  |  |  | No | Racking | Vendor De-listing | 0
240-0441 | 240-0441 |  |  | DPW, SRGM, Standard Roof/Ground Mount with One-Piece Legs for 3 Type-G Modules, 37-42" x 61-67", 2L/4F, 3hx1w-L, Enter Module # and Manufacturer, SRGM3-G-OP | Inventory Item | 468 |  |  |  | No | Racking | Vendor De-listing | 0
240-0442 | 240-0442 |  |  | DPW, SRGM, Standard Roof/Ground Mount with One-Piece Legs for 3 Type-H Modules, 38-40" x 77-78", 2L/4F, 3hx1w-L, Enter Module # and Manufacturer, SRGM3-H-OP | Inventory Item | 564 |  |  |  | No | Racking | Vendor De-listing | 0
240-0443 | 240-0443 |  |  | DPW, SRGM, Standard Roof/Ground Mount with One-Piece Legs for 4 Type-B Modules, 20-26" x 39-53", 2L/4F, 4hx1w-L, Enter Module # and Manufacturer, SRGM4-B-OP | Inventory Item | 266 |  |  |  | No | Racking | Vendor De-listing | 0
240-0444 | 240-0444 |  |  | DPW, SRGM, Standard Roof/Ground Mount with One-Piece Legs for 4 Type-C Modules, 22-27" x 56-63", 2L/4F, 4hx1w-L, Enter Module # and Manufacturer, SRGM4-C-OP | Inventory Item | 492 |  |  |  | No | Racking | Vendor De-listing | 0
240-0445 | 240-0445 |  |  | DPW, SRGM, Standard Roof/Ground Mount with One-Piece Legs for 4 Type-D Modules, 31-33" x 60-67", 2L/4F, 4hx1w-L, Enter Module # and Manufacturer, SRGM4-D-OP | Inventory Item | 576 |  |  |  | No | Racking | Vendor De-listing | 0
240-0461 | 240-0461 |  |  | DPW, SRGM, Standard Roof/Ground Mount, Standard Design, with Telescoping Legs for 2 Type-C Modules, 22-27" x 56-63", 2L/4F, 2hx1w-L, Enter Module # and Manufacturer, SRGM2-C-SD | Inventory Item | 326 |  |  |  | No | Racking | Soligent De-listing | 0
240-0462 | 240-0462 |  |  | DPW, SRGM, Standard Roof/Ground Mount, Standard Design, with Telescoping Legs for 2 Type-D Modules, 31-33" x 60-67", 2L/4F, 2hx1w-L, Enter Module # and Manufacturer, SRGM2-D-SD | Inventory Item | 385 |  |  |  | No | Racking | Soligent De-listing | 0
240-0463 | 240-0463 |  |  | DPW, SRGM, Standard Roof/Ground Mount, Standard Design, with Telescoping Legs for 2 Type-E Modules, 38-40" x 51-56", 2L/4F, 2hx1w-L, Enter Module # and Manufacturer, SRGM2-E-SD | Inventory Item | 404 |  |  |  | No | Racking | Soligent De-listing | 0
240-0464 | 240-0464 |  |  | DPW, SRGM, Standard Roof/Ground Mount, Standard Design, with Telescoping Legs for 2 Type-F Modules, 38-42" x 58-61", 2L/4F, 2hx1w-L, Enter Module # and Manufacturer, SRGM2-F-SD | Inventory Item | 404 |  |  |  | No | Racking | Soligent De-listing | 0
240-0465 | 240-0465 |  |  | DPW, SRGM, Standard Roof/Ground Mount, Standard Design, with Telescoping Legs for 2 Type-G Modules, 37-42" x 61-67", 2L/4F, 2hx1w-L, Enter Module # and Manufacturer, SRGM2-G-SD | Inventory Item | 404 |  |  |  | No | Racking | Soligent De-listing | 0
240-0466 | 240-0466 |  |  | DPW, SRGM, Standard Roof/Ground Mount, Standard Design, with Telescoping Legs for 2 Type-H Modules, 38-40" x 77-78", 2L/4F, 2hx1w-L, Enter Module # and Manufacturer, SRGM2-H-SD | Inventory Item | 404 |  |  |  | No | Racking | Soligent De-listing | 0
240-0467 | 240-0467 |  |  | DPW, SRGM, Standard Roof/Ground Mount, Standard Design, with Telescoping Legs for 3 Type-B Modules, 20-26" x 39-53", 2L/4F, 3hx1w-L, Enter Module # and Manufacturer, SRGM3-B-SD | Inventory Item | 302 |  |  |  | No | Racking | Soligent De-listing | 0
240-0468 | 240-0468 |  |  | DPW, SRGM, Standard Roof/Ground Mount, Standard Design, with Telescoping Legs for 3 Type-C Modules, 22-27" x 56-63", 2L/4F, 3hx1w-L, Enter Module # and Manufacturer, SRGM3-C-SD | Inventory Item | 446 |  |  |  | No | Racking | Soligent De-listing | 0
240-0469 | 240-0469 |  |  | DPW, SRGM, Standard Roof/Ground Mount, Standard Design, with Telescoping Legs for 3 Type-D Modules, 31-33" x 60-67", 2L/4F, 3hx1w-L, Enter Module # and Manufacturer, SRGM3-D-SD | Inventory Item | 522 |  |  |  | No | Racking | Soligent De-listing | 0
240-0470 | 240-0470 |  |  | DPW, SRGM, Standard Roof/Ground Mount, Standard Design, with Telescoping Legs for 3 Type-E Modules, 38-40" x 51-56", 2L/4F, 3hx1w-L, Enter Module # and Manufacturer, SRGM3-E-SD | Inventory Item | 552 |  |  |  | No | Racking | Soligent De-listing | 0
240-0471 | 240-0471 |  |  | DPW, SRGM, Standard Roof/Ground Mount, Standard Design, with Telescoping Legs for 3 Type-F Modules, 38-42" x 58-61", 2L/4F, 3hx1w-L, Enter Module # and Manufacturer, SRGM3-F-SD | Inventory Item | 552 |  |  |  | No | Racking | Soligent De-listing | 0
240-0472 | 240-0472 |  |  | DPW, SRGM, Standard Roof/Ground Mount, Standard Design, with Telescoping Legs for 3 Type-G Modules, 37-42" x 61-67", 2L/4F, 3hx1w-L, Enter Module # and Manufacturer, SRGM3-G-SD | Inventory Item | 552 |  |  |  | No | Racking | Soligent De-listing | 0
240-0473 | 240-0473 |  |  | DPW, SRGM, Standard Roof/Ground Mount, Standard Design, with Telescoping Legs for 3 Type-H Modules, 38-40" x 77-78", 2L/4F, 3hx1w-L, Enter Module # and Manufacturer, SRGM3-H-SD | Inventory Item | 552 |  |  |  | No | Racking | Soligent De-listing | 0
240-0474 | 240-0474 |  |  | DPW, SRGM, Standard Roof/Ground Mount, Standard Design, with Telescoping Legs for 4 Type-B Modules, 20-26" x 39-53", 2L/4F, 4hx1w-L, Enter Module # and Manufacturer, SRGM4-B-SD | Inventory Item | 410 |  |  |  | No | Racking | Soligent De-listing | 0
240-0475 | 240-0475 |  |  | DPW, SRGM, Standard Roof/Ground Mount, Standard Design, with Telescoping Legs for 4 Type-C Modules, 22-27" x 56-63", 2L/4F, 4hx1w-L, Enter Module # and Manufacturer, SRGM4-C-SD | Inventory Item | 582 |  |  |  | No | Racking | Soligent De-listing | 0
240-0476 | 240-0476 |  |  | DPW, SRGM, Standard Roof/Ground Mount, Standard Design, with Telescoping Legs for 4 Type-D Modules, 31-33" x 60-67", 2L/4F, 4hx1w-L, Enter Module # and Manufacturer, SRGM4-D-SD | Inventory Item | 688 |  |  |  | No | Racking | Soligent De-listing | 0
240-0477 | 240-0477 |  |  | DPW, SRGM, Standard Roof/Ground Mount, Standard Design, with Telescoping Legs for 4 Type-E Modules, 38-40" x 51-56", 2L/4F, 4hx1w-L, Enter Module # and Manufacturer, SRGM4-E-SD | Inventory Item | 718 |  |  |  | No | Racking | Soligent De-listing | 0
240-0478 | 240-0478 |  |  | DPW, SRGM, Standard Roof/Ground Mount, Standard Design, with Telescoping Legs for 4 Type-F Modules, 38-42" x 58-61", 2L/4F, 4hx1w-L, Enter Module # and Manufacturer, SRGM4-F-SD | Inventory Item | 718 |  |  |  | No | Racking | Soligent De-listing | 0
240-0479 | 240-0479 |  |  | DPW, SRGM, Standard Roof/Ground Mount, Standard Design, with Telescoping Legs for 4 Type-G Modules, 37-42" x 61-67", 2L/4F, 4hx1w-L, Enter Module # and Manufacturer, SRGM4-G-SD | Inventory Item | 718 |  |  |  | No | Racking | Soligent De-listing | 0
240-0480 | 240-0480 |  |  | DPW, SRGM, Standard Roof/Ground Mount, Standard Design, with Telescoping Legs for 4 Type-H Modules, 38-40" x 77-78", 2L/4F, 4hx1w-L, Enter Module # and Manufacturer, SRGM4-H-SD | Inventory Item | 718 |  |  |  | No | Racking | Soligent De-listing | 0
240-0481 | 240-0481 |  |  | DPW, SRGM, Standard Roof/Ground Mount, Standard Design, with Telescoping Legs for 5 Type-B Modules, 20-26" x 39-53", 2L/4F, 5hx1w-L, Enter Module # and Manufacturer, SRGM5-B-SD | Inventory Item | 552 |  |  |  | No | Racking | Soligent De-listing | 0
240-0482 | 240-0482 |  |  | DPW, SRGM, Standard Roof/Ground Mount, Standard Design, with Telescoping Legs for 5 Type-C Modules, 22-27" x 56-63", 2L/4F, 5hx1w-L, Enter Module # and Manufacturer, SRGM5-C-SD | Inventory Item | 724 |  |  |  | No | Racking | Soligent De-listing | 0
240-0483 | 240-0483 |  |  | DPW, SRGM, Standard Roof/Ground Mount, Standard Design, with Telescoping Legs for 5 Type-D Modules, 31-33" x 60-67", 2L/4F, 5hx1w-L, Enter Module # and Manufacturer, SRGM5-D-SD | Inventory Item | 830 |  |  |  | No | Racking | Soligent De-listing | 0
240-0484 | 240-0484 |  |  | DPW, SRGM, High Wind Option for Standard Roof/Ground Mount, 130 MPH, Class C Wind Zone, add 25%, call for quote, Enter Quote Number and Custom Price, , SRGM HWV | Non-inventory Item | 0 |  |  |  | No | Racking | Soligent De-listing | 0
240-0485 | 240-0485 |  |  | DPW, SRGM, Finish Upgrade Option for Standard Roof/Ground Mount, Powder Coated Aluminum Components, add 25%, call for quote, Enter Quote Number and Custom Price, , SRGM PCA | Non-inventory Item | 0 |  |  |  | No | Racking | Soligent De-listing | 0
240-0486 | 240-0486 |  |  | DPW, SRGM, Finish Upgrade Option for Standard Roof/Ground Mount, Anodized Aluminum Components, add 35%, call for quote, Enter Quote Number and Custom Price, , SRGM AA | Non-inventory Item | 0 |  |  |  | No | Racking | Soligent De-listing | 0
240-0487 | 240-0487 |  |  | DPW, SRGM, Stainless Steel Hardware package for Standard Roof/Ground Mount 1 Module, SRGM SSH 1 | Inventory Item | 12.33 |  |  |  | No | Racking | Soligent De-listing | 0
240-0488 | 240-0488 |  |  | DPW, SRGM, Stainless Steel Hardware package for Standard Roof/Ground Mount 2 Modules, SRGM SSH 2 | Inventory Item | 12 |  |  |  | No | Racking | Soligent De-listing | 0
240-0489 | 240-0489 |  |  | DPW, SRGM, Stainless Steel Hardware package for Standard Roof/Ground Mount 3 Modules, SRGM SSH 3 | Inventory Item | 12 |  |  |  | No | Racking | Soligent De-listing | 0
240-0490 | 240-0490 |  |  | DPW, SRGM, Stainless Steel Hardware package for Standard Roof/Ground Mount 4 Modules, SRGM SSH 4 | Inventory Item | 24 |  |  |  | No | Racking | Soligent De-listing | 0
240-0491 | 240-0491 |  |  | DPW, SRGM, Stainless Steel Hardware package for Standard Roof/Ground Mount 5 Modules, SRGM SSH 5 | Inventory Item | 24 |  |  |  | No | Racking | Soligent De-listing | 0
240-0492 | 240-0492 |  |  | DPW, TTRGM, Tamper-Resistant Hardware Package for Two-Tier Roof/Ground Mount 4 Modules, TTRGM TRH 4 | Inventory Item | 41 |  |  |  | No | Racking | Soligent De-listing | 0
240-0493 | 240-0493 |  |  | DPW, TTRGM, Tamper-Resistant Hardware Package for Two-Tier Roof/Ground Mount 6 Modules, TTRGM TRH 6 | Inventory Item | 53 |  |  |  | No | Racking | Soligent De-listing | 0
240-0494 | 240-0494 |  |  | DPW, TTRGM, Tamper-Resistant Hardware Package for Two-Tier Roof/Ground Mount 8 Modules, TTRGM TRH 8 | Inventory Item | 65 |  |  |  | No | Racking | Soligent De-listing | 0
240-0495 | 240-0495 |  |  | DPW, TTRGM, Tamper-Resistant Hardware Package for Two-Tier Roof/Ground Mount 10 Modules, TTRGM TRH 10 | Inventory Item | 77 |  |  |  | No | Racking | Soligent De-listing | 0
240-0525 | 240-0525 |  |  | DPW, TTRGM, Two-Tier Roof/Ground Mount, Standard Design, with Telescoping Legs for 6 Type-D Modules, 31-33" x 60-67", 2L/4F, 2hx3wP, Enter Module and Manufacturer, TTRGM6-D-SD | Inventory Item | 1014 |  |  |  | No | Racking | Soligent De-listing | 0
240-0526 | 240-0526 |  |  | DPW, TTRGM, Two-Tier Roof/Ground Mount, Standard Design, with Telescoping Legs for 6 Type-E Modules, 38-40" x 51-56", 2L/4F, 2hx3wP, Enter Module and Manufacturer, TTRGM6-E-SD | Inventory Item | 1072 |  |  |  | No | Racking | Soligent De-listing | 0
240-0527 | 240-0527 |  |  | DPW, TTRGM, Two-Tier Roof/Ground Mount, Standard Design, with Telescoping Legs for 6 Type-F Modules, 38-42" x 58-61", 2L/4F, 2hx3wP, Enter Module and Manufacturer, TTRGM6-F-SD | Inventory Item | 1150 |  |  |  | No | Racking | Soligent De-listing | 0
240-0528 | 240-0528 |  |  | DPW, TTRGM, Two-Tier Roof/Ground Mount, Standard Design, with Telescoping Legs for 6 Type-G Modules, 37-42" x 61-67", 2L/4F, 2hx3wP, Enter Module and Manufacturer, TTRGM6-G-SD | Inventory Item | 1232 |  |  |  | No | Racking | Soligent De-listing | 0
240-0529 | 240-0529 |  |  | DPW, TTRGM, Two-Tier Roof/Ground Mount, Standard Design, with Telescoping Legs for 6 Type-H Modules, 38-40" x 77-78", 2L/4F, 2hx3wP, Enter Module and Manufacturer, TTRGM6-H-SD | Inventory Item | 1482 |  |  |  | No | Racking | Soligent De-listing | 0
240-0531 | 240-0531 |  |  | DPW, TTRGM, Two-Tier Roof/Ground Mount, Standard Design, with Telescoping Legs for 8 Type-C Modules, 22-27" x 56-63", 2L/4F, 2hx4W-P, Enter Module and Manufacturer, TTRGM8-C-SD | Inventory Item | 890 |  |  |  | No | Racking | Soligent De-listing | 0
240-0532 | 240-0532 |  |  | DPW, TTRGM, Two-Tier Roof/Ground Mount, Standard Design, with Telescoping Legs for 8 Type-D Modules, 31-33" x 60-67", 2L/4F, 2hx4W-P, Enter Module and Manufacturer, TTRGM8-D-SD | Inventory Item | 1174 |  |  |  | No | Racking | Soligent De-listing | 0
240-0533 | 240-0533 |  |  | DPW, TTRGM, Two-Tier Roof/Ground Mount, Standard Design, with Telescoping Legs for 8 Type-E Modules, 38-40" x 51-56", 3L/6F, 2hx4W-P, Enter Module and Manufacturer, TTRGM8-E-SD | Inventory Item | 1238 |  |  |  | No | Racking | Soligent De-listing | 0
240-0534 | 240-0534 |  |  | DPW, TTRGM, Two-Tier Roof/Ground Mount, Standard Design, with Telescoping Legs for 8 Type-F Modules, 38-42" x 58-61", 3L/6F, 2hx4W-P, Enter Module and Manufacturer, TTRGM8-F-SD | Inventory Item | 1328 |  |  |  | No | Racking | Soligent De-listing | 0
240-0535 | 240-0535 |  |  | DPW, TTRGM, Two-Tier Roof/Ground Mount, Standard Design, with Telescoping Legs for 8 Type-G Modules, 37-42" x 61-67", 3L/6F, 2hx4W-P, Enter Module and Manufacturer, TTRGM8-G-SD | Inventory Item | 1422 |  |  |  | No | Racking | Soligent De-listing | 0
240-0536 | 240-0536 |  |  | DPW, TTRGM, Two-Tier Roof/Ground Mount, Standard Design, with Telescoping Legs for 8 Type-H Modules, 38-40" x 77-78", 3L/6F, 2hx4W-P, Enter Module and Manufacturer, TTRGM8-H-SD | Inventory Item | 1712 |  |  |  | No | Racking | Soligent De-listing | 0
240-0537 | 240-0537 |  |  | DPW, TTRGM, Two-Tier Roof/Ground Mount, Standard Design, with Telescoping Legs for 10 Type-B Modules, 20-26" x 39-53", 2L/4F, 2hx5W-P, Enter Module and Manufacturer, TTRGM10-B-SD | Inventory Item | 782 |  |  |  | No | Racking | Soligent De-listing | 0
240-0538 | 240-0538 |  |  | DPW, TTRGM, Two-Tier Roof/Ground Mount, Standard Design, with Telescoping Legs for 10 Type-C Modules, 22-27" x 56-63", 3L/6F, 2hx5W-P, Enter Module and Manufacturer, TTRGM10-C-SD | Inventory Item | 1078 |  |  |  | No | Racking | Soligent De-listing | 0
240-0539 | 240-0539 |  |  | DPW, TTRGM, Two-Tier Roof/Ground Mount, Standard Design, with Telescoping Legs for 10 Type-D Modules, 31-33" x 60-67", 3L/6F, 2hx5W-P, Enter Module and Manufacturer, TTRGM10-D-SD | Inventory Item | 1374 |  |  |  | No | Racking | Soligent De-listing | 0
240-0540 | 240-0540 |  |  | DPW, TTRGM, High Wind Option for Two-Tier Roof/Ground Mount, 130 MPH, Class C Wind Zone, add 25%, call for quote, Enter Quote Number and Custom Price, , TTRGM HWV | Non-inventory Item | 0 |  |  |  | No | Racking | Soligent De-listing | 0
240-0541 | 240-0541 |  |  | DPW, TTRGM, Finish Upgrade Option for Two-Tier Roof/Ground Mount, Powder Coated Aluminum Components, add 25%, call for quote, Enter Quote Number and Custom Price, , TTRGM PCA | Non-inventory Item | 0 |  |  |  | No | Racking | Soligent De-listing | 0
240-0542 | 240-0542 |  |  | DPW, TTRGM, Finish Upgrade Option for Two-Tier Roof/Ground Mount, Anodized Aluminum Components, add 35%, call for quote, Enter Quote Number and Custom Price, , TTRGM AA | Non-inventory Item | 0 |  |  |  | No | Racking | Soligent De-listing | 0
240-0543 | 240-0543 |  |  | DPW, TTRGM, Stainless Steel Hardware package for Two-Tier Roof/Ground 4 Modules, TTRGM SSH 4 | Inventory Item | 36 |  |  |  | No | Racking | Soligent De-listing | 0
240-0544 | 240-0544 |  |  | DPW, TTRGM, Stainless Steel Hardware package for Two-Tier Roof/Ground 6 Modules, TTRGM SSH 6 | Inventory Item | 36 |  |  |  | No | Racking | Soligent De-listing | 0
240-0545 | 240-0545 |  |  | DPW, TTRGM, Stainless Steel Hardware package for Two-Tier Roof/Ground 8 Modules, TTRGM SSH 8 | Inventory Item | 53 |  |  |  | No | Racking | Soligent De-listing | 0
240-0546 | 240-0546 |  |  | DPW, TTRGM, Stainless Steel Hardware package for Two-Tier Roof/Ground 8 Modules, TTRGM SSH 8 | Inventory Item | 53 |  |  |  | No | Racking | Soligent De-listing | 0
240-0547 | 240-0547 |  |  | DPW, Custom Quote, Large Ground Mount LGM, Enter Quote Number and Custom Price | Non-inventory Item | 0 |  |  |  | No | Racking | Soligent De-listing | 0
240-0548 | 240-0548 |  |  | DPW, LPRGM, Tamper-Resistant Hardware Package for Low Profile Roof/Ground Mount 3 Modules, LPRGM TRH 3 | Inventory Item | 36 |  |  |  | No | Racking | Soligent De-listing | 0
240-0549 | 240-0549 |  |  | DPW, LPRGM, Tamper-Resistant Hardware Package for Low Profile Roof/Ground Mount 4 Modules, LPRGM TRH 4 | Inventory Item | 41 |  |  |  | No | Racking | Soligent De-listing | 0
240-0550 | 240-0550 |  |  | DPW, LPRGM, Tamper-Resistant Hardware Package for Low Profile Roof/Ground Mount 5 Modules, LPRGM TRH 5 | Inventory Item | 47 |  |  |  | No | Racking | Soligent De-listing | 0
240-0551 | 240-0551 |  |  | DPW, LPRGM, Tamper-Resistant Hardware Package for Low Profile Roof/Ground Mount 6 Modules, LPRGM TRH 6 | Inventory Item | 53 |  |  |  | No | Racking | Soligent De-listing | 0
240-0566 | 240-0566 |  |  | DPW, LPRGM, Low Profile Roof/Ground Mount with One-Piece Legs for 5 Type-B Modules, 20-26" x 39-53", 2L/4F, 1hx5W-P, Enter Module # and Manufacturer, LPRGM5-B-OP | Inventory Item | 510 |  |  |  | No | Racking | Soligent De-listing | 0
240-0578 | 240-0578 |  |  | DPW, LPRGM, Low Profile Roof/Ground Mount, Standard Design, with Telescoping Legs for 3 Type-D Modules, 31-33" x 60-67", 2L/4F, 1hx3wP, Enter Module # and Manufacturer, LPRGM3-D-SD | Inventory Item | 628 |  |  |  | No | Racking | Soligent De-listing | 0
240-0579 | 240-0579 |  |  | DPW, LPRGM, Low Profile Roof/Ground Mount, Standard Design, with Telescoping Legs for 3 Type-E Modules, 38-40" x 51-56", 2L/4F, 1hx3wP, Enter Module # and Manufacturer, LPRGM3-E-SD | Inventory Item | 628 |  |  |  | No | Racking | Soligent De-listing | 0
240-0580 | 240-0580 |  |  | DPW, LPRGM, Low Profile Roof/Ground Mount, Standard Design, with Telescoping Legs for 3 Type-F Modules, 38-42" x 58-61", 2L/4F, 1hx3wP, Enter Module # and Manufacturer, LPRGM3-F-SD | Inventory Item | 628 |  |  |  | No | Racking | Soligent De-listing | 0
240-0581 | 240-0581 |  |  | DPW, LPRGM, Low Profile Roof/Ground Mount, Standard Design, with Telescoping Legs for 3 Type-G Modules, 37-42" x 61-67", 2L/4F, 1hx3wP, Enter Module # and Manufacturer, LPRGM3-G-SD | Inventory Item | 628 |  |  |  | No | Racking | Soligent De-listing | 0
240-0582 | 240-0582 |  |  | DPW, LPRGM, Low Profile Roof/Ground Mount, Standard Design, with Telescoping Legs for 3 Type-H Modules, 38-40" x 77-78", 2L/4F, 1hx3wP, Enter Module # and Manufacturer, LPRGM3-H-SD | Inventory Item | 628 |  |  |  | No | Racking | Soligent De-listing | 0
240-0584 | 240-0584 |  |  | DPW, LPRGM, Low Profile Roof/Ground Mount, Standard Design, with Telescoping Legs for 4 Type-C Modules, 22-27" x 56-63", 2L/4F, 1hx4WP, Enter Module # and Manufacturer, LPRGM4-C-SD | Inventory Item | 628 |  |  |  | No | Racking | Soligent De-listing | 0
240-0585 | 240-0585 |  |  | DPW, LPRGM, Low Profile Roof/Ground Mount, Standard Design, with Telescoping Legs for 4 Type-D Modules, 31-33" x 60-67", 2L/4F, 1hx4WP, Enter Module # and Manufacturer, LPRGM4-D-SD | Inventory Item | 694 |  |  |  | No | Racking | Soligent De-listing | 0
240-0586 | 240-0586 |  |  | DPW, LPRGM, Low Profile Roof/Ground Mount, Standard Design, with Telescoping Legs for 4 Type-E Modules, 38-40" x 51-56", 2L/4F, 1hx4WP, Enter Module # and Manufacturer, LPRGM4-E-SD | Inventory Item | 890 |  |  |  | No | Racking | Soligent De-listing | 0
240-0587 | 240-0587 |  |  | DPW, LPRGM, Low Profile Roof/Ground Mount, Standard Design, with Telescoping Legs for 4 Type-F Modules, 38-42" x 58-61", 2L/4F, 1hx4WP, Enter Module # and Manufacturer, LPRGM4-F-SD | Inventory Item | 890 |  |  |  | No | Racking | Soligent De-listing | 0
240-0588 | 240-0588 |  |  | DPW, LPRGM, Low Profile Roof/Ground Mount, Standard Design, with Telescoping Legs for 4 Type-G Modules, 37-42" x 61-67", 2L/4F, 1hx4WP, Enter Module # and Manufacturer, LPRGM4-G-SD | Inventory Item | 890 |  |  |  | No | Racking | Soligent De-listing | 0
240-0589 | 240-0589 |  |  | DPW, LPRGM, Low Profile Roof/Ground Mount, Standard Design, with Telescoping Legs for 4 Type-H Modules, 38-40" x 77-78", 2L/4F, 1hx4WP, Enter Module # and Manufacturer, LPRGM4-H-SD | Inventory Item | 890 |  |  |  | No | Racking | Soligent De-listing | 0
240-0590 | 240-0590 |  |  | DPW, LPRGM, Low Profile Roof/Ground Mount, Standard Design, with Telescoping Legs for 5 Type-B Modules, 20-26" x 39-53", 2L/4F, 1hx5W-P, Enter Module # and Manufacturer, LPRGM5-B-SD | Inventory Item | 628 |  |  |  | No | Racking | Soligent De-listing | 0
240-0591 | 240-0591 |  |  | DPW, LPRGM, Low Profile Roof/Ground Mount, Standard Design, with Telescoping Legs for 5 Type-C Modules, 22-27" x 56-63", 2L/4F, 1hx5W-P, Enter Module # and Manufacturer, LPRGM5-C-SD | Inventory Item | 694 |  |  |  | No | Racking | Soligent De-listing | 0
240-0592 | 240-0592 |  |  | DPW, LPRGM, Low Profile Roof/Ground Mount, Standard Design, with Telescoping Legs for 5 Type-D Modules, 31-33" x 60-67", 2L/4F, 1hx5W-P, Enter Module # and Manufacturer, LPRGM5-D-SD | Inventory Item | 930 |  |  |  | No | Racking | Soligent De-listing | 0
240-0593 | 240-0593 |  |  | DPW, LPRGM, Low Profile Roof/Ground Mount, Standard Design, with Telescoping Legs for 5 Type-E Modules, 38-40" x 51-56", 3L/6F, 1hx5W-P, Enter Module # and Manufacturer, LPRGM5-E-SD | Inventory Item | 966 |  |  |  | No | Racking | Soligent De-listing | 0
240-0594 | 240-0594 |  |  | DPW, LPRGM, Low Profile Roof/Ground Mount, Standard Design, with Telescoping Legs for 5 Type-F Modules, 38-42" x 58-61", 3L/6F, 1hx5W-P, Enter Module # and Manufacturer, LPRGM5-F-SD | Inventory Item | 966 |  |  |  | No | Racking | Soligent De-listing | 0
240-0595 | 240-0595 |  |  | DPW, LPRGM, Low Profile Roof/Ground Mount, Standard Design, with Telescoping Legs for 5 Type-G Modules, 37-42" x 61-67", 3L/6F, 1hx5W-P, Enter Module # and Manufacturer, LPRGM5-G-SD | Inventory Item | 966 |  |  |  | No | Racking | Soligent De-listing | 0
240-0596 | 240-0596 |  |  | DPW, LPRGM, Low Profile Roof/Ground Mount, Standard Design, with Telescoping Legs for 5 Type-H Modules, 38-40" x 77-78", 3L/6F, 1hx5W-P, Enter Module # and Manufacturer, LPRGM5-H-SD | Inventory Item | 966 |  |  |  | No | Racking | Soligent De-listing | 0
240-0597 | 240-0597 |  |  | DPW, LPRGM, Low Profile Roof/Ground Mount, Standard Design, with Telescoping Legs for 6 Type-B Modules, 20-26" x 39-53", 2L/4F, 1hx6w-P, Enter Module # and Manufacturer, LPRGM6-B-SD | Inventory Item | 694 |  |  |  | No | Racking | Soligent De-listing | 0
240-0598 | 240-0598 |  |  | DPW, LPRGM, Low Profile Roof/Ground Mount, Standard Design, with Telescoping Legs for 6 Type-C Modules, 22-27" x 56-63", 2L/4F, 1hx6w-P, Enter Module # and Manufacturer, LPRGM6-C-SD | Inventory Item | 890 |  |  |  | No | Racking | Soligent De-listing | 0
240-0599 | 240-0599 |  |  | DPW, LPRGM, Low Profile Roof/Ground Mount, Standard Design, with Telescoping Legs for 6 Type-D Modules, 31-33" x 60-67", 3L/6F, 1hx6w-P, Enter Module # and Manufacturer, LPRGM6-D-SD | Inventory Item | 966 |  |  |  | No | Racking | Soligent De-listing | 0
240-0600 | 240-0600 |  |  | DPW, LPRGM, High Wind Option for Low Profile Roof/Ground Mount, 130 MPH, Class C Wind Zone, add 25%, call for quote, Enter Quote Number and Custom Price, , LPRGM HWV | Non-inventory Item | 0 |  |  |  | No | Racking | Soligent De-listing | 0
240-0601 | 240-0601 |  |  | DPW, LPRGM, Finish Upgrade Option for Low Profile Roof/Ground Mount, Powder Coated Aluminum Components, add 25%, call for quote, Enter Quote Number and Custom Price, , LPRGM PCA | Non-inventory Item | 0 |  |  |  | No | Racking | Soligent De-listing | 0
240-0602 | 240-0602 |  |  | DPW, LPRGM, Finish Upgrade Option for Low Profile Roof/Ground Mount, Anodized Aluminum Components, add 35%, call for quote, Enter Quote Number and Custom Price, , LPRGM AA | Non-inventory Item | 0 |  |  |  | No | Racking | Soligent De-listing | 0
240-0603 | 240-0603 |  |  | DPW, LPRGM, Stainless Steel Hardware package for Low Profile Roof/Ground Mount 3 Modules, LPRGM SSH 3 | Inventory Item | 24 |  |  |  | No | Racking | Soligent De-listing | 0
240-0604 | 240-0604 |  |  | DPW, LPRGM, Stainless Steel Hardware package for Low Profile Roof/Ground Mount 4 Modules, LPRGM SSH 4 | Inventory Item | 36 |  |  |  | No | Racking | Soligent De-listing | 0
240-0605 | 240-0605 |  |  | DPW, LPRGM, Stainless Steel Hardware package for Low Profile Roof/Ground Mount 5 Modules, LPRGM SSH 5 | Inventory Item | 36 |  |  |  | No | Racking | Soligent De-listing | 0
240-0606 | 240-0606 |  |  | DPW, LPRGM, Stainless Steel Hardware package for Low Profile Roof/Ground Mount 6 Modules, LPRGM SSH 6 | Inventory Item | 36 |  |  |  | No | Racking | Soligent De-listing | 0
240-0607 | 240-0607 |  |  | AET, Custom Quote, Ground Mount Racking, Enter Quote Number and Custom Price | Non-inventory Item | 0 |  |  |  | No | Racking | Vendor De-listing | 0
240-0609 | 240-0609 |  |  | ProSolar, GroundTrac, Stainless Steel U-Bolt Assembly, 5/16", for 12 Rails, Qty. 1, AUAS-1S | Inventory Item | 11.36 |  |  |  | No | Racking | Soligent De-listing | 0
240-0610 | 240-0610 |  |  | Hollaender, External Coupling, 1-1/2" Pipe Size, 70-8 | Inventory Item | 17.93 |  |  |  | No | Racking | Soligent De-listing | 0
240-0611 | 240-0611 |  |  | DPW, LPRGM, Low Profile Roof/Ground Mount, Standard Design, with Telescoping Legs for 6, Type-E Modules, 38-40" x 51-56", 4L/8F, 1h x 6w-P, Enter Module # and Manufacturer, LPRGM6-E-SD | Inventory Item | 1220 |  |  |  | No | Racking | Soligent De-listing | 0
240-0612 | 240-0612 |  |  | DPW, LPRGM, Low Profile Roof/Ground Mount, Standard Design, with Telescoping Legs for 6, Type-F Modules, 38-40" x 58-61", 4L/8F, 1h x 6w-P, Enter Module # and Manufacturer, LPRGM6-F-SD | Inventory Item | 1220 |  |  |  | No | Racking | Soligent De-listing | 0
240-0613 | 240-0613 |  |  | DPW, LPRGM, Low Profile Roof/Ground Mount, Standard Design, with Telescoping Legs for 6, Type-G Modules, 37-42" x 61-67", 4L/8F, 1h x 6w-P, Enter Module # and Manufacturer, LPRGM6-G-SD | Inventory Item | 1220 |  |  |  | No | Racking | Soligent De-listing | 0
240-0614 | 240-0614 |  |  | DPW, LPRGM, Low Profile Roof/Ground Mount, Standard Design, with Telescoping Legs for 6, Type-H Modules, 38-42" x 77-82", 4L/8F, 1h x 6w-P, Enter Module # and Manufacturer, LPRGM6-H-SD | Inventory Item | 1220 |  |  |  | No | Racking | Soligent De-listing | 0
240-0615 | 240-0615 |  |  | DPW, LPRGM, Low Profile Roof/Ground Mount, Standard Design, with Telescoping Legs for 3, Type-I Modules, 50-52" x 65-79", 3L/6F, 1h x 3w-P, Enter Module # and Manufacturer, LPRGM3-I-SD | Inventory Item | 890 |  |  |  | No | Racking | Soligent De-listing | 0
240-0616 | 240-0616 |  |  | DPW, LPRGM, Low Profile Roof/Ground Mount, Standard Design, with Telescoping Legs for 4, Type-I Modules, 50-52" x 65-79", 3L/6F, 1h x 5w-P, Enter Module # and Manufacturer, LPRGM4-I-SD | Inventory Item | 1002 |  |  |  | No | Racking | Soligent De-listing | 0
240-0617 | 240-0617 |  |  | DPW, LPRGM, Low Profile Roof/Ground Mount, Standard Design, with Telescoping Legs for 5, Type-I Modules, 50-52" x 65-79", 4L/8F, 1h x 3w-P, Enter Module # and Manufacturer, LPRGM5-I-SD | Inventory Item | 1084 |  |  |  | No | Racking | Soligent De-listing | 0
240-0618 | 240-0618 |  |  | DPW, LPRGM, Low Profile Roof/Ground Mount, Standard Design, with Telescoping Legs for 6, Type-I Modules, 50-52" x 65-79", 5L/10F, 1h x 6w-P, Enter Module # and Manufacturer, LPRGM6-I-SD | Inventory Item | 1552 |  |  |  | No | Racking | Soligent De-listing | 0
240-0619 | 240-0619 |  |  | DPW, LPRGM, Low Profile Roof/Ground Mount, Heavy-Duty Design, with Telescoping Legs for 3, Type-B Modules, 20-26" x 39-53", 2L/4F, 1h x 3w-P, Enter Module # and Manufacturer, LPRGM3-B-HD | Inventory Item | 552 |  |  |  | No | Racking | Soligent De-listing | 0
240-0620 | 240-0620 |  |  | DPW, LPRGM, Low Profile Roof/Ground Mount, Heavy-Duty Design, with Telescoping Legs for 4, Type-B Modules, 20-26" x 39-53", 2L/4F, 1h x 4w-P, Enter Module # and Manufacturer, LPRGM4-B-HD | Inventory Item | 628 |  |  |  | No | Racking | Soligent De-listing | 0
240-0621 | 240-0621 |  |  | DPW, LPRGM, Low Profile Roof/Ground Mount, Heavy-Duty Design, with Telescoping Legs for 5, Type-B Modules, 20-26" x 39-53", 3L/6F, 1h x 5w-P, Enter Module # and Manufacturer, LPRGM5-B-HD | Inventory Item | 824 |  |  |  | No | Racking | Soligent De-listing | 0
240-0622 | 240-0622 |  |  | DPW, LPRGM, Low Profile Roof/Ground Mount, Heavy-Duty Design, with Telescoping Legs for 6, Type-B Modules, 20-26" x 39-53", 3L/6F, 1h x 6w-P, Enter Module # and Manufacturer, LPRGM6-B-HD | Inventory Item | 890 |  |  |  | No | Racking | Soligent De-listing | 0
240-0623 | 240-0623 |  |  | DPW, LPRGM, Low Profile Roof/Ground Mount, Heavy-Duty Design, with Telescoping Legs for 3, Type-C Modules, 22-27" x 56-63", 2L/4F, 1h x 3w-P, Enter Module # and Manufacturer, LPRGM3-C-HD | Inventory Item | 552 |  |  |  | No | Racking | Soligent De-listing | 0
240-0624 | 240-0624 |  |  | DPW, LPRGM, Low Profile Roof/Ground Mount, Heavy-Duty Design, with Telescoping Legs for 4, Type-C Modules, 22-27" x 56-63", 3L/6F, 1h x 4w-P, Enter Module # and Manufacturer, LPRGM4-C-HD | Inventory Item | 824 |  |  |  | No | Racking | Soligent De-listing | 0
240-0625 | 240-0625 |  |  | DPW, LPRGM, Low Profile Roof/Ground Mount, Heavy-Duty Design, with Telescoping Legs for 5, Type-C Modules, 22-27" x 56-63", 3L/6F, 1h x 5w-P, Enter Module # and Manufacturer, LPRGM5-C-HD | Inventory Item | 890 |  |  |  | No | Racking | Soligent De-listing | 0
240-0626 | 240-0626 |  |  | DPW, LPRGM, Low Profile Roof/Ground Mount, Heavy-Duty Design, with Telescoping Legs for 6, Type-C Modules, 22-27" x 56-63", 4L/8F, 1h x 6w-P, Enter Module # and Manufacturer, LPRGM6-C-HD | Inventory Item | 1084 |  |  |  | No | Racking | Soligent De-listing | 0
240-0627 | 240-0627 |  |  | DPW, LPRGM, Low Profile Roof/Ground Mount, Heavy-Duty Design, with Telescoping Legs for 3, Type-D Modules, 31-33" x 60-67", 3L/6F, 1h x 3w-P, Enter Module # and Manufacturer, LPRGM3-D-HD | Inventory Item | 824 |  |  |  | No | Racking | Soligent De-listing | 0
240-0628 | 240-0628 |  |  | DPW, LPRGM, Low Profile Roof/Ground Mount, Heavy-Duty Design, with Telescoping Legs for 4, Type-D Modules, 31-33" x 60-67", 3L/6F, 1h x 4w-P, Enter Module # and Manufacturer, LPRGM4-D-HD | Inventory Item | 890 |  |  |  | No | Racking | Soligent De-listing | 0
240-0629 | 240-0629 |  |  | DPW, LPRGM, Low Profile Roof/Ground Mount, Heavy-Duty Design, with Telescoping Legs for 5, Type-D Modules, 31-33" x 60-67", 4L/8F, 1h x 5w-P, Enter Module # and Manufacturer, LPRGM5-D-HD | Inventory Item | 1126 |  |  |  | No | Racking | Soligent De-listing | 0
240-0630 | 240-0630 |  |  | DPW, LPRGM, Low Profile Roof/Ground Mount, Heavy-Duty Design, with Telescoping Legs for 6, Type-D Modules, 31-33" x 60-67", 4L/8F, 1h x 6w-P, Enter Module # and Manufacturer, LPRGM6-D-HD | Inventory Item | 1162 |  |  |  | No | Racking | Soligent De-listing | 0
240-0631 | 240-0631 |  |  | DPW, LPRGM, Low Profile Roof/Ground Mount, Heavy-Duty Design, with Telescoping Legs for 3, Type-E Modules, 38-40" x 51-56", 3L/6F, 1h x 3w-P, Enter Module # and Manufacturer, LPRGM3-E-HD | Inventory Item | 824 |  |  |  | No | Racking | Soligent De-listing | 0
240-0632 | 240-0632 |  |  | DPW, LPRGM, Low Profile Roof/Ground Mount, Heavy-Duty Design, with Telescoping Legs for 4, Type-E Modules, 38-40" x 51-56", 4L/8F, 1h x 4w-P, Enter Module # and Manufacturer, LPRGM4-E-HD | Inventory Item | 1084 |  |  |  | No | Racking | Soligent De-listing | 0
240-0633 | 240-0633 |  |  | DPW, LPRGM, Low Profile Roof/Ground Mount, Heavy-Duty Design, with Telescoping Legs for 5, Type-E Modules, 38-40" x 51-56", 4L/8F, 1h x 5w-P, Enter Module # and Manufacturer, LPRGM5-E-HD | Inventory Item | 1162 |  |  |  | No | Racking | Soligent De-listing | 0
240-0634 | 240-0634 |  |  | DPW, LPRGM, Low Profile Roof/Ground Mount, Heavy-Duty Design, with Telescoping Legs for 6, Type-E Modules, 38-40" x 51-56", 5L/10F, 1h x 6w-P, Enter Module # and Manufacturer, LPRGM6-E-HD | Inventory Item | 1416 |  |  |  | No | Racking | Soligent De-listing | 0
240-0635 | 240-0635 |  |  | DPW, LPRGM, Low Profile Roof/Ground Mount, Heavy-Duty Design, with Telescoping Legs for 3, Type-F Modules, 38-40" x 58-61", 3L/6F, 1h x 3w-P, Enter Module # and Manufacturer, LPRGM3-F-HD | Inventory Item | 824 |  |  |  | No | Racking | Soligent De-listing | 0
240-0636 | 240-0636 |  |  | DPW, LPRGM, Low Profile Roof/Ground Mount, Heavy-Duty Design, with Telescoping Legs for 4, Type-F Modules, 38-40" x 58-61", 4L/8F, 1h x 4w-P, Enter Module # and Manufacturer, LPRGM4-F-HD | Inventory Item | 1084 |  |  |  | No | Racking | Soligent De-listing | 0
240-0637 | 240-0637 |  |  | DPW, LPRGM, Low Profile Roof/Ground Mount, Heavy-Duty Design, with Telescoping Legs for 5, Type-F Modules, 38-40" x 58-61", 4L/8F, 1h x 5w-P, Enter Module # and Manufacturer, LPRGM5-F-HD | Inventory Item | 1162 |  |  |  | No | Racking | Soligent De-listing | 0
240-0638 | 240-0638 |  |  | DPW, LPRGM, Low Profile Roof/Ground Mount, Heavy-Duty Design, with Telescoping Legs for 6, Type-F Modules, 38-40" x 58-61", 5L/10F, 1h x 6w-P, Enter Module # and Manufacturer, LPRGM6-F-HD | Inventory Item | 1416 |  |  |  | No | Racking | Soligent De-listing | 0
240-0639 | 240-0639 |  |  | DPW, LPRGM, Low Profile Roof/Ground Mount, Heavy-Duty Design, with Telescoping Legs for 3, Type-G Modules, 37-42" x 61-67", 3L/6F, 1h x 3w-P, Enter Module # and Manufacturer, LPRGM3-G-HD | Inventory Item | 824 |  |  |  | No | Racking | Soligent De-listing | 0
240-0640 | 240-0640 |  |  | DPW, LPRGM, Low Profile Roof/Ground Mount, Heavy-Duty Design, with Telescoping Legs for 4, Type-G Modules, 37-42" x 61-67", 4L/8F, 1h x 4w-P, Enter Module # and Manufacturer, LPRGM4-G-HD | Inventory Item | 1084 |  |  |  | No | Racking | Soligent De-listing | 0
240-0641 | 240-0641 |  |  | DPW, LPRGM, Low Profile Roof/Ground Mount, Heavy-Duty Design, with Telescoping Legs for 5, Type-G Modules, 37-42" x 61-67", 4L/8F, 1h x 5w-P, Enter Module # and Manufacturer, LPRGM5-G-HD | Inventory Item | 1162 |  |  |  | No | Racking | Soligent De-listing | 0
240-0642 | 240-0642 |  |  | DPW, LPRGM, Low Profile Roof/Ground Mount, Heavy-Duty Design, with Telescoping Legs for 6, Type-G Modules, 37-42" x 61-67", 5L/10F, 1h x 6w-P, Enter Module # and Manufacturer, LPRGM6-G-HD | Inventory Item | 1416 |  |  |  | No | Racking | Soligent De-listing | 0
240-0643 | 240-0643 |  |  | DPW, LPRGM, Low Profile Roof/Ground Mount, Heavy-Duty Design, with Telescoping Legs for 3, Type-H Modules, 38-42" x 77-82", 3L/6F, 1h x 3w-P, Enter Module # and Manufacturer, LPRGM3-H-HD | Inventory Item | 824 |  |  |  | No | Racking | Soligent De-listing | 0
240-0644 | 240-0644 |  |  | DPW, LPRGM, Low Profile Roof/Ground Mount, Heavy-Duty Design, with Telescoping Legs for 4, Type-H Modules, 38-42" x 77-82", 4L/8F, 1h x 4w-P, Enter Module # and Manufacturer, LPRGM4-H-HD | Inventory Item | 1084 |  |  |  | No | Racking | Soligent De-listing | 0
240-0645 | 240-0645 |  |  | DPW, LPRGM, Low Profile Roof/Ground Mount, Heavy-Duty Design, with Telescoping Legs for 5, Type-H Modules, 38-42" x 77-82", 4L/8F, 1h x 5w-P, Enter Module # and Manufacturer, LPRGM5-H-HD | Inventory Item | 1162 |  |  |  | No | Racking | Soligent De-listing | 0
240-0646 | 240-0646 |  |  | DPW, LPRGM, Low Profile Roof/Ground Mount, Heavy-Duty Design, with Telescoping Legs for 6, Type-H Modules, 38-42" x 77-82", 4L/8F, 1h x 5w-P, Enter Module # and Manufacturer, LPRGM6-H-HD | Inventory Item | 1162 |  |  |  | No | Racking | Soligent De-listing | 0
240-0647 | 240-0647 |  |  | DPW, LPRGM, Low Profile Roof/Ground Mount, Heavy-Duty Design, with Telescoping Legs for 3, Type-I Modules, 50-52" x 65-79", 4L/8F, 1h x 3w-P, Enter Module # and Manufacturer, LPRGM3-I-HD | Inventory Item | 1084 |  |  |  | No | Racking | Soligent De-listing | 0
240-0648 | 240-0648 |  |  | DPW, LPRGM, Low Profile Roof/Ground Mount, Heavy-Duty Design, with Telescoping Legs for 4, Type-I Modules, 50-52" x 65-79", 5L/10F, 1h x 4w-P, Enter Module # and Manufacturer, LPRGM4-I-HD | Inventory Item | 1392 |  |  |  | No | Racking | Soligent De-listing | 0
240-0649 | 240-0649 |  |  | DPW, LPRGM, Low Profile Roof/Ground Mount, Heavy-Duty Design, with Telescoping Legs for 5, Type-I Modules, 50-52" x 65-79", 6L/12F, 1h x 5w-P, Enter Module # and Manufacturer, LPRGM5-I-HD | Inventory Item | 1682 |  |  |  | No | Racking | Soligent De-listing | 0
240-0650 | 240-0650 |  |  | DPW, LPRGM, Low Profile Roof/Ground Mount, Heavy-Duty Design, with Telescoping Legs for 6, Type-I Modules, 50-52" x 65-79", 7L/14F, 1h x 6w-P, Enter Module # and Manufacturer, LPRGM6-I-HD | Inventory Item | 1944 |  |  |  | No | Racking | Soligent De-listing | 0
240-0651 | 240-0651 |  |  | DPW, SRGM, Standard Roof/Ground Mount, Heavy-Duty Design, with Telescoping Legs for 2 Type-G Modules, 37-42" x 61-67", 2L/4F, 2hx1w-L, Enter Module # and Manufacturer, SRGM2-G-HD | Inventory Item | 504 |  |  |  | No | Racking | Soligent De-listing | 0
240-0652 | 240-0652 |  |  | DPW, SRGM, Standard Roof/Ground Mount, Heavy-Duty Design, with Telescoping Legs for 1 Type-G Modules, 37-42" x 61-67", 2L/4F, 1hx1w-L, Enter Module # and Manufacturer, SRGM1-G-HD | Inventory Item | 255 |  |  |  | No | Racking | Soligent De-listing | 0
240-0653 | 240-0653 |  |  | DPW, TTRGM, Two-Tier Roof/Ground Mount, Heavy-Duty Design, with Telescoping Legs for 6 Type-G Modules, 37-42" x 61-67", 3L/6F, 2hx3wP, Enter Module and Manufacturer, TTRGM6-G-HD | Inventory Item | 1539 |  |  |  | No | Racking | Soligent De-listing | 0
240-0654 | 240-0654 |  |  | DPW, TTRGM, Two-Tier Roof/Ground Mount, Heavy-Duty Design, with Telescoping Legs for 4 Type-G Modules, 37-42" x 61-67", 2L/4F, 2hx2wP, Enter Module and Manufacturer, TTRGM4-G-HD | Inventory Item | 1084 |  |  |  | No | Racking | Soligent De-listing | 0
240-0655 | 240-0655 |  |  | Hollaender, Adjustable Cross-E, 3-piece, 1 1/2" Pipe Size,19E-8 | Inventory Item | 59.32 |  |  |  | No | Racking | Soligent De-listing | 0
240-0656 | 240-0656 |  |  | Hollaender, Custom item, Call for Quote, Enter Quote Number and Custom Price, CUSTOM | Non-inventory Item | 0 |  |  |  | No | Racking | Vendor De-listing | 0
240-0657 | 240-0657 |  |  | UniRac, Ground Fixed Tilt Mount System, Custom Quote, Enter Quote Number and Custom Price | Non-inventory Item | 0 |  |  |  | No | Racking | Soligent De-listing | 0
240-0658 | 240-0658 |  |  | UniRac, DGFT - Ground Fixed Tilt TOP CHORD CHANNEL 20/30°, Shared Rail, 404030 | Inventory Item | 67.05 |  |  |  | No | Racking | Vendor De-listing | 0
240-0662 | 240-0662 |  |  | UniRac, DGFT - Ground Fixed Tilt Supplemental 4 Rail Hardware Kit, 404020 | Inventory Item | 19.44 |  |  |  | No | Racking | Soligent De-listing | 18.35
240-0664 | 240-0664 |  |  | UniRac, ULA Ground Screw 68mm X 1.6M, Qty.1, 403219S | Inventory Item | 72.03 |  |  |  | No | Racking | Vendor De-listing | 67.98
240-0665 | 240-0665 |  |  | UniRac, ULA Ground Screw 68mm X 2.0M, Qty 1, 403220S | Inventory Item | 86.61 |  |  |  | No | Racking | Shippable | 79.74
240-0667 | 240-0667 |  |  | Krinner, Ground Screw, 76.1mm (~3”) OD, 71mm (~2.8”) ID X 1000mm(~39”) Length, Qty., KSF G76x1000-4xM16 | Inventory Item | 59.72 |  |  |  | No | Racking | Shippable | 56.36
240-0668 | 240-0668 |  |  | Krinner, Ground Screw, 76.1mm (~3”) OD, 71mm (~2.8”) ID X 1300mm(~51”) Length, Qty., KSF G76x1300-4xM16 | Inventory Item | 73.76 |  |  |  | No | Racking | Shippable | 69.61
240-0669 | 240-0669 |  |  | Krinner, Ground Screw, 76.1mm (~3”) OD, 71mm (~2.8”) ID X 1600mm(~63”) Length, Qty., KSF G76x1600-4xM16 | Inventory Item | 82.41 |  |  |  | No | Racking | Shippable | 77.77
240-0670 | 240-0670 |  |  | Krinner, Ground Screw, 76.1mm (~3”) OD, 71mm (~2.8”) ID X 2100mm(~82.6”) Length, Qty., KSF G76x2100-4xM16 | Inventory Item | 100.56 |  |  |  | No | Racking | Shippable | 94.9
240-0671 | 240-0671 |  |  | Krinner, Ground Screw, 114.3mm (~4.5”) OD, 107mm (~4.2”) ID X 1000mm(~39”) Length, Qty., KSF G114x1000-4xM16 | Inventory Item | 96.05 |  |  |  | No | Racking | Shippable | 90.65
240-0672 | 240-0672 |  |  | Krinner, Ground Screw, 114.3mm (~4.5”) OD, 107mm (~4.2”) ID X 1300mm(~51”) Length, Qty., KSF G114x1300-4xM16 | Inventory Item | 105.67 |  |  |  | No | Racking | Shippable | 99.73
240-0673 | 240-0673 |  |  | Krinner, Ground Screw, 114.3mm (~4.5”) OD, 107mm (~4.2”) ID X 1600mm(~63”) Length, Qty., KSF G114x1600-4xM16 | Inventory Item | 124.69 |  |  |  | No | Racking | Shippable | 117.68
240-0674 | 240-0674 |  |  | Krinner, Ground Screw, 114.3mm (~4.5”) OD, 107mm (~4.2”) ID X 2100mm(~82.6”) Length, Qty., KSF G114x2100-4xM16 | Inventory Item | 156.87 |  |  |  | No | Racking | Shippable | 148.05
250-0100 | 250-0100 |  |  | AET, Rayport Roof Ballast Rack Ballast Tray, Standard, 80009 | Inventory Item | 57.2 |  |  |  | No | Racking | Soligent De-listing | 0
250-0101 | 250-0101 |  |  | AET, Rayport Roof Ballast Rack Ballast Tray, Long, 80188 | Inventory Item | 66 |  |  |  | No | Racking | Soligent De-listing | 0
250-0102 | 250-0102 |  |  | AET, Rayport Roof Ballast Rack Ballast Pad, 80246 | Inventory Item | 16 |  |  |  | No | Racking | Soligent De-listing | 0
250-1004 | 250-1004 |  |  | UniRac, Custom Quote, Enter Quote Number and Custom Price | Non-inventory Item | 0 |  |  |  | No | Racking | Soligent De-listing | 0
250-1047 | 250-1047 |  |  | UniRac, RapidRac Frame and Brackets, Sharp ND-167U1, 310355-1704 | Inventory Item | 10.4 |  |  |  | No | Racking | Vendor De-listing | 0
250-1050 | 250-1050 |  |  | UniRac, RapidRac Frame and Brackets, Sharp NE-170U1, 310355-1707 | Inventory Item | 8.32 |  |  |  | No | Racking | Vendor De-listing | 0
250-1140 | 250-1140 |  |  | UniRac, RapidRac Frame Only, Yingli YL210P-29b to YL240P-29b, 310351-2506 | Inventory Item | 59.8 |  |  |  | No | Racking | Vendor De-listing | 0
250-1141 | 250-1141 |  |  | UniRac, RapidRac Frame and Brackets, Yingli YL210P-29b to YL240P-29b, 310355-2506 | Inventory Item | 138.8 |  |  |  | No | Racking | Vendor De-listing | 0
250-1143 | 250-1143 |  |  | UniRac, RapidRac Frame Only, Sharp NU-U235F1, 310351-1734 | Inventory Item | 2.51 |  |  |  | No | Racking | Vendor De-listing | 0
250-1195 | 250-1195 |  |  | UniRac, RapidRac Frame Only, Sharp ND-U230Q1/ ND-230C1/ND-Q240QCJ, 310351-1735 | Inventory Item | 59.8 |  |  |  | No | Racking | Vendor De-listing | 0
250-1198 | 250-1198 |  |  | UniRac, RapidRac for STP280 | Inventory Item | 49.5 |  |  |  | No | Racking | Vendor De-listing | 0
250-1239 | 250-1239 |  |  | DPW, Custom Quote, Ballasted Roof Mount BRM, Enter Quote Number and Custom Price | Non-inventory Item | 0 |  |  |  | No | Racking | Soligent De-listing | 0
250-1242 | 250-1242 |  |  | Zep Solar, ZSIII, Ballast Pan, Qty. 1, 850-1141-001 | Inventory Item | 25 |  |  |  | No | Racking | Vendor De-listing | 0
250-1243 | 250-1243 |  |  | Zep Solar, ZSIII, Diffuser Clip, Qty. 1, 850-1156-001 | Inventory Item | 0.23 |  |  |  | No | Racking | Vendor De-listing | 0
250-1244 | 250-1244 |  |  | Zep Solar, ZSIII, Diffuser Support, 11 degrees, Qty. 1, 850-1158-001 | Inventory Item | 23 |  |  |  | No | Racking | Vendor De-listing | 0
250-1245 | 250-1245 |  |  | Zep Solar, ZSIII, Front Leg, 11 degrees, Qty. 1, 850-1165-001 | Inventory Item | 29 |  |  |  | No | Racking | Vendor De-listing | 0
250-1247 | 250-1247 |  |  | Zep Solar, ZSIII, Rear Leg, 11", Qty. 1, 850-1188-001 | Inventory Item | 25 |  |  |  | No | Racking | Vendor De-listing | 0
250-1248 | 250-1248 |  |  | Zep Solar, ZSIII, Row Connector, Qty. 1, 850-1190-001 | Inventory Item | 20 |  |  |  | No | Racking | Vendor De-listing | 0
250-1249 | 250-1249 |  |  | Zep Solar, ZSIII, Wind Diffuser, 11 degrees, Qty. 1, 850-1198-001 | Inventory Item | 16 |  |  |  | No | Racking | Vendor De-listing | 0
250-1265 | 250-1265 |  |  | UniRac, RapidRac Frame Only, Canadian Solar CSI 235PX Standard Frame, 310351-2613 | Inventory Item | 59.8 |  |  |  | No | Racking | Vendor De-listing | 0
250-1266 | 250-1266 |  |  | UniRac, RapidRac Frame and Brackets, Canadian Solar CSI 235PX Standard Frame, 310355-2613 | Inventory Item | 138.8 |  |  |  | No | Racking | Vendor De-listing | 0
250-1269 | 250-1269 |  |  | UniRac, RapidRac Frame Only, Itek Energy IT 225-255, 310351-9700 | Inventory Item | 59.8 |  |  |  | No | Racking | Vendor De-listing | 0
250-1270 | 250-1270 |  |  | UniRac, RapidRac Frame and Brackets, Itek Energy IT 225-255, 310355-9700 | Inventory Item | 138.8 |  |  |  | No | Racking | Vendor De-listing | 0
250-1271 | 250-1271 |  |  | AET, Custom Quote, Ballasted Roof Racking, Enter Quote Number and Custom Price (revised) | Non-inventory Item | 0 |  |  |  | No | Racking | Vendor De-listing | 0
250-1272 | 250-1272 |  |  | AET, Rayport Roof Ballast Rack Z-Bracket, 80454-46 | Inventory Item | 1.71 |  |  |  | No | Racking | Vendor De-listing | 0
250-1273 | 250-1273 |  |  | UniRac, RapidRac Frame and Brackets, SolarWorld SW (220-245) - 2.5 frame, 310355-2033 | Inventory Item | 137 |  |  |  | No | Racking | Soligent De-listing | 0
250-1274 | 250-1274 |  |  | UniRac, RapidRac Frame Only, SolarWorld SW (220-245) - 2.5 frame, 310351-2033 | Inventory Item | 59 |  |  |  | No | Racking | Soligent De-listing | 0
250-1277 | 250-1277 |  |  | AET, Rayport Roof Ballast Rack Support Rail 10 degrees, Custom rail for Silicon Energy modules, 80423-992 | Inventory Item | 44 |  |  |  | No | Racking | Soligent De-listing | 0
250-1280 | 250-1280 |  |  | AET, Rayport Roof Ballast Rack Support Rail 0 degrees, 981 mm PV width, 80295-981 | Inventory Item | 35 |  |  |  | No | Racking | Soligent De-listing | 0
250-1281 | 250-1281 |  |  | AET, Rayport Roof Ballast Rack Support Rail 0 degrees, 982 mm PV width, 80295-982 | Inventory Item | 35 |  |  |  | No | Racking | Soligent De-listing | 0
250-1282 | 250-1282 |  |  | AET, Rayport Roof Ballast Rack Support Rail 0 degrees, 983 mm PV width, 80295-983 | Inventory Item | 35 |  |  |  | No | Racking | Soligent De-listing | 0
250-1283 | 250-1283 |  |  | AET, Rayport Roof Ballast Rack Support Rail 0 degrees, 984 mm PV width, 80295-984 | Inventory Item | 35 |  |  |  | No | Racking | Soligent De-listing | 0
250-1284 | 250-1284 |  |  | AET, Rayport Roof Ballast Rack Support Rail 0 degrees, 986 mm PV width, 80295-986 | Inventory Item | 35 |  |  |  | No | Racking | Soligent De-listing | 0
250-1285 | 250-1285 |  |  | AET, Rayport Roof Ballast Rack Support Rail 0 degrees, 987 mm PV width, 80295-987 | Inventory Item | 35 |  |  |  | No | Racking | Soligent De-listing | 0
250-1286 | 250-1286 |  |  | AET, Rayport Roof Ballast Rack Support Rail 0 degrees, 988 mm PV width, 80295-988 | Inventory Item | 35 |  |  |  | No | Racking | Soligent De-listing | 0
250-1287 | 250-1287 |  |  | AET, Rayport Roof Ballast Rack Support Rail 0 degrees, 989 mm PV width, 80295-989 | Inventory Item | 35 |  |  |  | No | Racking | Soligent De-listing | 0
250-1288 | 250-1288 |  |  | AET, Rayport Roof Ballast Rack Support Rail 0 degrees, 990 mm PV width, 80295-990 | Inventory Item | 35 |  |  |  | No | Racking | Soligent De-listing | 0
250-1289 | 250-1289 |  |  | AET, Rayport Roof Ballast Rack Support Rail 0 degrees, 991 mm PV width, 80295-991 | Inventory Item | 35 |  |  |  | No | Racking | Soligent De-listing | 0
250-1290 | 250-1290 |  |  | AET, Rayport Roof Ballast Rack Support Rail 0 degrees, 992 mm PV width, 80295-992 | Inventory Item | 35 |  |  |  | No | Racking | Soligent De-listing | 0
250-1291 | 250-1291 |  |  | AET, Rayport Roof Ballast Rack Support Rail 0 degrees, 993 mm PV width, 80295-993 | Inventory Item | 35 |  |  |  | No | Racking | Soligent De-listing | 0
250-1292 | 250-1292 |  |  | AET, Rayport Roof Ballast Rack Support Rail 0 degrees, 994 mm PV width, 80295-994 | Inventory Item | 35 |  |  |  | No | Racking | Soligent De-listing | 0
250-1293 | 250-1293 |  |  | AET, Rayport Roof Ballast Rack Support Rail 0 degrees, 995 mm PV width, 80295-995 | Inventory Item | 35 |  |  |  | No | Racking | Soligent De-listing | 0
250-1294 | 250-1294 |  |  | AET, Rayport Roof Ballast Rack Support Rail 0 degrees, 997 mm PV width, 80295-997 | Inventory Item | 35 |  |  |  | No | Racking | Soligent De-listing | 0
250-1295 | 250-1295 |  |  | AET, Rayport Roof Ballast Rack Support Rail 0 degrees, 1000 mm PV width, 80295-1000 | Inventory Item | 35 |  |  |  | No | Racking | Soligent De-listing | 0
250-1296 | 250-1296 |  |  | AET, Rayport Roof Ballast Rack Support Rail 0 degrees, 1001 mm PV width, 80295-1001 | Inventory Item | 35 |  |  |  | No | Racking | Soligent De-listing | 0
250-1297 | 250-1297 |  |  | AET, Rayport Roof Ballast Rack Support Rail 5 degrees, slotted design, 80458 | Inventory Item | 39 |  |  |  | No | Racking | Soligent De-listing | 0
250-1298 | 250-1298 |  |  | AET, Rayport Roof Ballast Rack Support Rail 10 degrees, slotted design, 80263 | Inventory Item | 41 |  |  |  | No | Racking | Soligent De-listing | 0
250-1299 | 250-1299 |  |  | AET, Rayport Roof Ballast Rack Support Rail 10 degrees shorter row spacing, 80460 | Inventory Item | 44 |  |  |  | No | Racking | Soligent De-listing | 0
250-1300 | 250-1300 |  |  | AET, Rayport Roof Ballast Rack Support Rail 10 degrees narrow module, 80286 | Inventory Item | 41 |  |  |  | No | Racking | Soligent De-listing | 0
250-1301 | 250-1301 |  |  | AET, Rayport Roof Ballast Rack Support Rail 15 degrees, slotted design, 80271 | Inventory Item | 44 |  |  |  | No | Racking | Soligent De-listing | 0
250-1302 | 250-1302 |  |  | AET, Rayport Roof Ballast Rack Support Rail 15 degrees narrow module, 80463 | Inventory Item | 44 |  |  |  | No | Racking | Soligent De-listing | 0
250-1303 | 250-1303 |  |  | AET, Rayport Roof Ballast Rack Support Rail 20 degrees slotted design, 80273 | Inventory Item | 48 |  |  |  | No | Racking | Soligent De-listing | 0
250-1304 | 250-1304 |  |  | AET, Rayport Roof Ballast Rack Support Rail 25 degrees slotted design, 80384 | Inventory Item | 43.31 |  |  |  | No | Racking | Vendor De-listing | 0
250-1305 | 250-1305 |  |  | AET, Rayport Roof Ballast Rack Support Rail 30 degrees slotted design,80368 | Inventory Item | 48 |  |  |  | No | Racking | Soligent De-listing | 0
250-1306 | 250-1306 |  |  | AET, Rayport Roof Ballast Rack Grounding Screw, 10-24 use for SolarWorld 31mm panel, 80368 | Inventory Item | 0.333 |  |  |  | No | Racking | Vendor De-listing | 0
250-1307 | 250-1307 |  |  | AET, Rayport Roof Ballast Rack Z-Bracket, 80022-31 | Inventory Item | 0.9546 |  |  |  | No | Racking | Vendor De-listing | 0
250-1308 | 250-1308 |  |  | AET, Rayport Roof Ballast Rack Z-Bracket, 80022-34 | Inventory Item | 0.9546 |  |  |  | No | Racking | Vendor De-listing | 0
250-1309 | 250-1309 |  |  | AET, Rayport Roof Ballast Rack Z-Bracket, 80022-35/36 | Inventory Item | 0.9546 |  |  |  | No | Racking | Vendor De-listing | 0
250-1310 | 250-1310 |  |  | AET, Rayport Roof Ballast Rack Z-Bracket, 80022 -38 | Inventory Item | 0.9546 |  |  |  | No | Racking | Vendor De-listing | 0
250-1311 | 250-1311 |  |  | AET, Rayport Roof Ballast Rack Z-Bracket, 80022-40/41 | Inventory Item | 0.9546 |  |  |  | No | Racking | Vendor De-listing | 0
250-1312 | 250-1312 |  |  | AET, Rayport Roof Ballast Rack Z-Bracket, 80022-42/43 | Inventory Item | 0.9546 |  |  |  | No | Racking | Vendor De-listing | 0
250-1313 | 250-1313 |  |  | AET, Rayport Roof Ballast Rack Z-Bracket, 80022-44/45 | Inventory Item | 0.9546 |  |  |  | No | Racking | Vendor De-listing | 0
250-1314 | 250-1314 |  |  | AET, Rayport Roof Ballast Rack Z-Bracket, 80022-46 | Inventory Item | 0.9546 |  |  |  | No | Racking | Vendor De-listing | 0
250-1315 | 250-1315 |  |  | AET, Rayport Roof Ballast Rack Z-Bracket, 80022-50 | Inventory Item | 0.9546 |  |  |  | No | Racking | Vendor De-listing | 0
250-1316 | 250-1316 |  |  | AET, Rayport Roof Ballast Rack Z-Bracket, 80022-57 | Inventory Item | 0.9546 |  |  |  | No | Racking | Vendor De-listing | 0
250-1317 | 250-1317 |  |  | AET, Rayport Roof Ballast Rack Ballast Tray, Short Rows, 80238 | Inventory Item | 85 |  |  |  | No | Racking | Soligent De-listing | 0
250-1318 | 250-1318 |  |  | AET, Rayport Roof Ballast Rack Z-Bracket, with integrated grounding, 80454-30/31 | Inventory Item | 2 |  |  |  | No | Racking | Soligent De-listing | 0
250-1319 | 250-1319 |  |  | AET, Rayport Roof Ballast Rack Z-Bracket, with integrated grounding, 80454-33/34 | Inventory Item | 2 |  |  |  | No | Racking | Soligent De-listing | 0
250-1320 | 250-1320 |  |  | AET, Rayport Roof Ballast Rack Z-Bracket, with integrated grounding, 80454-35/36 | Inventory Item | 2 |  |  |  | No | Racking | Soligent De-listing | 0
250-1321 | 250-1321 |  |  | AET, Rayport Roof Ballast Rack Z-Bracket, with integrated grounding, 80454-38/39 | Inventory Item | 2 |  |  |  | No | Racking | Soligent De-listing | 0
250-1322 | 250-1322 |  |  | AET, Rayport Roof Ballast Rack Z-Bracket, with integrated grounding, 80454-40/41 | Inventory Item | 2 |  |  |  | No | Racking | Soligent De-listing | 0
250-1323 | 250-1323 |  |  | AET, Rayport Roof Ballast Rack Z-Bracket, with integrated grounding, 80454-42/43 | Inventory Item | 2 |  |  |  | No | Racking | Soligent De-listing | 0
250-1324 | 250-1324 |  |  | AET, Rayport Roof Ballast Rack Z-Bracket, with integrated grounding, 80454-44/45 | Inventory Item | 2 |  |  |  | No | Racking | Soligent De-listing | 0
250-1325 | 250-1325 |  |  | AET, Rayport Roof Ballast Rack Z-Bracket, with integrated grounding, 80454-46/47 | Inventory Item | 2 |  |  |  | No | Racking | Soligent De-listing | 0
250-1326 | 250-1326 |  |  | AET, Rayport Roof Ballast Rack Z-Bracket, with integrated grounding, 80454-50/51 | Inventory Item | 2 |  |  |  | No | Racking | Soligent De-listing | 0
250-1327 | 250-1327 |  |  | AET, Rayport Roof Ballast Rack Sizing Tool, Long version to fit module lengths 1742.8-2602.9mm, 80168 | Inventory Item | 1314 |  |  |  | No | Racking | Soligent De-listing | 0
250-1328 | 250-1328 |  |  | AET, Rayport Roof Ballast Rack Microinverter Bracket Kit, 80612 | Inventory Item | 10.279 |  |  |  | No | Racking | Vendor De-listing | 0
250-1331 | 250-1331 |  |  | UniRac, RapidRac Frame and Brackets, 5 degree, 8" Tray, FITS YINGLI YL(210-240)P-29b, 310356-2506 | Inventory Item | 137 |  |  |  | No | Racking | Soligent De-listing | 0
250-1332 | 250-1332 |  |  | UniRac, RapidRac Frame Only, 5 degree, 8" Tray, FITS YINGLI YL(210-240)P-29b, 310353-2506 | Inventory Item | 59 |  |  |  | No | Racking | Soligent De-listing | 0
250-1333 | 250-1333 |  |  | UniRac, RapidRac Tray Only, 5 degree, 8" Tray, FITS SHARP ND-Q235F4, 310353-1741 | Inventory Item | 59 |  |  |  | No | Racking | Soligent De-listing | 0
250-1334 | 250-1334 |  |  | UniRac, RapidRac Frame and Brackets, 5 degree, 8" Tray, FITS FITS SHARP ND-Q235F4, 310356-1741 | Inventory Item | 138.8 |  |  |  | No | Racking | Vendor De-listing | 0
250-1335 | 250-1335 |  |  | IronRidge, BRM Wind Deflector Assy, 10 Deg, fits >60"-62" modules, Qty. 1, BRM-DF-61-06A | Inventory Item | 45 |  |  |  | No | Racking | Vendor De-listing | 0
250-1336 | 250-1336 |  |  | IronRidge, BRM Wind Deflector Assy, 10 Deg, fits >62"-64" modules, Qty. 1, BRM-DF-63-06A | Inventory Item | 46 |  |  |  | No | Racking | Vendor De-listing | 0
250-1337 | 250-1337 |  |  | IronRidge, BRM Wind Deflector Assy, 10 Deg, fits >64"-66" modules, Qty. 1, BRM-DF-65-06A | Inventory Item | 46 |  |  |  | No | Racking | Vendor De-listing | 0
250-1338 | 250-1338 |  |  | IronRidge, BRM Wind Deflector Assy, 10 Deg, fits >66"-68" modules, Qty. 1, BRM-DF-67-06A | Inventory Item | 47 |  |  |  | No | Racking | Vendor De-listing | 0
250-1339 | 250-1339 |  |  | IronRidge, BRM Wind Deflector Assy, 10 Deg, fits >68"-70" modules, Qty. 1, BRM-DF-69-06A | Inventory Item | 47 |  |  |  | No | Racking | Vendor De-listing | 0
250-1340 | 250-1340 |  |  | IronRidge, BRM Wind Deflector Assy, 10 Deg, fits >70"-72" modules, Qty. 1, BRM-DF-71-06A | Inventory Item | 48 |  |  |  | No | Racking | Vendor De-listing | 0
250-1341 | 250-1341 |  |  | IronRidge, BRM Wind Deflector Assy, 10 Deg, fits >72"-74" modules, Qty. 1, BRM-DF-73-06A | Inventory Item | 48 |  |  |  | No | Racking | Vendor De-listing | 0
250-1342 | 250-1342 |  |  | IronRidge, BRM Wind Deflector Assy, 10 Deg, fits >74"-76" modules, Qty. 1, BRM-DF-75-06A | Inventory Item | 49 |  |  |  | No | Racking | Vendor De-listing | 0
250-1343 | 250-1343 |  |  | IronRidge, BRM Wind Deflector Assy, 10 Deg, fits >76"-78" modules, Qty. 1, BRM-DF-77-06A | Inventory Item | 49 |  |  |  | No | Racking | Vendor De-listing | 0
250-1344 | 250-1344 |  |  | IronRidge, BRM Wind Deflector Assy, 10 Deg, fits >78"-80" modules, Qty. 1, BRM-DF-79-06A | Inventory Item | 50 |  |  |  | No | Racking | Vendor De-listing | 0
250-1345 | 250-1345 |  |  | IronRidge, BRM Microinverter Bracket, Includes Hardware, Qty.1 , BRM-MIB-01 | Inventory Item | 5.71 |  |  |  | No | Racking | Vendor De-listing | 0
250-1346 | 250-1346 |  |  | IronRidge, BRM High Wind Deflector Hardware Kit, 2 tek screws, Qty.1 , BRM-DFK | Inventory Item | 2.58 |  |  |  | No | Racking | Vendor De-listing | 0
250-1349 | 250-1349 |  |  | IronRidge, BRM Seismic Anchor, Includes Ballast Tray Attachment Hardware, 6", Qty. 1, BRM-ANC-06 | Inventory Item | 89 |  |  |  | No | Racking | Vendor De-listing | 0
250-1350 | 250-1350 |  |  | IronRidge, BRM Roof Pads, Extruded 100% Recycle Rubber, 3/8" Thick, Qty. 2, BRM-RP-01 | Inventory Item | 14 |  |  |  | No | Racking | Vendor De-listing | 0
250-1351 | 250-1351 |  |  | IronRidge, BRM Ballast Tray, 10 degree, Qty. 1, BRM-10BT-G | Inventory Item | 73 |  |  |  | No | Racking | Vendor De-listing | 0
250-1354 | 250-1354 |  |  | UniRac, RapidRac Frame Only, SPR-327, 310351-2113 | Inventory Item | 59.8 |  |  |  | No | Racking | Vendor De-listing | 0
250-1355 | 250-1355 |  |  | UniRac, RapidRac Frame and Brackets, SPR-327, 310355-2113 | Inventory Item | 138.8 |  |  |  | No | Racking | Vendor De-listing | 0
250-1356 | 250-1356 |  |  | UniRac, RapidRac Frame and Brackets, Trina Soar TSM-PA05 220/230/240, 310355-3801 | Inventory Item | 138.8 |  |  |  | No | Racking | Vendor De-listing | 0
250-1357 | 250-1357 |  |  | UniRac, RapidRac Frame Only, Trina Soar TSM-PA05 220/230/240, 310351-3801 | Inventory Item | 59.8 |  |  |  | No | Racking | Vendor De-listing | 0
250-1358 | 250-1358 |  |  | UniRac, RapidRac Frame Only, Sharp NE-170U1, 310351-1707 | Inventory Item | 59 |  |  |  | No | Racking | Soligent De-listing | 0
250-1359 | 250-1359 |  |  | PanelClaw, Custom Quote, Ballasted Flat Roof Mount Racking, Enter Quote Number and Custom Price | Non-inventory Item | 0 |  |  |  | No | Racking | Soligent De-listing | 0
250-1360 | 250-1360 |  |  | UniRac, RapidRac Frame Only, Sharp ND-(230-240)QCJ, 310351-1735 | Inventory Item | 59 |  |  |  | No | Racking | Soligent De-listing | 0
250-1361 | 250-1361 |  |  | UniRac, RapidRac Frame and Brackets, Sharp ND-(230-240)QCJ, 310355-1735 | Inventory Item | 138.8 |  |  |  | No | Racking | Vendor De-listing | 0
250-1362 | 250-1362 |  |  | IronRidge, BRM Roof Pads Thin, Extruded 100% Recycle Rubber, 0.15" (3.8mm) Thick, Qty. 2, BRM-RP-02 | Inventory Item | 8.77 |  |  |  | No | Racking | Vendor De-listing | 0
250-1363 | 250-1363 |  |  | UniRac, RapidRac Frame and Brackets, Evergreen ES-E210, 310355-0512 | Inventory Item | 138.8 |  |  |  | No | Racking | Vendor De-listing | 0
250-1364 | 250-1364 |  |  | UniRac, RapidRac Frame Only, Evergreen ES-E210, 310351-0512 | Inventory Item | 59 |  |  |  | No | Racking | Soligent De-listing | 0
250-1365 | 250-1365 |  |  | UniRac, RapidRac Frame Only, ReneSola Virtus II, JC250M-24/Bb to JC260M-24/Bb, 310351-0006 | Inventory Item | 59.8 |  |  |  | No | Racking | Vendor De-listing | 0
250-1366 | 250-1366 |  |  | UniRac, RapidRac Frame and Brackets, ReneSola Virtus II, JC250M-24/Bb to JC260M-24/Bb, 310355-0006 | Inventory Item | 138.8 |  |  |  | No | Racking | Vendor De-listing | 0
250-1367 | 250-1367 |  |  | UniRac, RapidRac Frame Only, Kyocera KC200GT, 310351-0905 | Inventory Item | 59 |  |  |  | No | Racking | Soligent De-listing | 0
250-1368 | 250-1368 |  |  | UniRac, RapidRac Frame and Brackets, Kyocera KC200GT, 310355-0905 | Inventory Item | 138.8 |  |  |  | No | Racking | Vendor De-listing | 0
250-1373 | 250-1373 |  |  | UniRac, RoofMount, Seismic, Attachment, Qty. 1, 622070 | Inventory Item | 80.4 |  |  |  | No | Racking | Vendor De-listing | 0
250-1375 | 250-1375 |  |  | UniRac, RoofMount, RM5, Ballast Bay, PVC, 5 Degree Tilt,, Qty. 1, 310803 | Inventory Item | 22.27 |  |  |  | No | Racking | Vendor De-listing | 20.91
250-1384 | 250-1384 |  |  | UniRac, RoofMount, RM5, Attachment Kit, Qty. 1, 310880 | Inventory Item | 19.99 |  |  |  | No | Racking | Vendor De-listing | 0
250-1387 | 250-1387 |  |  | UniRac, RoofMount, RMDT, Ridge Bay, PVC, 8 Degree Dual Directional Tilt, Qty. 1, 310804 | Inventory Item | 45.14 |  |  |  | No | Racking | Vendor De-listing | 0
250-1388 | 250-1388 |  |  | UniRac, RoofMount, RMDT, Valley Bay, PVC, 8 Degree Dual Directional Tilt, Qty. 1, 310805 | Inventory Item | 36.5 |  |  |  | No | Racking | Vendor De-listing | 0
250-1389 | 250-1389 |  |  | UniRac, RoofMount, RMDT, Mid Clamp, 46-50mm, Qty. 1, 310823 | Inventory Item | 2.39 |  |  |  | No | Racking | Vendor De-listing | 0
250-1393 | 250-1393 |  |  | UniRac, RoofMount, RMDT, Attachment Kit, Qty. 1, 310881 | Inventory Item | 19.99 |  |  |  | No | Racking | Vendor De-listing | 0
250-1404 | 250-1404 |  |  | UniRac, Ecolibrium, EcoFoot5D 86'' Wind Deflector, ES11024 | Inventory Item | 13.47 |  |  |  | No | Racking | Shippable | 12.4
250-1411 | 250-1411 |  |  | UniRac, Ecolibrium, Power Accessory Brackets, MLPE to Module Frame, ES10132 | Inventory Item | 3.2 |  |  |  | No | Racking | Vendor De-listing | 0
250-1413 | 250-1413 |  |  | UniRac, Ecolibrium, EcoFoot CR Bond Clip, ES10310 | Inventory Item | 0.18 |  |  |  | No | Racking | Vendor De-listing | 0
250-1414 | 250-1414 |  |  | UniRac, Ecolibrium, EcoMount 1 Inverter Mounting Kit, ES20913 | Inventory Item | 177.52 |  |  |  | No | Racking | Shippable | 163.45
250-1415 | 250-1415 |  |  | UniRac, Ecolibrium, EcoMount 2 Inverter Mounting Kit, ES20914 | Inventory Item | 223.34 |  |  |  | No | Racking | Shippable | 205.64
250-1418 | 250-1418 |  |  | UniRac, Ecolibrium, 30mm EcoFoot Strut to Module Attachment Kit, ES10851 | Inventory Item | 10.34 |  |  |  | No | Racking | Soligent De-listing | 9.52
250-1419 | 250-1419 |  |  | UniRac, Ecolibrium, Square Washer, 1 5/8” x ¼”, ES10928 | Inventory Item | 1.27 |  |  |  | No | Racking | Vendor De-listing | 0
250-1420 | 250-1420 |  |  | UniRac, Ecolibrium, Ecofoot5D Attachment Hardware Kit, Ballast Tray, ES10786 | Inventory Item | 17.6 |  |  |  | No | Racking | Vendor De-listing | 0
250-1421 | 250-1421 |  |  | UniRac, Ecolibrium, Ecofoot5D Attachment Hardware Kit, Strut to Ballast Tray, ES10787 | Inventory Item | 4.85 |  |  |  | No | Racking | Vendor De-listing | 0
250-1422 | 250-1422 |  |  | UniRac, Ecolibrium, Ecofoot5D Attachment Hardware Kit, Strut, ES10788 | Inventory Item | 39.77 |  |  |  | No | Racking | Vendor De-listing | 0
250-1424 | 250-1424 |  |  | UniRac, Ecolibrium, Aluminum L-foot and Hardware , ECO-002_510 | Inventory Item | 5.33 |  |  |  | No | Racking | Vendor De-listing | 0
250-1425 | 250-1425 |  |  | UniRac, Ecolibrium, Splice Clevis with 2 Holes, ECO-002_508 | Inventory Item | 18.4 |  |  |  | No | Racking | Vendor De-listing | 0
250-1426 | 250-1426 |  |  | UniRac, Ecolibrium, N228 Galvanized Strut Nut 3/8"-16, ECO-002_511 | Inventory Item | 0.9 |  |  |  | No | Racking | Vendor De-listing | 0
250-1427 | 250-1427 |  |  | UniRac, Ecolibrium, 3/8" x 1" SS Carriage Bolt, ECO-002_513 | Inventory Item | 0.28 |  |  |  | No | Racking | Vendor De-listing | 0
250-1428 | 250-1428 |  |  | UniRac, Ecolibrium, 3/8" x 1" SS serrated flange bolt, ECO-002_512 | Inventory Item | 0.6 |  |  |  | No | Racking | Vendor De-listing | 0
250-1429 | 250-1429 |  |  | UniRac, Ecolibrium, EcoX Serrated Hex Flange nut 3/8", ECO-002_514 | Inventory Item | 0.05 |  |  |  | No | Racking | Vendor De-listing | 0
250-1430 | 250-1430 |  |  | UniRac, Roof-Mount, Module Clip with Hex-Bolt, RM-10, Qty. 1 pack of 20, 310749 | Inventory Item | 54.83 |  |  |  | No | Racking | Soligent De-listing | 50.49
250-1431 | 250-1431 |  |  | UniRac, GridFlex North Rail, 360010 | Inventory Item | 5.39 |  |  |  | No | Racking | Shippable | 4.95
250-1432 | 250-1432 |  |  | UniRac, GridFlex Mid Rail, 360020 | Inventory Item | 12.08 |  |  |  | No | Racking | Shippable | 11.09
250-1433 | 250-1433 |  |  | UniRac, GridFlex South Rail, 360030 | Inventory Item | 6.52 |  |  |  | No | Racking | Shippable | 5.99
250-1434 | 250-1434 |  |  | UniRac, GridFlex 5 Degree North Rail Clamp Assembly, 360040 | Inventory Item | 10.56 |  |  |  | No | Racking | Vendor De-listing | 9.72
250-1435 | 250-1435 |  |  | UniRac, GridFlex 5 Degree South Rail Clamp Assembly, 360050 | Inventory Item | 12.44 |  |  |  | No | Racking | Shippable | 11.45
250-1436 | 250-1436 |  |  | UniRac, GridFlex Lander Pad, 360060 | Inventory Item | 4.05 |  |  |  | No | Racking | Shippable | 3.73
250-1437 | 250-1437 |  |  | UniRac, GridFlex Ballast, 62-69”, 360070 | Inventory Item | 22.08 |  |  |  | No | Racking | Vendor De-listing | 20.33
250-1438 | 250-1438 |  |  | UniRac, GridFlex Ballast, 77-83”, 360080 | Inventory Item | 25.48 |  |  |  | No | Racking | Vendor De-listing | 23.46
250-1439 | 250-1439 |  |  | UniRac, GridFlex Deflector, 62-69”, 360090 | Inventory Item | 10.86 |  |  |  | No | Racking | Soligent De-listing | 10
250-1440 | 250-1440 |  |  | UniRac, GridFlex Deflector, 77-83”, 360100 | Inventory Item | 15.18 |  |  |  | No | Racking | Shippable | 13.98
250-1441 | 250-1441 |  |  | UniRac, GridFlex 5/16” Hardware Kit, 360061 | Inventory Item | 32.33 |  |  |  | No | Racking | Shippable | 29.77
250-1443 | 250-1443 |  |  | UniRac, GridFlex 5 Degree North Rail Clamp Assembly, 360041 | Inventory Item | 10.56 |  |  |  | No | Racking | Shippable | 9.72
250-1444 | 250-1444 |  |  | UniRac, GridFlex Ballast Tray, 62-69”, 360071 | Inventory Item | 22.08 |  |  |  | No | Racking | Shippable | 20.33
250-1445 | 250-1445 |  |  | UniRac, GridFlex Ballast Tray, 77-83”, 360081 | Inventory Item | 25.48 |  |  |  | No | Racking | Shippable | 23.46
250-1446 | 250-1446 |  |  | UniRac, Ecolibrium, EcoFoot5D 93.25'' Ballast Tray, ES11025 | Inventory Item | 39.02 |  |  |  | No | Racking | Shippable | 35.93
250-1447 | 250-1447 |  |  | UniRac, Ecolibrium, EcoFoot5D 92.25'' Wind Deflector, ES11026 | Inventory Item | 15.17 |  |  |  | No | Racking | Shippable | 13.96
250-1451 | 250-1451 |  |  | UniRac, Roof Mount, RM-10-EVO Module Clamp Kit, Qty. 1, 370020 | Inventory Item | 3.66 |  |  |  | No | Racking | Vendor De-listing | 3.45
250-1455 | 250-1455 |  |  | UniRac, GridFlex, 5 Degree Mid Support, 360200 | Inventory Item | 19.72 |  |  |  | No | Racking | Shippable | 18.16
260-0000 | 260-0000 |  |  | S-5!, Clamp, Size U, universal Clamp with 10mm bolt, S-5-U M10 | Inventory Item | 14 |  |  |  | No | Racking | Vendor De-listing | 0
260-0002 | 260-0002 |  |  | S-5!, Clamp, Size K Grip-Mini, fits KlipRib and other bulb snap-together seams, requires insert sold separately, S-5-K Grip Mini | Inventory Item | 6.03 |  |  |  | No | Racking | Vendor De-listing | 0
260-0004 | 260-0004 |  |  | IronRidge, Rail Connector Hardware Kit, 29-7001-002 | Inventory Item |  |  |  |  | No | Racking | Soligent De-listing | 0
260-0005 | 260-0005 |  |  | K2, CR End Clamp, 30-40mm, Dark Finish, 4000091 | Inventory Item | 3.03 |  |  |  | No | Racking | Shippable | 2.63
260-0007 | 260-0007 |  |  | SunModo, SMR Pop-On Mid Clamp, Clear, K10417-003 | Inventory Item | 2.86 |  |  |  | No | Racking | Shippable | 2.7
260-0008 | 260-0008 |  |  | SunModo, SMR Pop-On End Clamp, Clear, K10418-003 | Inventory Item | 2.24 |  |  |  | No | Racking | Shippable | 2.11
260-0013 | 260-0013 |  |  | ProSolar, End Clamp 1.396" (35.4mm-35.9mm), Clear, Qty. 1, C1396EC-1 | Inventory Item | 4 |  |  |  | No | Racking | Vendor De-listing | 0
260-0014 : 260-0014 : 260-0014 : 260-0014_U | 260-0014 : 260-0014 : 260-0014_U |  |  | UniRac, SolarMount Pro-Series, Universal Mid Clamp, 30-51mm, Preassembled Integrated Bonding, Clear, Qty. 1, 302030M | Inventory Item | 2.49 |  |  |  | No | Racking | Shippable | 2.35
260-0015 : 260-0015 : 260-0015 : 260-0015_U | 260-0015 : 260-0015 : 260-0015_U |  |  | UniRac, SolarMount Pro-Series, Universal Mid Clamp, 30-51mm, Preassembled Integrated Bonding, Dark, Qty. 1, 302030D | Inventory Item | 2.66 |  |  |  | No | Racking | Shippable | 2.51
260-0016 : 260-0016 : 260-0016_U | 260-0016 : 260-0016_U |  |  | UniRac, SolarMount Pro-Series, Universal End Clamp, with Rail End Cap, Preassembled, Qty. 1, 302035M | Inventory Item | 2.77 |  |  |  | No | Racking | Soligent De-listing | 2.61
260-0019 | 260-0019 |  |  | ProSolar, End Clamp 1.572" (39.9mm-40.4mm), Clear, Qty. 1, C1572EC-1 | Inventory Item | 4 |  |  |  | No | Racking | Vendor De-listing | 0
260-0023 | 260-0023 |  |  | ProSolar, End Clamp 1.606" (40.7mm-41.3mm), Clear, Qty. 1, C1606EC-1 | Inventory Item | 4.04 |  |  |  | No | Racking | Vendor De-listing | 0
260-0029 | 260-0029 |  |  | ProSolar, End Clamp 1.810" (45.9mm-46.4mm), Clear, Qty. 1, C1810EC-1 | Inventory Item | 4 |  |  |  | No | Racking | Vendor De-listing | 0
260-0032 | 260-0032 |  |  | ProSolar, End Clamp 1.810" (45.9mm-46.4mm), Black, Qty. 1, C1810EC-1B | Inventory Item | 4 |  |  |  | No | Racking | Vendor De-listing | 0
260-0038 | 260-0038 |  |  | ProSolar, 12 Module Clamp Set 1.96, Black, C-1968-12B | Inventory Item | 15.12 |  |  |  | No | Racking | Soligent De-listing | 0
260-0043 | 260-0043 |  |  | ProSolar, Mid Clamp 2.25" (32.8mm-41.3mm), Clear, Qty. 1, C225IMC-1 | Inventory Item | 4 |  |  |  | No | Racking | Vendor De-listing | 0
260-0046 | 260-0046 |  |  | ProSolar, Mid Clamp 2.50" (42mm-48mm), Clear, Qty. 1, C250IMC-1 | Inventory Item | 4 |  |  |  | No | Racking | Vendor De-listing | 0
260-0049 | 260-0049 |  |  | ProSolar, Mid Clamp 2.50" (42mm-48mm), Black, Qty. 1, C250IMC-1B | Inventory Item | 4 |  |  |  | No | Racking | Vendor De-listing | 0
260-0053 | 260-0053 |  |  | ProSolar, Clamp for Sanyo, Black, Qty. 1, C-SANYO-1 | Inventory Item | 2 |  |  |  | No | Racking | Vendor De-listing | 0
260-0057 | 260-0057 |  |  | UniRac, SolarMount End Clamp, B, 30-32mm, Clear, Qty. 1, 302002C | Inventory Item | 2 |  |  |  | No | Racking | Vendor De-listing | 0
260-0058 | 260-0058 |  |  | UniRac, SolarMount End Clamp, C, 34-36mm, Clear, Qty. 1, 302003C | Inventory Item | 2.16 |  |  |  | No | Racking | Vendor De-listing | 0
260-0059 | 260-0059 |  |  | UniRac, SolarMount End Clamp, D, 38-40mm, Clear, Qty. 1, 302004C | Inventory Item | 2.58 |  |  |  | No | Racking | Vendor De-listing | 0
260-0060 | 260-0060 |  |  | UniRac, SolarMount End Clamp, E, 50-52mm, Clear, Qty. 1, 302005C | Inventory Item | 2 |  |  |  | No | Racking | Vendor De-listing | 0
260-0062 | 260-0062 |  |  | UniRac, SolarMount End Clamp, G, Lipped, Dark, Qty. 1, 302007D | Inventory Item | 3 |  |  |  | No | Racking | Vendor De-listing | 0
260-0063 | 260-0063 |  |  | UniRac, SolarMount Mid Clamp, A-B-C-D-K, 24-41mm, Clear, Qty. 1, 302101C | Inventory Item | 2 |  |  |  | No | Racking | Vendor De-listing | 0
260-0064 | 260-0064 |  |  | UniRac, SolarMount Mid Clamp, E-F-J, 41-52mm, Clear, Qty. 1, 302103C | Inventory Item | 2.88 |  |  |  | No | Racking | Vendor De-listing | 0
260-0076 | 260-0076 |  |  | UniRac, SolarMount Top Clamp Set for 2 Modules, F, Clear, 320029 | Inventory Item | 0.61 |  |  |  | No | Racking | Vendor De-listing | 0
260-0084 | 260-0084 |  |  | UniRac, SolarMount Top Clamp Set for 4 Modules, C, Clear, 320042 | Inventory Item | 1.17 |  |  |  | No | Racking | Vendor De-listing | 0
260-0085 | 260-0085 |  |  | UniRac, SolarMount Top Clamp Set for 4 Modules, D, Clear, 320043 | Inventory Item | 1.09 |  |  |  | No | Racking | Vendor De-listing | 0
260-0091 | 260-0091 |  |  | UniRac, SolarMount Top Clamp Set for 5 Modules, F, Clear, 320053 | Inventory Item | 1.27 |  |  |  | No | Racking | Vendor De-listing | 0
260-0093 | 260-0093 |  |  | QuickMount, QMR, Universal End Clamp, 30-45mm, Mill Finish, Qty. 1, QMR-UEC3045-A-20 | Inventory Item | 2.5 |  |  |  | No | Racking | Shippable | 2.36
260-0094 | 260-0094 |  |  | QuickMount, QMR, Universal End Clamp, 38-50mm, Mill Finish, Qty. 1, QMR-UEC3850-A | Inventory Item | 2.38 |  |  |  | No | Racking | Vendor De-listing | 0
260-0095 | 260-0095 |  |  | QuickMount, QMR, Universal End Clamp, 30-45mm, Black Finish, Qty. 1, QMR-UEC3045-B | Inventory Item | 2.64 |  |  |  | No | Racking | Shippable | 0
260-0096 | 260-0096 |  |  | QuickMount, QMR, Universal End Clamp, 38-50mm, Black Finish, Qty. 1, QMR-UEC3850-B | Inventory Item | 2.72 |  |  |  | No | Racking | Vendor De-listing | 0
260-0098 | 260-0098 |  |  | QuickMount, QMR, Universal Bonding Mid Clamp, 38-50mm, Mill Finish, Qty. 1, QMR-UMC3850BP-A | Inventory Item | 2.12 |  |  |  | No | Racking | Vendor De-listing | 0
260-0099 | 260-0099 |  |  | QuickMount, QMR, Universal Bonding Mid Clamp, 30-45mm, Black Finish, Qty. 1, QMR-UMC3045-B-20 | Inventory Item | 2.6 |  |  |  | No | Racking | Shippable | 2.45
260-0100 | 260-0100 |  |  | QuickMount, QMR, Universal Bonding Mid Clamp, 38-50mm, Black Finish, Qty. 1, QMR-UMC3850BP-B | Inventory Item | 2.22 |  |  |  | No | Racking | Vendor De-listing | 0
260-0115 | 260-0115 |  |  | IronRidge, Stopper Sleeve, 42mm, Clear, Qty. 1, UFO-STP-42MM-M1 | Inventory Item | 0.29 |  |  |  | No | Racking | Vendor De-listing | 0.27
260-0116 | 260-0116 |  |  | IronRidge, Stopper Sleeve, 42mm, Black, Qty. 1, UFO-STP-42MM-B1 | Inventory Item | 0.48 |  |  |  | No | Racking | Vendor De-listing | 0.37
260-0132 | 260-0132 |  |  | UniRac, SolarMount End Clamp, C, 34-36mm, Dark, Qty. 1, 302003D | Inventory Item | 2.07 |  |  |  | No | Racking | Vendor De-listing | 0
260-0133 | 260-0133 |  |  | UniRac, SolarMount End Clamp, E, 50-52mm, Dark, Qty. 1, 302005D | Inventory Item | 3 |  |  |  | No | Racking | Vendor De-listing | 0
260-0134 | 260-0134 |  |  | UniRac, SolarMount Mid Clamp, A-B-C-D-K, 24-41mm, Dark, Qty. 1, 302101D | Inventory Item | 3 |  |  |  | No | Racking | Vendor De-listing | 0
260-0135 | 260-0135 |  |  | UniRac, SolarMount Mid Clamp, E-F-J, 41-52mm, Dark, Qty. 1, 302104D | Inventory Item | 3 |  |  |  | No | Racking | Vendor De-listing | 0
260-0136 | 260-0136 |  |  | UniRac, SolarMount Mid Clamp, G, Lipped, Dark, Qty. 1, 302105D | Inventory Item | 4 |  |  |  | No | Racking | Vendor De-listing | 0
260-0168 | 260-0168 |  |  | UniRac, SolarMount End Clamp, D, 38-40mm, Dark, Qty. 1, 302004D | Inventory Item | 2.95 |  |  |  | No | Racking | Vendor De-listing | 0
260-0192 | 260-0192 |  |  | UniRac, SolarMount End Clamp, K, 39-41mm, Clear, Qty. 1, 302009C | Inventory Item | 2 |  |  |  | No | Racking | Vendor De-listing | 0
260-0199 | 260-0199 |  |  | UniRac, SolarMount S-5! Mid Clamp Kit Mount, F, Bronze Anodized, 321227 | Inventory Item | 0.74 |  |  |  | No | Racking | Vendor De-listing | 0
260-0206 | 260-0206 |  |  | UniRac, SolarMount S-5! Mid Clamp Kit Mount, C, Clear Anodized, Qty. 20, 321236 | Inventory Item | 10 |  |  |  | No | Racking | Soligent De-listing | 0
260-0208 | 260-0208 |  |  | UniRac, SolarMount S-5! Mid Clamp Kit Mount, C, Bronze Anodized, Qty. 20, 321238 | Inventory Item | 26.35 |  |  |  | No | Racking | Vendor De-listing | 0
260-0222 | 260-0222 |  |  | ProSolar, End Clamp 2.260" (57.3mm-57.9mm), Black, Qty. 1, C2260EC-1B | Inventory Item | 4 |  |  |  | No | Racking | Soligent De-listing | 0
260-0224 | 260-0224 |  |  | UniRac, SolarMount End/ Mid Clamp, H, Sanyo Lipped, Dark, Qty. 1, 302106D | Inventory Item | 4 |  |  |  | No | Racking | Vendor De-listing | 0
260-0226 | 260-0226 |  |  | ProSolar, Flashing Template for Oatey, TEMP-OAT | Inventory Item | 150 |  |  |  | No | Racking | Soligent De-listing | 0
260-0234 | 260-0234 |  |  | S-5!, Clamp, Size U, Mini, universal Clamp with 8mm bolt, S-5-U mini | Inventory Item | 4.48 |  |  |  | No | Racking | Vendor De-listing | 4.23
260-0236 | 260-0236 |  |  | ProSolar, Mid Clamp 3" (56mm-61mm), Black, Qty. 1, C300IMC-1B | Inventory Item | 1.78 |  |  |  | No | Racking | Vendor De-listing | 0
260-0238 | 260-0238 |  |  | S-5!, Clamp, Size T, Mini, fits utility roof with T-shaped seam, S-5-T mini | Inventory Item | 14.26 |  |  |  | No | Racking | Soligent De-listing | 0
260-0241 | 260-0241 |  |  | S-5!, Clamp, Size K, fits KlipRib or roofs with lapped rib, S-5-K | Inventory Item | 12.11 |  |  |  | No | Racking | Vendor De-listing | 0
260-0243 | 260-0243 |  |  | ProSolar, End Clamp 1.358" (34.4mm-35.0mm), Clear, Qty. 1, C1358EC-1 | Inventory Item | 4 |  |  |  | No | Racking | Vendor De-listing | 0
260-0244 | 260-0244 |  |  | S-5!, Clamp, Size E, Mini, fits Butler roof with rolled top seam, S-5-E mini | Inventory Item | 2.74 |  |  |  | No | Racking | Vendor De-listing | 0
260-0245 | 260-0245 |  |  | DPW, TPM, Tamper-Resistant Hardware Package for Top-of-Pole Mount 1 Module, TPM TRH 1 | Inventory Item | 25 |  |  |  | No | Racking | Soligent De-listing | 0
260-0246 | 260-0246 |  |  | DPW, TPM, Tamper-Resistant Hardware Package for Top-of-Pole Mount 2 Modules, TPM TRH 2 | Inventory Item | 31 |  |  |  | No | Racking | Soligent De-listing | 0
260-0247 | 260-0247 |  |  | DPW, TPM, Tamper-Resistant Hardware Package for Top-of-Pole Mount 4 Modules, TPM TRH 4 | Inventory Item | 43 |  |  |  | No | Racking | Soligent De-listing | 0
260-0248 | 260-0248 |  |  | DPW, TPM, Tamper-Resistant Hardware Package for Top-of-Pole Mount 6 Modules, TPM TRH 6 | Inventory Item | 56 |  |  |  | No | Racking | Soligent De-listing | 0
260-0249 | 260-0249 |  |  | DPW, TPM, Tamper-Resistant Hardware Package for Top-of-Pole Mount 8 Modules, TPM TRH 8 | Inventory Item | 69 |  |  |  | No | Racking | Soligent De-listing | 0
260-0250 | 260-0250 |  |  | DPW, TPM, Tamper-Resistant Hardware Package for Top-of-Pole Mount 9 Modules, TPM TRH 9 | Inventory Item | 75 |  |  |  | No | Racking | Soligent De-listing | 0
260-0251 | 260-0251 |  |  | DPW, TPM, Tamper-Resistant Hardware Package for Top-of-Pole Mount 10 Modules, TPM TRH 10 | Inventory Item | 81 |  |  |  | No | Racking | Soligent De-listing | 0
260-0252 | 260-0252 |  |  | DPW, TPM, Tamper-Resistant Hardware Package for Top-of-Pole Mount 12 Modules, TPM TRH 12 | Inventory Item | 94 |  |  |  | No | Racking | Soligent De-listing | 0
260-0253 | 260-0253 |  |  | DPW, TPM, Tamper-Resistant Hardware Package for Top-of-Pole Mount 14 Modules, TPM TRH 14 | Inventory Item | 105 |  |  |  | No | Racking | Soligent De-listing | 0
260-0254 | 260-0254 |  |  | DPW, TPM, Tamper-Resistant Hardware Package for Top-of-Pole Mount 16 Modules, TPM TRH 16 | Inventory Item | 118 |  |  |  | No | Racking | Soligent De-listing | 0
260-0256 | 260-0256 |  |  | ProSolar, Mid Clamp 2.25" (32.8mm-41.3mm), Black, Qty. 1, C225IMC-1B | Inventory Item | 4 |  |  |  | No | Racking | Vendor De-listing | 0
260-0257 | 260-0257 |  |  | ProSolar, Mid Clamp 2.75" (49mm-55mm), Clear, Qty. 1, C275IMC-1 | Inventory Item | 4 |  |  |  | No | Racking | Vendor De-listing | 0
260-0258 | 260-0258 |  |  | ProSolar, Mid Clamp 2.75" (49mm-55mm), Black, Qty. 1, C275IMC-1B | Inventory Item | 3.15 |  |  |  | No | Racking | Vendor De-listing | 0
260-0259 | 260-0259 |  |  | ProSolar, End Clamp 1.332" (33.7mm-34.3mm), Clear, Qty. 1, C1332EC-1 | Inventory Item | 4 |  |  |  | No | Racking | Soligent De-listing | 0
260-0260 | 260-0260 |  |  | ProSolar, End Clamp 1.396" (35.4mm-35.9mm), Black, Qty. 1, C1396EC-1B | Inventory Item | 4 |  |  |  | No | Racking | Vendor De-listing | 0
260-0261 | 260-0261 |  |  | ProSolar, End Clamp 1.968" (49.9mm-50.4mm), Clear, Qty. 1, C1968EC-1 | Inventory Item | 4 |  |  |  | No | Racking | Vendor De-listing | 0
260-0262 | 260-0262 |  |  | ProSolar, End Clamp 1.968" (49.9mm-50.4mm), Black, Qty. 1, C1968EC-1B | Inventory Item | 3.15 |  |  |  | No | Racking | Vendor De-listing | 0
260-0265 | 260-0265 |  |  | UniRac, SM-I End Clamp & Slider, A, 24-26mm, Clear, Qty. 1, 002001C | Inventory Item | 1.17 |  |  |  | No | Racking | Vendor De-listing | 0
260-0266 | 260-0266 |  |  | UniRac, SM-I End Clamp & Slider, B, 30-32mm, Clear, Qty. 1, 002002C | Inventory Item | 3 |  |  |  | No | Racking | Vendor De-listing | 0
260-0267 | 260-0267 |  |  | UniRac, SM-I End Clamp & Slider, C, 34-36mm, Clear, Qty. 1, 002003C | Inventory Item | 3 |  |  |  | No | Racking | Vendor De-listing | 0
260-0268 | 260-0268 |  |  | UniRac, SM-I End Clamp & Slider, D, 38-40mm, Clear, Qty. 1, 002004C | Inventory Item | 2.84 |  |  |  | No | Racking | Vendor De-listing | 0
260-0269 | 260-0269 |  |  | UniRac, SM-I End Clamp & Slider, E, 50-52mm, Clear, Qty. 1, 002005C | Inventory Item | 3 |  |  |  | No | Racking | Vendor De-listing | 0
260-0270 | 260-0270 |  |  | UniRac, SM-I End Clamp & Slider, F, 45-47mm, Clear, Qty. 1, 002006C | Inventory Item | 3 |  |  |  | No | Racking | Vendor De-listing | 0
260-0271 | 260-0271 |  |  | UniRac, SM-I End Clamp & Slider, J, 41-43mm, Clear, Qty. 1, 002007C | Inventory Item | 1.16 |  |  |  | No | Racking | Vendor De-listing | 0
260-0272 | 260-0272 |  |  | UniRac, SM-I Mid Clamp & Slider, A, 24-26mm, Clear, Qty. 1, 002101C | Inventory Item | 3 |  |  |  | No | Racking | Vendor De-listing | 0
260-0273 | 260-0273 |  |  | UniRac, SM-I Mid Clamp & Slider, B-C, 30-36mm, Clear, Qty. 1, 002102C | Inventory Item | 1.32 |  |  |  | No | Racking | Vendor De-listing | 0
260-0274 | 260-0274 |  |  | UniRac, SM-I Mid Clamp & Slider, D-K, 38-41mm, Clear, Qty. 1, 002103C | Inventory Item | 2.92 |  |  |  | No | Racking | Vendor De-listing | 0
260-0275 | 260-0275 |  |  | UniRac, SM-I Mid Clamp & Slider, E-F-J, 41-52mm, Clear, Qty. 1, 002104C | Inventory Item | 3 |  |  |  | No | Racking | Vendor De-listing | 0
260-0276 | 260-0276 |  |  | ProSolar, End Clamp 1.358" (34.4mm-35.0mm), Black, Qty. 1, C1358EC-1B | Inventory Item | 4 |  |  |  | No | Racking | Vendor De-listing | 0
260-0277 | 260-0277 |  |  | S-5!, PV Anchor Kit 41, for 1.6" to 2.4" frame, w/stud, pv grab, hexnut & ALmounting disc, PV Kit41 | Inventory Item | 11 |  |  |  | No | Racking | Vendor De-listing | 0
260-0284 | 260-0284 |  |  | QuickMount, QMR Quick Rail, Universal Hidden End Clamp, QMR-HEC-A-20 | Inventory Item | 3.54 |  |  |  | No | Racking | Shippable | 3.34
260-0289 | 260-0289 |  |  | DPW, PowerRail P6/P8/14 Mid AMP Clamp with RAD Turn Bolt, 40-46mm, Clear, Qty. 1, PA-GMC-40-46-RAD | Inventory Item | 2.57 |  |  |  | No | Racking | Shippable | 2.42
260-0365 | 260-0365 |  |  | S-5!, Clamp, Size Z, for metal roofs with "bulb" seams, S-5-Z | Inventory Item | 7.87 |  |  |  | No | Racking | Shippable | 7.24
260-0370 | 260-0370 |  |  | Solyndra, 100 & 150 Series, Ground Strap, 10AWG green wire with lugs, Qty. 1, 0011-30029 | Inventory Item | 5.08 |  |  |  | No | Racking | Soligent De-listing | 0
260-0371 | 260-0371 |  |  | Solyndra, 100 & 150 Series, Lateral Clip, connects frames together, Qty. 1, 0020-30213 | Inventory Item | 0.19 |  |  |  | No | Racking | Soligent De-listing | 0
260-0374 | 260-0374 |  |  | Solyndra, 100 & 150 Series, Fastener M5 X 12mm, Qty. 1, 0520-30658 | Inventory Item | 0.12 |  |  |  | No | Racking | Soligent De-listing | 0
260-0376 | 260-0376 |  |  | S-5!, Clamp, CorruBracket mount for corrugated metal roofs, with butyl pad M10 bolt washer, CorruBracket | Inventory Item | 6.98 |  |  |  | No | Racking | Vendor De-listing | 0
260-0379 | 260-0379 |  |  | UniRac, CLICKSYS End Clamp & Slider, E, Dark, Qty. 1, 002005D-0048 | Inventory Item | 1.43 |  |  |  | No | Racking | Vendor De-listing | 0
260-0380 | 260-0380 |  |  | UniRac, CLICKSYS End Clamp & Slider, F, Dark, Qty. 1, 002006D-0048 | Inventory Item | 1.42 |  |  |  | No | Racking | Vendor De-listing | 0
260-0383 | 260-0383 |  |  | UniRac, CLICKSYS Mid Clamp & Slider, E-F-J, Dark, Qty. 1, 002030D-0048 | Inventory Item | 1.33 |  |  |  | No | Racking | Vendor De-listing | 0
260-0384 | 260-0384 |  |  | S-5!, Clamp, Size Z, Mini, for metal roofs with "bulb" seams, S-5-Z mini | Inventory Item | 7.38 |  |  |  | No | Racking | Vendor De-listing | 0
260-0395 | 260-0395 |  |  | UniRac, SolarMount End Clamp, F, Clear, Qty. 100, 320006-100 | Inventory Item | 228 |  |  |  | No | Racking | Soligent De-listing | 0
260-0401 | 260-0401 |  |  | S-5!, PV Anchor Kit 30, for 1.2" to 1.9" frame,w/stud, pvgrab,hexnut & ALmounting disc, PVKit-30 | Inventory Item | 12 |  |  |  | No | Racking | Vendor De-listing | 0
260-0402 | 260-0402 |  |  | S-5!, PV Anchor Kit Mounting Disc Aluminum | Inventory Item | 2 |  |  |  | No | Racking | Vendor De-listing | 0
260-0403 | 260-0403 |  |  | S-5!, Clamp, Size S, Mini, for snap-together roofs with horizontal seams under .540 in, S-5-S mini | Inventory Item | 3.47 |  |  |  | No | Racking | Vendor De-listing | 3.28
260-0406 | 260-0406 |  |  | ProSolar, End Clamp 1.572" (39.9mm-40.4mm), Black, Qty. 1, C1572EC-1B | Inventory Item | 4 |  |  |  | No | Racking | Vendor De-listing | 0
260-0407 | 260-0407 |  |  | S-5!, Clamp, VersaBracket-67, for face-fastened roof system, 2.65" foot with butyl pad without Hardware, VersaBracket-67 | Inventory Item | 2.81 |  |  |  | No | Racking | Soligent De-listing | 2.58
260-0413 | 260-0413 |  |  | EJOT, Stainless Steel Hanger Bolt for wood, 8mm dia x 200mm long Lag, 10mm dia x 50mm Stud, JA3-SB-8.0x200/50-FZD, Qty. 1, 3152051905 | Inventory Item | 6.68 |  |  |  | No | Racking | Soligent De-listing | 6.15
260-0414 | 260-0414 |  |  | EJOT, Stainless Steel Hanger Bolt for metal, 8mm dia x 80mm long Lag, 10mm dia x 50mm Stud, JZ3-SB-8.0x80/50-FZD, Qty. 1, 6660108002 | Inventory Item | 4.67 |  |  |  | No | Racking | Vendor De-listing | 0
260-0415 | 260-0415 |  |  | EJOT, Stainless Steel Hanger Bolt for metal, 8mm dia x 125mm long Lag, 10mm dia x 50mm Stud, JZ3-SB-8.0x125/50-FZD, Qty. 1, 6660108004 | Inventory Item | 11 |  |  |  | No | Racking | Soligent De-listing | 0
260-0416 | 260-0416 |  |  | EJOT, Stainless Steel Hanger Bolt for metal, 8mm dia x 150mm long Lag, 10mm dia x 50mm Stud, JZ3-SB-8.0x150/50-FZD, Qty. 1, 6660108005 | Inventory Item | 11.56 |  |  |  | No | Racking | Soligent De-listing | 0
260-0417 | 260-0417 |  |  | EJOT, Stainless Steel Hanger Bolt for metal, 8mm dia x 200mm long Lag, 10mm dia x 50mm Stud, JZ3-SB-8.0x200/50-FZD, 3132051905 | Inventory Item | 16 |  |  |  | No | Racking | Soligent De-listing | 0
260-0418 | 260-0418 |  |  | S-5!, Clamp, Size K, Mini, fits KlipRib or roofs with lapped rib, S-5-K mini | Inventory Item | 14 |  |  |  | No | Racking | Vendor De-listing | 0
260-0419 | 260-0419 |  |  | S-5!, Clamp, Size R, fits Rib Roof and similar profiles, S-5-R | Inventory Item | 24 |  |  |  | No | Racking | Soligent De-listing | 0
260-0420 | 260-0420 |  |  | UniRac, SM-I End Clamp & Slider, K, 39-41mm, Clear, Qty. 1, 002008C | Inventory Item | 3.1 |  |  |  | No | Racking | Vendor De-listing | 0
260-0421 | 260-0421 |  |  | UniRac, ACECLAMP Primary block-1/4", use with Mounting Hardware Kit, Mill finish, Qty. 100, 004030M-0100 | Inventory Item | 7.22 |  |  |  | No | Racking | Soligent De-listing | 0
260-0453 | 260-0453 |  |  | S-5!, PV Kit, for 1.3" to 2.5" (33-64mm) frame, with 8mm stud, pv grab, hex nut &ALmounting disc, S-5-PV | Inventory Item | 15 |  |  |  | No | Racking | Vendor De-listing | 0
260-0454 | 260-0454 |  |  | UniRac, SolarMount End Clamp, J, 41-43mm, Clear, Qty. 1, 302008C | Inventory Item | 2 |  |  |  | No | Racking | Vendor De-listing | 0
260-0458 | 260-0458 |  |  | UniRac, SolarMount End Clamp, K, 39-41mm, Dark, Qty. 1, 302009D | Inventory Item | 3 |  |  |  | No | Racking | Vendor De-listing | 0
260-0463 | 260-0463 |  |  | UniRac, Ace End Clamp E, 50-52mm, Mounting Kit for AceClamp Jr 1/4", Clear, Qty. 1, 004036M | Inventory Item | 2.61 |  |  |  | No | Racking | Soligent De-listing | 0
260-0464 | 260-0464 |  |  | UniRac, Ace End Clamp F, 45-47mm, Mounting Kit for AceClamp Jr 1/4", Clear, Qty. 1, 004037M | Inventory Item | 2.52 |  |  |  | No | Racking | Soligent De-listing | 0
260-0469 | 260-0469 |  |  | UniRac, Ace Mid Clamp C-D-J-K, 34-43mm, Mounting Kit for AceClamp Jr 1/4", Clear, Qty. 1, 004043M | Inventory Item | 2.61 |  |  |  | No | Racking | Soligent De-listing | 0
260-0470 | 260-0470 |  |  | UniRac, Ace Mid Clamp E-F, 45-52mm, Mounting Kit for AceClamp Jr 1/4", Clear, Qty. 1, 004044M | Inventory Item | 6 |  |  |  | No | Racking | Soligent De-listing | 0
260-0472 | 260-0472 |  |  | UniRac, AceClamp Jr 1/4", Primary block, use with Ace End and Mid Clamps only, Mill finish, Qty. 1, 004030M | Inventory Item | 7.47 |  |  |  | No | Racking | Soligent De-listing | 0
260-0473 | 260-0473 |  |  | UniRac, AceClamp Jr -3/8", Primary block, use with L-foot to mount rails to standing seam, Mill finish, Qty. 1, 004031M | Inventory Item | 20.4 |  |  |  | No | Racking | Vendor De-listing | 0
260-0474 | 260-0474 |  |  | UniRac, SolarMount End Clamp, J, 41-43mm, Dark, Qty. 1, 302008D | Inventory Item | 2.07 |  |  |  | No | Racking | Vendor De-listing | 0
260-0475 | 260-0475 |  |  | UniRac, SolarMount End Clamp, M, 47-49mm, Clear, Qty. 1, 302011C | Inventory Item | 2 |  |  |  | No | Racking | Soligent De-listing | 0
260-0476 | 260-0476 |  |  | UniRac, SM-I End Clamp & Slider, M, 47-49mm, Clear, Qty. 1, 002009C | Inventory Item | 3 |  |  |  | No | Racking | Vendor De-listing | 0
260-0560 : 260-0560 : 260-0560_U | 260-0560 : 260-0560_U |  |  | ProSolar, End Clamp 1.660" (42.0mm-42.6mm), Clear, Qty. 1, C1660EC-1 | Inventory Item | 1.57 |  |  |  | No | Racking | Vendor De-listing | 1.43
260-0561 | 260-0561 |  |  | DPW, PowerRail P6/P8/P14 End Clamp with Turn Bolt Hardware, Specify Module depth, Clear, Qty. 1, EC-XXX-RAD | Inventory Item | 2.99 |  |  |  | No | Racking | Shippable | 2.95
260-0563 | 260-0563 |  |  | DPW, PowerRail P6/P8 End Clamp with Carriage Bolt, Specify Module, Clear, Qty. 1, EC-XXX-CAR | Inventory Item | 6 |  |  |  | No | Racking | Soligent De-listing | 0
260-0564 | 260-0564 |  |  | DPW, PowerRail P6/P8 Mid Clamp with Carriage Bolt, Specify Module, Clear, Qty. 1, MC-XXX-CAR | Inventory Item | 6 |  |  |  | No | Racking | Soligent De-listing | 0
260-0565 | 260-0565 |  |  | DPW, PowerRail P6 End Clamp, Universal with Set Bolt, Clear, Qty. 1, P6-ECU | Inventory Item | 11.1 |  |  |  | No | Racking | Soligent De-listing | 0
260-0566 | 260-0566 |  |  | DPW, PowerRail P6/P8/P14 End Clamp with Turn Bolt Hardware, Specify Module, Black, Qty. 1, EC-XXX-RAD-B | Inventory Item | 10.03 |  |  |  | No | Racking | Soligent De-listing | 0
260-0568 | 260-0568 |  |  | DPW, PowerRail P6/P8 End Clamp with Carriage Bolt, Specify Module, Black, Qty. 1, EC-XXX-CAR-B | Inventory Item | 8 |  |  |  | No | Racking | Soligent De-listing | 0
260-0569 | 260-0569 |  |  | DPW, PowerRail P6/P8 Mid Clamp with Carriage Bolt, Specify Module, Black, Qty. 1, MC-XXX-CAR-B | Inventory Item | 7 |  |  |  | No | Racking | Soligent De-listing | 0
260-0570 | 260-0570 |  |  | ProSolar, End Clamp 1.707" (42.8mm-43.4mm), Clear, Qty. 1, C1707EC-1 | Inventory Item | 4 |  |  |  | No | Racking | Vendor De-listing | 0
260-0571 | 260-0571 |  |  | DPW, TPM, Tamper-Resistant Hardware Package for Top-of-Pole Mount 18 Modules, TPM TRH 18 | Inventory Item | 130 |  |  |  | No | Racking | Soligent De-listing | 0
260-0574 | 260-0574 |  |  | S-5!, PV End Kit: 8mm hex flange nut to adapt PV Kit for end/edge condition, Qty. 1, S-5-PV End Kit | Inventory Item | 1.16 |  |  |  | No | Racking | Vendor De-listing | 0
260-0576 | 260-0576 |  |  | UniRac, SolarMount End/ Mid Clamp, L, Sanyo bifacial with Hex bolt, Clear, Qty. 1, 302010C | Inventory Item | 1.6 |  |  |  | No | Racking | Vendor De-listing | 0
260-0577 | 260-0577 |  |  | S-5!, Clamp, Size B, Mini, Brass Clamp with 8mm bolt, S-5-B mini | Inventory Item | 14.05 |  |  |  | No | Racking | Vendor De-listing | 0
260-0578 | 260-0578 |  |  | ProSolar, End Clamp 1.332" (33.7mm-34.3mm), Black, Qty. 1, C1332EC-1-B | Inventory Item | 1.9 |  |  |  | No | Racking | Vendor De-listing | 0
260-0587 | 260-0587 |  |  | UniRac, SM-I End Clamp & Slider, B, 30-32mm, Clear, Qty. 48, 002002C-0048 | Inventory Item | 137 |  |  |  | No | Racking | Vendor De-listing | 0
260-0601 | 260-0601 |  |  | UniRac, SolarMount Top Clamp Set for 3 Modules, C, Bronze, 320096 | Inventory Item | 1.06 |  |  |  | No | Racking | Vendor De-listing | 0
260-0602 | 260-0602 |  |  | UniRac, SolarMount Top Clamp Set for 4 Modules, D, Bronze, 320097 | Inventory Item | 1.31 |  |  |  | No | Racking | Vendor De-listing | 0
260-0603 | 260-0603 |  |  | UniRac, SolarMount Top Clamp Set for 5 Modules, F, Bronze, 320098 | Inventory Item | 1.57 |  |  |  | No | Racking | Vendor De-listing | 0
260-0604 | 260-0604 |  |  | UniRac, SolarMount Top Clamp Set for 6 Modules, F, Bronze, 320099 | Inventory Item | 1.89 |  |  |  | No | Racking | Vendor De-listing | 0
260-0609 | 260-0609 |  |  | ProSolar, End Clamp 1.660", (42.3 – 42.6mm), Black, Qty. 1, C1660EC-1B | Inventory Item | 4 |  |  |  | No | Racking | Soligent De-listing | 0
260-0640 | 260-0640 |  |  | ProSolar, Clamp Set (3 X4 set/12 panels), for BP, Silver Frame Clear, BPMS3 | Inventory Item | 60.96 |  |  |  | No | Racking | Vendor De-listing | 0
260-0642 | 260-0642 |  |  | UniRac, End Clamp, Bronze, S-5 SSMR, Qty.20 | Inventory Item | 23.31 |  |  |  | No | Racking | Soligent De-listing | 0
260-0660 | 260-0660 |  |  | ProSolar, Mid Clamp 2.00" (27mm-33mm), Clear, Qty. 1, C200IMC-1 | Inventory Item | 4 |  |  |  | No | Racking | Vendor De-listing | 0
260-0661 | 260-0661 |  |  | ProSolar, End Clamp 1.210" (30.7mm-31.2mm), Clear, Qty. 1, C1210EC | Inventory Item | 4.04 |  |  |  | No | Racking | Vendor De-listing | 0
260-0663 | 260-0663 |  |  | UniRac, SolarMount End Clamp, A, 24-26mm, Clear, Qty. 1, 302001C | Inventory Item | 0.93 |  |  |  | No | Racking | Soligent De-listing | 0
260-0665 | 260-0665 |  |  | ProSolar, End Clamp 1.762" (44.7mm-45.2mm), Clear, Qty. 1, C1762EC-1 | Inventory Item | 2.83 |  |  |  | No | Racking | Vendor De-listing | 0
260-0666_U | 260-0666_U |  |  | ProSolar, End Clamp 1.762" (44.7mm-45.2mm), Black, Qty. 1, C1762EC-1B | Inventory Item | 1.71 |  |  |  | No | Racking | Vendor De-listing | 1.6
260-0667 | 260-0667 |  |  | ProSolar, Mid Clamp 2.00" (27mm-33mm), Black, Qty. 1, C200IMC-1B | Inventory Item | 4 |  |  |  | No | Racking | Vendor De-listing | 0
260-0668 | 260-0668 |  |  | ProSolar, End Clamp 1.210" (30.7mm-31.2mm), Black, Qty. 1, C1210EC-1B | Inventory Item | 4.49 |  |  |  | No | Racking | Vendor De-listing | 0
260-0669 | 260-0669 |  |  | IronRidge, End Clamp, K, 1.87", 46.7 - 48.3mm, Black, Qty. 4, 29-7000-187B | Inventory Item | 15 |  |  |  | No | Racking | Vendor De-listing | 0
260-0670 | 260-0670 |  |  | IronRidge, End Clamp, K, 1.87", 46.7 - 48.3mm, Clear, Qty. 4, 29-7000-187 | Inventory Item | 13 |  |  |  | No | Racking | Soligent De-listing | 0
260-0672 | 260-0672 |  |  | DPW, PowerRail P8 End Clamp, Universal with Set Bolt, Clear, Qty. 1, P8-ECU | Inventory Item | 12 |  |  |  | No | Racking | Soligent De-listing | 0
260-0676 | 260-0676 |  |  | ProSolar, End Clamp 1.486" (37.7mm-38.2mm), Clear, Qty. 1, C1486EC-1 | Inventory Item | 4 |  |  |  | No | Racking | Vendor De-listing | 0
260-0685 | 260-0685 |  |  | UniRac, SolarMount End Clamp, B, 30-32mm, Dark, Qty. 1, 302002D | Inventory Item | 3 |  |  |  | No | Racking | Vendor De-listing | 0
260-0686 | 260-0686 |  |  | UniRac, SolarMount End Clamp, N, 57-59mm, Clear, Qty. 1, 302012C | Inventory Item | 2 |  |  |  | No | Racking | Soligent De-listing | 0
260-0687 | 260-0687 |  |  | S-5!, PV Kit, bonding and mounting universal mid clamp, for 30-51mm frame, with 8mm stud, PV grab, hex nut & Stainless Steel mounting disc with attached cable management clips, UL 2703/ETL 1703, S-5-PV Kit (UL) | Inventory Item | 8.54 |  |  |  | No | Racking | Vendor De-listing | 4.36
260-0688 | 260-0688 |  |  | UniRac, SM(E) End Clamp with Slide-in & Bolt, 24-36.4mm, Mill Finish, Qty. 1, 002010M | Inventory Item | 9 |  |  |  | No | Racking | Vendor De-listing | 0
260-0689 | 260-0689 |  |  | UniRac, SM(E) End Clamp with Slide-in & Bolt, 36.5-51mm, Mill Finish, Qty. 1, 002011M | Inventory Item | 6 |  |  |  | No | Racking | Vendor De-listing | 3.06
260-0690 | 260-0690 |  |  | UniRac, SM(E) Mid Clamp with Cam-in slider & Bolt, 24-38mm, Mill Finish, Qty. 1, 002105M | Inventory Item | 5 |  |  |  | No | Racking | Vendor De-listing | 0
260-0691 | 260-0691 |  |  | UniRac, SM(E) Mid Clamp with Cam-in slider & Bolt, 36.5-51mm, Mill Finish, Qty. 1, 002106M | Inventory Item | 5.24 |  |  |  | No | Racking | Vendor De-listing | 0
260-0692 | 260-0692 |  |  | S-5!, Clamp, Size N, fits 1" nail strip metal roof profiles including triangle type profiles, S-5-N | Inventory Item | 8.7 |  |  |  | No | Racking | Vendor De-listing | 4.44
260-0693 | 260-0693 |  |  | S-5!, Clamp, Size N, Mini, fits 1" nail strip metal roof profiles including triangle type profiles, S-5-N Mini | Inventory Item | 6.4 |  |  |  | No | Racking | Vendor De-listing | 0
260-0694 | 260-0694 |  |  | S-5!, KHD Clamp, 3" Insert, Qty. 1 (must order in minimum box quantity of 35), S-5-KHD 3 Inch | Inventory Item | 6 |  |  |  | No | Racking | Soligent De-listing | 0
260-0695 | 260-0695 |  |  | S-5!, KHD Clamp, 6" Insert, Qty. 1 (must order in minimum box quantity of 25), S-5-KHD 6 Inch | Inventory Item | 7 |  |  |  | No | Racking | Soligent De-listing | 0
260-0696 | 260-0696 |  |  | AET, T6 End Clamp Assembly, (40mm-41mm), Clear, Qty. 1, 80098-40/41 | Inventory Item | 13 |  |  |  | No | Racking | Soligent De-listing | 0
260-0697 | 260-0697 |  |  | AET, T6 Mid Clamp Assembly, (35mm-51mm), Clear, Qty. 1, with WEEB, 80253 | Inventory Item | 13 |  |  |  | No | Racking | Vendor De-listing | 0
260-0698 | 260-0698 |  |  | EJOT, Custom Quote, Pre-assembled Hanger Bolt and Storm Washer, Requires Quote/Consultation from ATF/EJOT, Enter Quote Number and Custom Price | Non-inventory Item | 0 |  |  |  | No | Racking | Soligent De-listing | 0
260-0699 | 260-0699 |  |  | DPW, PowerRail P6/P8/14 Mid Clamp with Turn Bolt, for 28-33mm frame, Clear, Qty. 1, MC-28-33-RAD | Inventory Item | 5.79 |  |  |  | No | Racking | Soligent De-listing | 0
260-0700 | 260-0700 |  |  | DPW, PowerRail P6/P8/14 Mid Clamp with Turn Bolt , Specify Module, Clear, Qty. 1, MC-34-39-RAD | Inventory Item | 2.57 |  |  |  | No | Racking | Soligent De-listing | 2.54
260-0701 | 260-0701 |  |  | DPW, PowerRail P6/P8/14 Mid Clamp with Turn Bolt, Specify Module, Clear, Qty. 1, MC-40-46-RAD | Inventory Item | 3.38 |  |  |  | No | Racking | Vendor De-listing | 0
260-0702 | 260-0702 |  |  | DPW, PowerRail P6/P8/14 Mid Clamp with Turn Bolt, Specify Module, Clear, Qty. 1, MC-47-52-RAD | Inventory Item | 5 |  |  |  | No | Racking | Soligent De-listing | 0
260-0703 | 260-0703 |  |  | DPW, PowerRail P6/P8/14 Mid Clamp with Turn Bolt, Specify Module, Clear, Qty. 1, MC-43-59-RAD | Inventory Item | 5 |  |  |  | No | Racking | Soligent De-listing | 0
260-0704 | 260-0704 |  |  | IronRidge, BRM Module Clamp, Includes Hardware and WEEB, Fits 43.5mm-44.4mm, Qty. 1, BRM-MCL-44 | Inventory Item | 6 |  |  |  | No | Racking | Vendor De-listing | 0
260-0705 | 260-0705 |  |  | IronRidge, BRM Module Clamp, Assembled with Hardware and WEEB, Fits 44.5mm-45.4mm, Qty. 1, BRM-MCL-45 | Inventory Item | 6 |  |  |  | No | Racking | Vendor De-listing | 0
260-0706 | 260-0706 |  |  | IronRidge, BRM Module Clamp, Assembled with Hardware and WEEB, Fits 45.5mm-46.4mm, Qty. 1, BRM-MCL-46 | Inventory Item | 6 |  |  |  | No | Racking | Vendor De-listing | 0
260-0707 | 260-0707 |  |  | IronRidge, BRM Module Clamp, Assembled with Hardware and WEEB, Fits 46.5mm-47.4mm, Qty. 1, BRM-MCL-47 | Inventory Item | 6 |  |  |  | No | Racking | Vendor De-listing | 0
260-0708 | 260-0708 |  |  | IronRidge, BRM Module Clamp, Assembled with Hardware and WEEB, Fits 47.5mm-48.4mm, Qty. 1, BRM-MCL-48 | Inventory Item | 6 |  |  |  | No | Racking | Vendor De-listing | 0
260-0709 | 260-0709 |  |  | IronRidge, BRM Module Clamp, Assembled with Hardware and WEEB, Fits 48.5mm-49.4mm, Qty. 1, BRM-MCL-49 | Inventory Item | 6 |  |  |  | No | Racking | Vendor De-listing | 0
260-0710 | 260-0710 |  |  | IronRidge, BRM Module Clamp, Assembled with Hardware and WEEB, Fits 49.5mm-50.4mm, Qty. 1, BRM-MCL-50 | Inventory Item | 6 |  |  |  | No | Racking | Vendor De-listing | 0
260-0711 | 260-0711 |  |  | IronRidge, BRM Module Clamp, Includes Hardware and WEEB, Fits 30.5mm-31.4mm, Qty. 1, BRM-MCL-31 | Inventory Item | 6 |  |  |  | No | Racking | Vendor De-listing | 0
260-0712 | 260-0712 |  |  | IronRidge, BRM Module Clamp, Includes Hardware and WEEB, Fits 31.5mm-32.4mm, Qty. 1, BRM-MCL-32 | Inventory Item | 6 |  |  |  | No | Racking | Vendor De-listing | 0
260-0713 | 260-0713 |  |  | IronRidge, BRM Module Clamp, Includes Hardware and WEEB, Fits 32.5mm-33.4mm, Qty. 1, BRM-MCL-33 | Inventory Item | 6 |  |  |  | No | Racking | Vendor De-listing | 0
260-0714 | 260-0714 |  |  | IronRidge, BRM Module Clamp, Includes Hardware and WEEB, Fits 33.5mm-34.4mm, Qty. 1, BRM-MCL-34 | Inventory Item | 6 |  |  |  | No | Racking | Vendor De-listing | 0
260-0715 | 260-0715 |  |  | IronRidge, BRM Module Clamp, Includes Hardware and WEEB, Fits 34.5mm-35.4mm, Qty. 1, BRM-MCL-35 | Inventory Item | 6 |  |  |  | No | Racking | Vendor De-listing | 0
260-0716 | 260-0716 |  |  | IronRidge, BRM Module Clamp, Includes Hardware and WEEB, Fits 35.5mm-36.4mm, Qty. 1, BRM-MCL-36 | Inventory Item | 6 |  |  |  | No | Racking | Vendor De-listing | 0
260-0717 | 260-0717 |  |  | IronRidge, BRM Module Clamp, Includes Hardware and WEEB, Fits 36.5mm-37.4mm, Qty. 1, BRM-MCL-37 | Inventory Item | 6 |  |  |  | No | Racking | Vendor De-listing | 0
260-0718 | 260-0718 |  |  | IronRidge, BRM Module Clamp, Includes Hardware and WEEB, Fits 37.5mm-38.4mm, Qty. 1, BRM-MCL-38 | Inventory Item | 6 |  |  |  | No | Racking | Vendor De-listing | 0
260-0719 | 260-0719 |  |  | IronRidge, BRM Module Clamp, Includes Hardware and WEEB, Fits 38.5mm-39.4mm, Qty. 1, BRM-MCL-39 | Inventory Item | 6 |  |  |  | No | Racking | Vendor De-listing | 0
260-0720 | 260-0720 |  |  | IronRidge, BRM Module Clamp, Includes Hardware and WEEB, Fits 39.5mm-40.4mm, Qty. 1, BRM-MCL-40 | Inventory Item | 6 |  |  |  | No | Racking | Vendor De-listing | 0
260-0721 | 260-0721 |  |  | IronRidge, BRM Module Clamp, Includes Hardware and WEEB, Fits 40.5mm-41.4mm, Qty. 1, BRM-MCL-41 | Inventory Item | 6 |  |  |  | No | Racking | Vendor De-listing | 0
260-0722 | 260-0722 |  |  | IronRidge, BRM Module Clamp, Includes Hardware and WEEB, Fits 41.5mm-42.4mm, Qty. 1, BRM-MCL-42 | Inventory Item | 6 |  |  |  | No | Racking | Vendor De-listing | 0
260-0723 | 260-0723 |  |  | IronRidge, BRM Module Clamp, Includes Hardware and WEEB, Fits 42.5mm-43.4mm, Qty. 1, BRM-MCL-43 | Inventory Item | 6 |  |  |  | No | Racking | Vendor De-listing | 0
260-0724 | 260-0724 |  |  | S-5!, Snow retention mounting, S-5-A SF Clamp | Inventory Item | 20 |  |  |  | No | Racking | Soligent De-listing | 0
260-0725 | 260-0725 |  |  | S-5!, Snow retention mounting, use one per 50' of assembly, uses 8/32 set screw to prevent lateral movement, S-5-AE | Inventory Item | 4 |  |  |  | No | Racking | Soligent De-listing | 0
260-0727 | 260-0727 |  |  | S-5!, Clamp, ProteaBracket, for metal trapezoidal rib, includes L-flange, bolt, washer and 4 x Self-Tap SS screws, ProteaBracket | Inventory Item | 16.16 |  |  |  | No | Racking | Vendor De-listing | 8.24
260-0728 | 260-0728 |  |  | IronRidge, Grounding Mid Clamp, with 2.00" T-Bolt, Clear, (31.0-34.8mm), UL 2703, Qty. 4, RS-GD-MCL-200 | Inventory Item | 15 |  |  |  | No | Racking | Vendor De-listing | 0
260-0729 | 260-0729 |  |  | IronRidge, Grounding Mid Clamp, with 2.25" T-Bolt, Clear, (34.8-41.0mm), UL 2703, Qty. 4, RS-GD-MCL-225 | Inventory Item | 11.2 |  |  |  | No | Racking | Vendor De-listing | 5.71
260-0730 | 260-0730 |  |  | IronRidge, Grounding Mid Clamp, with 2.50" T-Bolt, Clear, (41.1-47.0mm), UL 2703, Qty. 4, RS-GD-MCL-250 | Inventory Item | 15 |  |  |  | No | Racking | Vendor De-listing | 0
260-0731 | 260-0731 |  |  | IronRidge, Grounding Mid Clamp, with 2.75" T-Bolt, Clear, (46.7-51.1mm), UL 2703, Qty. 4, RS-GD-MCL-275 | Inventory Item | 6.53 |  |  |  | No | Racking | Vendor De-listing | 0
260-0732 | 260-0732 |  |  | IronRidge, Grounding Mid Clamp, with 2.00" T-Bolt, Black, (31.0-34.8mm), UL 2703, Qty. 4, RS-GD-MCL-200B | Inventory Item | 16 |  |  |  | No | Racking | Vendor De-listing | 0
260-0733 | 260-0733 |  |  | IronRidge, Grounding Mid Clamp, with 2.25" T-Bolt, Black, (34.8-41.0mm), UL 2703, Qty. 4, RS-GD-MCL-225B | Inventory Item | 16 |  |  |  | No | Racking | Vendor De-listing | 0
260-0734 | 260-0734 |  |  | IronRidge, Grounding Mid Clamp, with 2.50" T-Bolt, Black, (41.1-47.0mm), UL 2703, Qty. 4, RS-GD-MCL-250B | Inventory Item | 16 |  |  |  | No | Racking | Vendor De-listing | 0
260-0735 | 260-0735 |  |  | IronRidge, Grounding Mid Clamp, with 2.75" T-Bolt, Black, (46.7-51.1mm), UL 2703, Qty. 4, RS-GD-MCL-275B | Inventory Item | 16 |  |  |  | No | Racking | Vendor De-listing | 0
260-0736 | 260-0736 |  |  | IronRidge, Bonding Strap, for Rail Splice, Clear, UL 2703, Qty. 2, RS-GDST-001 | Inventory Item | 19 |  |  |  | No | Racking | Vendor De-listing | 0
260-0737 | 260-0737 |  |  | IronRidge, Bonding Strap Expansion Joint, for Rail Splice, Clear, UL 2703, Qty. 1, RS-GDXP-001 | Inventory Item | 12.05 |  |  |  | No | Racking | Vendor De-listing | 0
260-0738 | 260-0738 |  |  | ProSolar, Flashing Template for FastJack E-Series, TEMP-FJE | Inventory Item | 30 |  |  |  | No | Racking | Soligent De-listing | 0
260-0739 | 260-0739 |  |  | EJOT, Solar Hook for tile roofs, front mount, use with all racking systems, aluminum, with (2) SS #14 6mm wood screws and E22 sealing washers, 9999215006, Qty. 1, ÊEJ00000002 | Inventory Item | 15.88 |  |  |  | No | Racking | Soligent De-listing | 14.62
260-0740 | 260-0740 |  |  | S-5!, Clamp, Size K Grip, fits KlipRib and other bulb snap-together seams, requires insert sold separately, S-5-K Grip | Inventory Item | 7.83 |  |  |  | No | Racking | Shippable | 7.39
260-0741 | 260-0741 |  |  | S-5!, Insert for S-5-K Grip clamp, fits KlipRib and other bulb snap-together seams, S-5-GX 10 Insert | Inventory Item | 2.25 |  |  |  | No | Racking | Shippable | 2.13
260-0742 | 260-0742 |  |  | EJOT, Solar Hook for tile roofs, top mount, aluminum, with (2) SS #14 6mm wood screws and E22 sealing washers, 9999215007 , Qty. 1, ÊEJ00000003 | Inventory Item | 32 |  |  |  | No | Racking | Soligent De-listing | 0
260-0743 | 260-0743 |  |  | S-5!, Clamp, Size R465, with opposing set screws, for Zambelli RIB-ROOF 465, McElroy Metal's Mirage II, and Rib Roof Metal Systems' Rib Roof, S-5-R465 | Inventory Item | 9.45 |  |  |  | No | Racking | Shippable | 8.74
260-0744 | 260-0744 |  |  | EJOT, DONOTUSE INVENTORY ITEM, Custom Quote, Pre-assembled Hanger Bolt and Storm Washer, Requires Quote/Consultation from ATF/EJOT, Enter Quote Number and Custom Price | Inventory Item | 0 |  |  |  | No | Racking | Soligent De-listing | 0
260-0745 | 260-0745 |  |  | S-5!, KHD Clamp, geared for snow retention systems and other heavy duty applications, Qty. 1 (must order in minimum box quantity of 35), S-5-KHD | Inventory Item | 30 |  |  |  | No | Racking | Soligent De-listing | 0
260-0746 | 260-0746 |  |  | MSI, Roof Hook Universal - Side Mount, Mill finish, Qty. 1, 805-0072 | Inventory Item | 22 |  |  |  | No | Racking | Soligent De-listing | 0
260-0747 | 260-0747 |  |  | MSI, A+, Mid-Clamp CS 38-50mm w/ set screw, Mill finish, Qty. 1, 700-0091 | Inventory Item | 5 |  |  |  | No | Racking | Soligent De-listing | 0
260-0748 | 260-0748 |  |  | MSI, A+, Mid-Clamp 28-40mm w/ set screw, BLACK, Qty. 1, 700-0088 | Inventory Item | 8.43 |  |  |  | No | Racking | Soligent De-listing | 0
260-0749 | 260-0749 |  |  | MSI, A+, End-Clamp CS 31mm, BLACK, Qty. 1, 702-0212 | Inventory Item | 4 |  |  |  | No | Racking | Soligent De-listing | 0
260-0750 | 260-0750 |  |  | MSI, A+, End-Clamp CS 35mm, BLACK, Qty. 1, 702-0214 | Inventory Item | 5 |  |  |  | No | Racking | Soligent De-listing | 0
260-0751 | 260-0751 |  |  | MSI, Roof Hook for Flat Tile - Top Mount, Mill finish, Qty. 1, 805-0018 | Inventory Item | 12 |  |  |  | No | Racking | Soligent De-listing | 0
260-0752 | 260-0752 |  |  | MSI, Tau, Mid-clamp 41-45mm, Qty. 1, Mill Finish, 700-0019 | Inventory Item | 2 |  |  |  | No | Racking | Soligent De-listing | 0
260-0753 | 260-0753 |  |  | MSI, Tau, Side clip, 50 pack, 720-0860 | Inventory Item | 70 |  |  |  | No | Racking | Soligent De-listing | 0
260-0754 | 260-0754 |  |  | MSI, Suntop, End-clamp, 45mm, single, 702-0131 | Inventory Item | 2 |  |  |  | No | Racking | Soligent De-listing | 0
260-0755 | 260-0755 |  |  | MSI, Roof Hook for Spanish Tile - Side Mount, Mill finish, Qty. 1, 805-0010 | Inventory Item | 13 |  |  |  | No | Racking | Soligent De-listing | 0
260-0756 | 260-0756 |  |  | MSI, A+ End-Clamp CS 40mm, BLACK, Qty. 1, 702-0216 | Inventory Item | 4 |  |  |  | No | Racking | Soligent De-listing | 0
260-0757 | 260-0757 |  |  | MSI, A+ End-Clamp CS 40mm, Mill finish, Qty. 1, 702-0207 | Inventory Item | 2 |  |  |  | No | Racking | Soligent De-listing | 0
260-0758 | 260-0758 |  |  | S-5!, Clamp, Size Q, fits metal roof with large round Bulb seam up to 29 mm, S-5-Q | Inventory Item | 11.91 |  |  |  | No | Racking | Shippable | 11.24
260-0759 | 260-0759 |  |  | S-5!, Insert for S-5-K Grip clamp, fits Klip-Lok and other ROW bulb snap-together seams, S-5-GX 50 Insert | Inventory Item | 5 |  |  |  | No | Racking | Vendor De-listing | 0
260-0760 : 260-0760 : 260-0760 : 260-0760_U | 260-0760 : 260-0760 : 260-0760_U |  |  | UniRac, SolarMount End Clamp, B, Preassembled, 30mm - 32mm, 2.00" Bolt, Clear, Qty. 1,302021C | Inventory Item | 2.35 |  |  |  | No | Racking | Shippable | 2.21
260-0761 : 260-0761 : 260-0761 : 260-0761_U | 260-0761 : 260-0761 : 260-0761_U |  |  | UniRac, SolarMount End Clamp, B, Preassembled, 30mm - 32mm, 2.00" Bolt, Dark, Qty. 1, 302021D | Inventory Item | 2.66 |  |  |  | No | Racking | Shippable | 2.51
260-0762 : 260-0762 : 260-0762 : 260-0762_U | 260-0762 : 260-0762 : 260-0762_U |  |  | UniRac, SolarMount End Clamp, C, Preassembled, 33mm - 36mm, 2.00" Bolt, Clear, Qty. 1,302022C | Inventory Item | 2.35 |  |  |  | No | Racking | Shippable | 2.21
260-0763 : 260-0763 : 260-0763 : 260-0763_U | 260-0763 : 260-0763 : 260-0763_U |  |  | UniRac, SolarMount End Clamp, C, Preassembled, 33mm - 36mm, 2.00" Bolt, Dark, Qty. 1, 302022D | Inventory Item | 2.66 |  |  |  | No | Racking | Shippable | 2.51
260-0764 : 260-0764 : 260-0764 : 260-0764_U | 260-0764 : 260-0764 : 260-0764_U |  |  | UniRac, SolarMount End Clamp, D, Preassembled, 38MM - 40MM, 2.25" Bolt, Clear, Qty. 1 ,302023C | Inventory Item | 2.35 |  |  |  | No | Racking | Shippable | 2.21
260-0765 : 260-0765 : 260-0765 : 260-0765_U | 260-0765 : 260-0765 : 260-0765_U |  |  | UniRac, SolarMount End Clamp, D, Preassembled, 38MM - 40MM, 2.25" Bolt, Dark, Qty. 1, 302023D | Inventory Item | 2.66 |  |  |  | No | Racking | Shippable | 2.51
260-0766 : 260-0766 : 260-0766 : 260-0766_U | 260-0766 : 260-0766 : 260-0766_U |  |  | UniRac, SolarMount End Clamp, E, Preassembled, 50MM - 52MM, 2.50" Bolt, Clear, Qty. 1 ,302024C | Inventory Item | 2.35 |  |  |  | No | Racking | Shippable | 2.21
260-0767 | 260-0767 |  |  | UniRac, SolarMount End Clamp, E, Preassembled, 50MM - 52MM, 2.50" Bolt, Dark, Qty. 1, 302024D | Inventory Item | 2.8 |  |  |  | No | Racking | Vendor De-listing | 1.43
260-0768 : 260-0768 : 260-0768 : 260-0768_U | 260-0768 : 260-0768 : 260-0768_U |  |  | UniRac, SolarMount End Clamp, F, Preassembled, 45MM - 47MM, 2.50" Bolt, Clear, Qty. 1 ,302025C | Inventory Item | 2.35 |  |  |  | No | Racking | Shippable | 2.21
260-0769 : 260-0769 : 260-0769 : 260-0769_U | 260-0769 : 260-0769 : 260-0769_U |  |  | UniRac, SolarMount End Clamp, F, Preassembled, 45MM - 47MM, 2.50" Bolt, Dark, Qty. 1, 302025D | Inventory Item | 2.66 |  |  |  | No | Racking | Shippable | 2.51
260-0770 : 260-0770 : 260-0770 : 260-0770_U | 260-0770 : 260-0770 : 260-0770_U |  |  | UniRac, SolarMount End Clamp, K, Preassembled, 39MM - 41MM, 2.25" Bolt, Clear, Qty. 1 ,302026C | Inventory Item | 2.35 |  |  |  | No | Racking | Shippable | 2.21
260-0771 : 260-0771 : 260-0771 : 260-0771_U | 260-0771 : 260-0771 : 260-0771_U |  |  | UniRac, SolarMount End Clamp, K, Preassembled, 39MM - 41MM, 2.25" Bolt, Dark, Qty. 1, 302026D | Inventory Item | 2.66 |  |  |  | No | Racking | Shippable | 2.51
260-0772 : 260-0772 : 260-0772 : 260-0772_U | 260-0772 : 260-0772 : 260-0772_U |  |  | UniRac, SolarMount Mid Clamp, B-C, 30mm-36mm, Preassembled Integrated Bonding, Clear SS, Qty. 1 , 302027C | Inventory Item | 2.75 |  |  |  | No | Racking | Shippable | 2.6
260-0773 : 260-0773 : 260-0773 : 260-0773_U | 260-0773 : 260-0773 : 260-0773_U |  |  | UniRac, SolarMount Mid Clamp, B-C, 30mm-36mm, Preassembled Integrated Bonding, Dark SS, Qty. 1, 302027D | Inventory Item | 3.31 |  |  |  | No | Racking | Shippable | 3.12
260-0774 : 260-0774 : 260-0774 : 260-0774_U | 260-0774 : 260-0774 : 260-0774_U |  |  | UniRac, SolarMount Mid Clamp, E-F, 45mm-52mm, Preassembled Integrated Bonding, Clear SS, Qty. 1, 302028C | Inventory Item | 2.75 |  |  |  | No | Racking | Shippable | 2.6
260-0775 : 260-0775 : 260-0775 : 260-0775_U | 260-0775 : 260-0775 : 260-0775_U |  |  | UniRac, SolarMount Mid Clamp, E-F, 45mm-52mm, Preassembled Integrated Bonding, Dark SS, Qty. 1, 302028D | Inventory Item | 3.31 |  |  |  | No | Racking | Shippable | 3.12
260-0776 : 260-0776 : 260-0776 : 260-0776_U | 260-0776 : 260-0776 : 260-0776_U |  |  | UniRac, SolarMount Mid Clamp, D-K, 38mm-41mm, Preassembled Integrated Bonding, Clear SS, Qty. 1, 302029C | Inventory Item | 2.75 |  |  |  | No | Racking | Shippable | 2.6
260-0777 : 260-0777 : 260-0777 : 260-0777_U | 260-0777 : 260-0777 : 260-0777_U |  |  | UniRac, SolarMount Mid Clamp, D-K, 38mm-41mm, Preassembled Integrated Bonding, Dark SS, Qty. 1, 302029D | Inventory Item | 3.31 |  |  |  | No | Racking | Shippable | 3.12
260-0778 | 260-0778 |  |  | EJOT, Custom Quote, (NOT for Hanger bolt- Use #260-0698 ) Enter Quote Number and Custom Price | Non-inventory Item | 0 |  |  |  | No | Racking | Soligent De-listing | 0
260-0779 | 260-0779 |  |  | S-5!, Clamp, Size N, Mini, fits 1.5" nail strip metal roof profiles including triangle type profiles, S-5-N Mini 1.5 | Inventory Item | 4.29 |  |  |  | No | Racking | Vendor De-listing | 4.03
260-0782 | 260-0782 |  |  | IronRidge, End Clamp, L, 1.30", 33mm, Clear, Qty. 4, 29-7000-130 | Inventory Item | 13.15 |  |  |  | No | Racking | Vendor De-listing | 0
260-0783 | 260-0783 |  |  | IronRidge, End Clamp, L, 1.30", 33mm, Black, Qty. 4, 29-7000-130B | Inventory Item | 15 |  |  |  | No | Racking | Vendor De-listing | 0
260-0784 | 260-0784 |  |  | ProSolar, End Clamp 1.293"-1.332" (32.9mm-33.5mm), Clear, Qty. 1, C1298EC-1 | Inventory Item | 4.04 |  |  |  | No | Racking | Vendor De-listing | 0
260-0785 | 260-0785 |  |  | ProSolar, End Clamp 1.293"-1.332" (32.9mm-33.5mm), Black, Qty. 1, C1298EC-1B | Inventory Item | 4.49 |  |  |  | No | Racking | Vendor De-listing | 0
260-0787 | 260-0787 |  |  | S-5!, Clamp, CorruBracket Mini mount for corrugated metal roofs,with butyl pad, (2) 10.41mm mounting holes and (1) M8-1.25 Threaded hole, Bolts and fasteners not included, CorruBracket 100T Mini | Inventory Item | 3.35 |  |  |  | No | Racking | Soligent De-listing | 3.16
260-0788 | 260-0788 |  |  | S-5!, Clamp, Size H, Mini, fits metal roof profiles with Horizontal seam, S-5-H Mini | Inventory Item | 8.53 |  |  |  | No | Racking | Vendor De-listing | 0
260-0790 | 260-0790 |  |  | S-5!, Clamp, RibBracket Mini mount for trapezoidal corrugated metal roofs, mount directly into the crest, with EPDM rubber gasket seal, (2) 8mm thru holes & (1) slotted .4" x 1.25" hole, attachment fasteners not included, RibBracket Mini | Inventory Item | 14.62 |  |  |  | No | Racking | Vendor De-listing | 0
260-0791 : 260-0791 : 260-0791 : 260-0791_U | 260-0791 : 260-0791 : 260-0791_U |  |  | ProSolar, End Clamp, 1.205"-1.30" (30.7mm-32mm), Includes (1) non-bonding Channel Nut and hardware, Clear, Qty. 1, C1210EC-1-G | Inventory Item | 2.77 |  |  |  | No | Racking | Shippable | 2.61
260-0792 : 260-0792 : 260-0792 : 260-0792_U | 260-0792 : 260-0792 : 260-0792_U |  |  | ProSolar, End Clamp, 1.205"-1.30" (30.7mm-32mm), Includes (1) non-bonding Channel Nut and hardware, Black, Qty. 1, C1210EC-1B-G | Inventory Item | 2.97 |  |  |  | No | Racking | Shippable | 2.8
260-0793 : 260-0793 : 260-0793 : 260-0793_U | 260-0793 : 260-0793 : 260-0793_U |  |  | ProSolar, End Clamp, 1.293-1.318" (32.8mm-33.4mm), Includes (1) non-bonding Channel Nut and hardware, Clear, Qty. 1, C1298EC-1-G | Inventory Item | 2.77 |  |  |  | No | Racking | Shippable | 2.61
260-0794 : 260-0794 : 260-0794 : 260-0794_U | 260-0794 : 260-0794 : 260-0794_U |  |  | ProSolar, End Clamp, 1.293-1.318" (32.8mm-33.4mm), Includes (1) non-bonding Channel Nut and hardware, Black, Qty. 1, C1298EC-1B-G | Inventory Item | 2.97 |  |  |  | No | Racking | Shippable | 2.8
260-0795 : 260-0795 : 260-0795 : 260-0795_U | 260-0795 : 260-0795 : 260-0795_U |  |  | ProSolar, End Clamp, 1.353"-1.378" (34.4mm-35.0mm), Includes (1) non-bonding Channel Nut and hardware, Clear, Qty. 1, C1358EC-1-G | Inventory Item | 2.77 |  |  |  | No | Racking | Shippable | 2.61
260-0796 : 260-0796 : 260-0796 : 260-0796_U | 260-0796 : 260-0796 : 260-0796_U |  |  | ProSolar, End Clamp, 1.353"-1.378" (34.4mm-35.0mm), Includes (1) non-bonding Channel Nut and hardware, Black, Qty. 1, C1358EC-1B-G | Inventory Item | 2.97 |  |  |  | No | Racking | Shippable | 2.8
260-0797 : 260-0797 : 260-0797 : 260-0797_U | 260-0797 : 260-0797 : 260-0797_U |  |  | ProSolar, End Clamp, 1.391"-1.416" (35.4mm-35.9mm), Includes (1) non-bonding Channel Nut and hardware, Clear, Qty. 1, C1396EC-1-G | Inventory Item | 2.77 |  |  |  | No | Racking | Shippable | 2.61
260-0798 | 260-0798 |  |  | ProSolar, End Clamp, 1.391"-1.416" (35.4mm-35.9mm), Includes (1) non-bonding Channel Nut and hardware, Black, Qty. 1, C1396EC-1B-G | Inventory Item | 2.02 |  |  |  | No | Racking | Soligent De-listing | 1.89
260-0798 : 260-0798 : 260-0798_U | 260-0798 : 260-0798_U |  |  | ProSolar, End Clamp, 1.391"-1.416" (35.4mm-35.9mm), Includes (1) non-bonding Channel Nut and hardware, Black, Qty. 1, C1396EC-1B-G | Inventory Item | 2.02 |  |  |  | No | Racking | Soligent De-listing | 1.89
260-0799 : 260-0799 : 260-0799 : 260-0799_U | 260-0799 : 260-0799 : 260-0799_U |  |  | ProSolar, End Clamp, 1.481"-1.520" (37.7mm-38.6mm), Includes (1) non-bonding Channel Nut and hardware, Clear, Qty. 1, C1486EC-1-G | Inventory Item | 2.77 |  |  |  | No | Racking | Shippable | 2.61
260-0800 : 260-0800 : 260-0800 : 260-0800_U | 260-0800 : 260-0800 : 260-0800_U |  |  | ProSolar, End Clamp, 1.481"-1.520" (37.7mm-38.6mm), Includes (1) non-bonding Channel Nut and hardware, Black, Qty. 1, C1486EC-1B-G | Inventory Item | 2.97 |  |  |  | No | Racking | Shippable | 2.8
260-0801 : 260-0801 : 260-0801 : 260-0801_U | 260-0801 : 260-0801 : 260-0801_U |  |  | ProSolar, End Clamp, 1.567"-1.592" (39.9mm-40.4mm), Includes (1) non-bonding Channel Nut and hardware, Clear, Qty. 1, C1572EC-1-G | Inventory Item | 2.77 |  |  |  | No | Racking | Shippable | 2.61
260-0802 : 260-0802 : 260-0802 : 260-0802_U | 260-0802 : 260-0802 : 260-0802_U |  |  | ProSolar, End Clamp, 1.567"-1.592" (39.9mm-40.4mm), Includes (1) non-bonding Channel Nut and hardware, Black, Qty. 1, C1572EC-1B-G | Inventory Item | 2.97 |  |  |  | No | Racking | Shippable | 2.8
260-0803 : 260-0803 : 260-0803 : 260-0803_U | 260-0803 : 260-0803 : 260-0803_U |  |  | ProSolar, End Clamp, 1.601"-1.626" (40.7mm-41.3mm), Includes (1) non-bonding Channel Nut and hardware, Clear, Qty. 1, C1606EC-1-G | Inventory Item | 2.77 |  |  |  | No | Racking | Shippable | 2.61
260-0804 | 260-0804 |  |  | ProSolar, End Clamp, 1.655"-1.680" (42.0mm-42.6mm), Includes (1) non-bonding Channel Nut and hardware, Clear, Qty. 1, C1660EC-1-G | Inventory Item | 4.86 |  |  |  | No | Racking | Vendor De-listing | 0
260-0805 | 260-0805 |  |  | ProSolar, End Clamp, 1.655"-1.680" (42.0mm-42.6mm), Includes (1) non-bonding Channel Nut and hardware, Black, Qty. 1, C1660EC-1B-G | Inventory Item | 5.3 |  |  |  | No | Racking | Soligent De-listing | 0
260-0806 | 260-0806 |  |  | ProSolar, End Clamp, 1.685"-1.710" (42.8mm-43.4mm), Includes (1) non-bonding Channel Nut and hardware, Clear, Qty. 1, C1707EC-1-G | Inventory Item | 2.68 |  |  |  | No | Racking | Vendor De-listing | 2.53
260-0807 | 260-0807 |  |  | ProSolar, End Clamp, 1.685"-1.710" (42.8mm-43.4mm), Includes (1) non-bonding Channel Nut and hardware, Black, Qty. 1, C1707EC-1B-G | Inventory Item | 2.7 |  |  |  | No | Racking | Vendor De-listing | 2.55
260-0808 : 260-0808 : 260-0808 : 260-0808_U | 260-0808 : 260-0808 : 260-0808_U |  |  | ProSolar, End Clamp, 1.757"-1.782" (44.7mm-45.2mm), Includes (1) non-bonding Channel Nut and hardware, Clear, Qty. 1, C1762EC-1-G | Inventory Item | 2.77 |  |  |  | No | Racking | Shippable | 2.61
260-0809 | 260-0809 |  |  | ProSolar, End Clamp, 1.757"-1.782" (44.7mm-45.2mm), Includes (1) non-bonding Channel Nut and hardware, Black, Qty. 1, C1762EC-1B-G | Inventory Item | 5.3 |  |  |  | No | Racking | Soligent De-listing | 0
260-0810 : 260-0810 : 260-0810 : 260-0810_U | 260-0810 : 260-0810 : 260-0810_U |  |  | ProSolar, End Clamp, 1.805"-1.830" (45.9mm-46.4mm), Includes (1) non-bonding Channel Nut and hardware, Clear, Qty. 1, C1810EC-1-G | Inventory Item | 2.77 |  |  |  | No | Racking | Shippable | 2.61
260-0811 : 260-0811 : 260-0811 : 260-0811 : 260-0811_U | 260-0811 : 260-0811 : 260-0811 : 260-0811_U |  |  | ProSolar, End Clamp, 1.805"-1.830" (45.9mm-46.4mm), Includes (1) non-bonding Channel Nut and hardware, Black, Qty. 1, C1810EC-1B-G | Inventory Item | 2.97 |  |  |  | No | Racking | Shippable | 2.8
260-0812 : 260-0812 : 260-0812 : 260-0812_U | 260-0812 : 260-0812 : 260-0812_U |  |  | ProSolar, End Clamp, 1.963"-1.988" (49.9mm-50.4mm), Includes (1) non-bonding Channel Nut and hardware, Clear, Qty. 1, C1968EC-1-G | Inventory Item | 2.77 |  |  |  | No | Racking | Shippable | 2.61
260-0813 | 260-0813 |  |  | ProSolar, End Clamp, 1.963"-1.988" (49.9mm-50.4mm), Includes (1) non-bonding Channel Nut and hardware, Black, Qty. 1, C1968EC-1B-G | Inventory Item | 2.06 |  |  |  | No | Racking | Vendor De-listing | 1.88
260-0814 : 260-0814 : 260-0814 : 260-0814_U | 260-0814 : 260-0814 : 260-0814_U |  |  | ProSolar, Mid Clamp, 1.175 – 1.3" (29.9mm to 32mm), Includes (1) Channel Nut with grounding buss bar, lock washer and hardware, Clear, Qty. 1, C200IMC-1-G | Inventory Item | 2.77 |  |  |  | No | Racking | Shippable | 2.61
260-0815 : 260-0815 : 260-0815 : 260-0815_U | 260-0815 : 260-0815 : 260-0815_U |  |  | ProSolar, Mid Clamp, 1.175 – 1.3" (29.9mm to 32mm), Includes (1) Channel Nut with grounding buss bar, lock washer and hardware, Black, Qty. 1, C200IMC-1B-G | Inventory Item | 2.97 |  |  |  | No | Racking | Shippable | 2.8
260-0816 : 260-0816 : 260-0816 : 260-0816_U | 260-0816 : 260-0816 : 260-0816_U |  |  | ProSolar, Mid Clamp, 2.25" (32.8mm-41.3mm), Includes (1) Channel Nut with grounding buss bar, lock washer and hardware, Clear, Qty. 1, C225IMC-1-G | Inventory Item | 2.77 |  |  |  | No | Racking | Shippable | 2.61
260-0817 : 260-0817 : 260-0817 : 260-0817_U | 260-0817 : 260-0817 : 260-0817_U |  |  | ProSolar, Mid Clamp, 2.25" (32.8mm-41.3mm), Includes (1) Channel Nut with grounding buss bar, lock washer and hardware, Black, Qty. 1, C225IMC-1B-G | Inventory Item | 2.97 |  |  |  | No | Racking | Shippable | 2.8
260-0818 : 260-0818 : 260-0818 : 260-0818_U | 260-0818 : 260-0818 : 260-0818_U |  |  | ProSolar, Mid Clamp, 2.50" (42.0mm to 46.4mm), Includes (1) Channel Nut with grounding buss bar, lock washer and hardware, Clear, Qty. 1, C250IMC-1-G | Inventory Item | 2.77 |  |  |  | No | Racking | Shippable | 2.61
260-0819 : 260-0819 : 260-0819 : 260-0819_U | 260-0819 : 260-0819 : 260-0819_U |  |  | ProSolar, Mid Clamp, 2.50" (42.0mm to 46.4mm), Includes (1) Channel Nut with grounding buss bar, lock washer and hardware, Black, Qty. 1, C250IMC-1B-G | Inventory Item | 2.97 |  |  |  | No | Racking | Shippable | 2.8
260-0820 : 260-0820 : 260-0820 : 260-0820_U | 260-0820 : 260-0820 : 260-0820_U |  |  | ProSolar, Mid Clamp, 2.75" (49.9mm to 50.4mm), Includes (1) Channel Nut with grounding buss bar, lock washer and hardware, Clear, Qty. 1, C275IMC-1-G | Inventory Item | 2.77 |  |  |  | No | Racking | Shippable | 2.61
260-0821 : 260-0821 : 260-0821 : 260-0821_U | 260-0821 : 260-0821 : 260-0821_U |  |  | ProSolar, Mid Clamp, 2.75" (49.9mm to 50.4mm), Includes (1) Channel Nut with grounding buss bar, lock washer and hardware, Black, Qty. 1, C275IMC-1B-G | Inventory Item | 2.97 |  |  |  | No | Racking | Shippable | 2.8
260-0823 | 260-0823 |  |  | IronRidge, End Clamp, M, 1.50", 38.1mm, Black, Qty. 4, 29-7000-150B | Inventory Item | 15 |  |  |  | No | Racking | Vendor De-listing | 0
260-0825 | 260-0825 |  |  | ProSolar, Mid Clamp, 2.25" (34.4mm-41.3mm), self-bonding, Includes Channel Nuts with grounding buss bar, lock washer, No bolts, Clear, Box of 24, C225IMC-24 CUSTOM | Inventory Item | 47.55 |  |  |  | No | Racking | Vendor De-listing | 44.87
260-0826 | 260-0826 |  |  | ProSolar, End Clamp, 1.353"-1.378" (34.4mm-35.0mm), Includes non-bonding Channel Nuts, washer, No bolts, Clear, Box of 24, C1358EC-24 CUSTOM | Inventory Item | 50.2 |  |  |  | No | Racking | Vendor De-listing | 47.37
260-0827 | 260-0827 |  |  | IronRidge, Universal Bonding Module Clamp, Clear, Qty. 4, UFO-CL-001 | Inventory Item | 7.16 |  |  |  | No | Racking | Vendor De-listing | 0
260-0828 | 260-0828 |  |  | IronRidge, Universal Bonding Module Clamp, Black, Qty. 4, UFO-CL-001-B | Inventory Item | 7.69 |  |  |  | No | Racking | Soligent De-listing | 0
260-0829 | 260-0829 |  |  | IronRidge, Stopper Sleeve, 32mm, Clear, Qty. 4, UFO-STP-32MM | Inventory Item | 1.84 |  |  |  | No | Racking | Soligent De-listing | 0
260-0830 | 260-0830 |  |  | IronRidge, Stopper Sleeve, 33mm, Clear, Qty. 4, UFO-STP-33MM | Inventory Item | 1.6 |  |  |  | No | Racking | Soligent De-listing | 0.81
260-0831 | 260-0831 |  |  | IronRidge, Stopper Sleeve, 35mm, Clear, Qty. 4, UFO-STP-35MM | Inventory Item | 1.6 |  |  |  | No | Racking | Soligent De-listing | 0
260-0832 | 260-0832 |  |  | IronRidge, Stopper Sleeve, 38mm, Clear, Qty. 4, UFO-STP-38MM | Inventory Item | 1.02 |  |  |  | No | Racking | Soligent De-listing | 0
260-0833 | 260-0833 |  |  | IronRidge, Stopper Sleeve, 40mm, Clear, Qty. 4, UFO-STP-40MM | Inventory Item | 1.02 |  |  |  | No | Racking | Soligent De-listing | 0
260-0834 | 260-0834 |  |  | IronRidge, Stopper Sleeve, 46mm, Clear, Qty. 4, UFO-STP-46MM | Inventory Item | 1.02 |  |  |  | No | Racking | Soligent De-listing | 0
260-0835 | 260-0835 |  |  | IronRidge, Stopper Sleeve, 32mm, Black, Qty. 4, UFO-STP-32MM-B | Inventory Item | 1.8 |  |  |  | No | Racking | Soligent De-listing | 0
260-0836 | 260-0836 |  |  | IronRidge, Stopper Sleeve, 33mm, Black, Qty. 4, UFO-STP-33MM-B | Inventory Item | 1.8 |  |  |  | No | Racking | Soligent De-listing | 0
260-0837 | 260-0837 |  |  | IronRidge, Stopper Sleeve, 35mm, Black, Qty. 4, UFO-STP-35MM-B | Inventory Item | 1.16 |  |  |  | No | Racking | Soligent De-listing | 0
260-0838 | 260-0838 |  |  | IronRidge, Stopper Sleeve, 38mm, Black, Qty. 4, UFO-STP-38MM-B | Inventory Item | 2.08 |  |  |  | No | Racking | Soligent De-listing | 0
260-0839 | 260-0839 |  |  | IronRidge, Stopper Sleeve, 40mm, Black, Qty. 4, UFO-STP-40MM-B | Inventory Item | 1.99 |  |  |  | No | Racking | Soligent De-listing | 0
260-0840 | 260-0840 |  |  | IronRidge, Stopper Sleeve, 46mm, Black, Qty. 4, UFO-STP-46MM-B | Inventory Item | 2.08 |  |  |  | No | Racking | Soligent De-listing | 0
260-0842 | 260-0842 |  |  | MSI, A+, Universal End Clamp, 31-40mm, Black, Qty. 1, 702-0228 | Inventory Item | 6 |  |  |  | No | Racking | Soligent De-listing | 0
260-0843 | 260-0843 |  |  | MSI, A+, Mid Clamp with Bonding, 31-40mm, Black, Qty. 1, 700-0103 | Inventory Item | 6 |  |  |  | No | Racking | Soligent De-listing | 0
260-0844 | 260-0844 |  |  | MSI, A+, Universal End Clamp with Bonding, 31-40mm, Mill Finish, Qty. 1, 702-0238 | Inventory Item | 4 |  |  |  | No | Racking | Soligent De-listing | 0
260-0845 | 260-0845 |  |  | MSI, A+, Mid Clamp with Bonding, 30-40mm, Mill Finish, Qty. 1, 700-0102 | Inventory Item | 4 |  |  |  | No | Racking | Soligent De-listing | 0
260-0846 | 260-0846 |  |  | MSI, A+, Universal End Clamp with Bonding, 31-40mm, Black, Qty. 1, 702-0241 | Inventory Item | 7 |  |  |  | No | Racking | Soligent De-listing | 0
260-0847 | 260-0847 |  |  | IronRidge, Stopper Sleeve, 30mm, Clear, Qty. 4, UFO-STP-30MM | Inventory Item | 1.02 |  |  |  | No | Racking | Soligent De-listing | 0
260-0848 | 260-0848 |  |  | IronRidge, Stopper Sleeve, 30mm, Black, Qty. 4, UFO-STP-30MM-B | Inventory Item | 3.99 |  |  |  | No | Racking | Vendor De-listing | 0
260-0849 | 260-0849 |  |  | IronRidge, Stopper Sleeve, 42mm, Clear, Qty. 4, UFO-STP-42MM | Inventory Item | 2.99 |  |  |  | No | Racking | Vendor De-listing | 0
260-0850 | 260-0850 |  |  | IronRidge, Stopper Sleeve, 42mm, Black, Qty. 4, UFO-STP-42MM-B | Inventory Item | 1.99 |  |  |  | No | Racking | Vendor De-listing | 0
260-0852 | 260-0852 |  |  | S-5!, Clamp, Size N, Mini, fits 1" nail strip metal roof profiles including triangle type profiles, S-5-N Mini (New) | Inventory Item | 5.87 |  |  |  | No | Racking | Vendor De-listing | 5.54
260-0862 | 260-0862 |  |  | S-5!, Clamp, Size T, Mini, fits utility roof with T-Shaped Seam, S-5-T mini | Inventory Item | 6.45 |  |  |  | No | Racking | Shippable | 5.94
260-0863 | 260-0863 |  |  | S-5!, Clamp, Size Z, Mini, for metal roofs with "Bulb" Seams, S-5-Z mini | Inventory Item | 6.19 |  |  |  | No | Racking | Soligent De-listing | 5.7
260-0865 | 260-0865 |  |  | S-5!, Clamp, Size B, Mini, Brass Clamp, S-5-B mini | Inventory Item | 14.11 |  |  |  | No | Racking | Soligent De-listing | 12.99
260-0866 | 260-0866 |  |  | UniRac, Standing Seam Clamp, Mini, 1 Set Screw, 004130M | Inventory Item | 7.7 |  |  |  | No | Racking | Soligent De-listing | 7.09
260-0868 | 260-0868 |  |  | UniRac, Standing Seam Clamp, Wide, 2 Set Screws, 004132M | Inventory Item | 9.55 |  |  |  | No | Racking | Soligent De-listing | 8.79
260-0869 | 260-0869 |  |  | DPW,PowerRail P6/P8/14 Mid AMP Clamp with RAD Turn Bolt, 34-40mm, Clear, Qty. 1, PA-GMC-34-40-RAD | Inventory Item | 2.45 |  |  |  | No | Racking | Soligent De-listing | 2.26
260-0871 | 260-0871 |  |  | S-5!, Clamp, Size V, Mini, for Vertical-Folded Seam Profiles No Bolt, S-5-V Mini | Inventory Item | 4.24 |  |  |  | No | Racking | Shippable | 3.64
260-0873 | 260-0873 |  |  | S-5!, Clamp, Size NH, Mini, fits 1-1/2" Nail Strip Metal Roof Profiles, No Bolt, S-5-NH 1.5 Mini | Inventory Item | 5.95 |  |  |  | No | Racking | Shippable | 5.61
260-0874 | 260-0874 |  |  | UniRac, Ecolibrium, MetalX Standing Seam Clamp, Standard, 2 Set Screws, 5/16” Threaded Attachment Hole, ES10674 | Inventory Item | 6.66 |  |  |  | No | Racking | Shippable | 6.29
260-0881 | 260-0881 |  |  | UniRac, Solar-Mount Pro-Series, Universal End Clamp, with Rail End Cap, Preassembled, Qty. 1 Pack of 4, 302035M | Inventory Item | 2.99 |  |  |  | No | Racking | Soligent De-listing | 2.82
260-0889 | 260-0889 |  |  | SnapNrack, 38-51mm Bonding Mid Clamp, Silver, 242-2052 | Inventory Item | 1.99 |  |  |  | No | Racking | Shippable | 1.96
260-0890 | 260-0890 |  |  | SnapNrack, 49-57mm Bonding Mid Clamp, Silver, 242-2056 | Inventory Item | 1.99 |  |  |  | No | Racking | Shippable | 1.96
260-0891 | 260-0891 |  |  | SnapNrack, 49-57mm Bonding Mid Clamp, Black, 242-2057 | Inventory Item | 2.24 |  |  |  | No | Racking | Shippable | 2.21
260-0892 | 260-0892 |  |  | SnapNrack, 30-38mm Bonding Adjustable End Clamp 242-2065 | Inventory Item | 3.57 |  |  |  | No | Racking | Shippable | 3.52
260-0894 | 260-0894 |  |  | SnapNrack, 30-38mm Bonding Mid Clamp, Silver, 242-2050 | Inventory Item | 1.99 |  |  |  | No | Racking | Shippable | 1.96
260-1135 | 260-1135 |  |  | SnapNrack, Ultra Rail End Clamp , Black, 242-02073 | Inventory Item | 0.13 |  |  |  | No | Racking | Shippable | 0.13
260-9086 | 260-9086 |  |  | K2, End Clamp, 30-50mm, Dark Finish, 4000430 | Inventory Item | 2.86 |  |  |  | No | Racking | Shippable | 2.49
260-9090 | 260-9090 |  |  | QuickMount, QMR, Universal Bonding Mid Clamp, 30-45mm, Mill Finish, Qty. 1, QMR-UMC3045-A-20 | Inventory Item | 2.59 |  |  |  | No | Racking | Vendor De-listing | 2.56
270-0004 : 270-0004 : 270-0004 : 270-0004_U | 270-0004 : 270-0004 : 270-0004_U |  |  | ProSolar, FastJack 2X Bracket, Clear, Qty. 1, A-FJT-1 | Inventory Item | 6.26 |  |  |  | No | Racking | Shippable | 6.18
270-0005 | 270-0005 |  |  | UniRac, Hanger Bolt, 8" x 3/8", Clear, Qty. 1, 030021C | Inventory Item | 11.19 |  |  |  | No | Racking | Vendor De-listing | 0
270-0006 | 270-0006 |  |  | UniRac, Hanger Bolt Driver, 8" x 3/8", Clear, Qty. 1, 030022C | Inventory Item | 25.2 |  |  |  | No | Racking | Vendor De-listing | 0
270-0007 | 270-0007 |  |  | UniRac, Flat MOQ Break Fee Per Order, for GFT, DGFT, GF Products | Non-inventory Item | 250 |  |  |  | No | Racking | Shippable | 0
270-0016 | 270-0016 |  |  | UniRac, Star Key, 3/8", Qty. 1, 030026C | Inventory Item | 22.02 |  |  |  | No | Racking | Soligent De-listing | 0
270-0021 | 270-0021 |  |  | UniRac, Starhead Bolt, 1/4" x 3/4", Stainless Steel, Qty. 20, 321220 | Inventory Item | 1.48 |  |  |  | No | Racking | Soligent De-listing | 0
270-0031 | 270-0031 |  |  | UniRac, U-LA Brace, 7 ft, 3", Aluminum, Qty. 1, 403301C | Inventory Item | 109 |  |  |  | No | Racking | Vendor De-listing | 0
270-0032 | 270-0032 |  |  | UniRac, U-LA Brace, 10.5 ft, 3", Aluminum, Qty. 1, 403302C | Inventory Item | 178 |  |  |  | No | Racking | Vendor De-listing | 0
270-0033 | 270-0033 |  |  | UniRac, U-LA Brace, 14 ft, 3", Aluminum, Qty. 1, 403303C | Inventory Item | 84.57 |  |  |  | No | Racking | Vendor De-listing | 0
270-0053 | 270-0053 |  |  | UniRac, Bolt with Flange Nut, 3/8" x 1-1/4", Stainless Steel, Qty. 20, 990338 | Inventory Item | 10.57 |  |  |  | No | Racking | Vendor De-listing | 0
270-0057 | 270-0057 |  |  | UniRac, RapidFoot Ferrules 4' cut as needed, Qty. 1, 030019C | Inventory Item | 26 |  |  |  | No | Racking | Vendor De-listing | 0
270-0059 | 270-0059 |  |  | UniRac, RapidFoot Patch for Membrane roofs, EPDM, Peel & Stick, Black, Qty. 1, 004017D | Inventory Item | 8 |  |  |  | No | Racking | Vendor De-listing | 0
270-0061 | 270-0061 |  |  | UniRac, RapidFoot Assembly, Qty. 1, 622069C | Inventory Item | 57.4 |  |  |  | No | Racking | Vendor De-listing | 0
270-0063 | 270-0063 |  |  | UniRac, RapidFoot Concealor Screw DP1 - 1-1/2",Qty. 25, 990420 | Inventory Item | 5.62 |  |  |  | No | Racking | Vendor De-listing | 0
270-0091 | 270-0091 |  |  | UniRac, 2" Plastic Pipe Cap, Grey, Qty. 1, 403210P | Inventory Item | 0.41 |  |  |  | No | Racking | Vendor De-listing | 0
270-0097 | 270-0097 |  |  | DO NOT USE IronRidge, Replacement Tek Screws (self-drilling) for Splice Kit, Qty. 1 Pack of 80 Screws, 48-1214-625-Q80 | Inventory Item | 0.23 |  |  |  | No | Racking | Soligent De-listing | 0
270-0098 | 270-0098 |  |  | IronRidge, Replacement Tek Screws (self-drilling) for Splice Kit, Qty. 1 Pack of 80 Screws, 48-1214-625-Q80 | Inventory Item | 18.8 |  |  |  | No | Racking | Soligent De-listing | 13.76
270-0106 | 270-0106 |  |  | UniRac, Sample SunFrame Dark, Qty. 1, 990075 | Inventory Item | 70 |  |  |  | No | Racking | Vendor De-listing | 0
270-0107 | 270-0107 |  |  | UniRac, Sample SolarMount Clear, Qty. 1, 990050 | Inventory Item | 70 |  |  |  | No | Racking | Vendor De-listing | 0
270-0109 | 270-0109 |  |  | QuickMount, Roofing bar 24", COMPONENT, Qty. 1, QMRB 1 | Inventory Item | 75 |  |  |  | No | Racking | Soligent De-listing | 0
270-0110 | 270-0110 |  |  | IronRidge, Custom Quote, Enter Quote Number and Custom Price | Non-inventory Item | 0 |  |  |  | No | Racking | Vendor De-listing | 0
270-0111 | 270-0111 |  |  | ProSolar, EZ Drill Guide, Red Anodized, for 3/16" & 1/4" FastJack pilot hole drilling, FJ-DRILL | Inventory Item | 130 |  |  |  | No | Racking | Soligent De-listing | 0
270-0117 | 270-0117 |  |  | SunTop, CMS-10059 Flat Tile Roof Hook, Qty. 1, CMS-10059-01 | Inventory Item | 26.64 |  |  |  | No | Racking | Soligent De-listing | 0
270-0118 | 270-0118 |  |  | SunTop, CMS-10057 Barrel/Spanish Tile Roof Hook, Qty. 1, CMS-10057-01 | Inventory Item | 26 |  |  |  | No | Racking | Soligent De-listing | 0
270-0119 | 270-0119 |  |  | UniRac, Break Away Nut, 3/8", Clear, Qty. 1, 030002C | Inventory Item | 0.8 |  |  |  | No | Racking | Vendor De-listing | 0
270-0121 | 270-0121 |  |  | UniRac, RapidFoot Concealor Screw 1-1/2", DP1, Qty. 1, 030004C | Inventory Item | 0.12 |  |  |  | No | Racking | Vendor De-listing | 0
270-0122 | 270-0122 |  |  | UniRac, RapidFoot Concealor Screw 4", DP1, Qty. 1, 030010C | Inventory Item | 0.36 |  |  |  | No | Racking | Vendor De-listing | 0
270-0123 | 270-0123 |  |  | UniRac, RapidFoot Concealor Screw 7-3/4", DP4, Qty. 1, 030018C | Inventory Item | 1 |  |  |  | No | Racking | Soligent De-listing | 0
270-0124 | 270-0124 |  |  | UniRac, Lag Bolt, 5/16 x 3 1/2", Qty. 1, 030023C | Inventory Item | 0.59 |  |  |  | No | Racking | Vendor De-listing | 0
270-0125 | 270-0125 |  |  | UniRac, Starhead Bolt, 3/8"-16 x 1-1/4", Stainless Steel, Qty. 1, 030024C | Inventory Item | 1.51 |  |  |  | No | Racking | Vendor De-listing | 0
270-0127 | 270-0127 |  |  | UniRac, SunFrame Cap Strip Screws, 1", use with F & G, Dark, Qty. 1, 209001D | Inventory Item | 1.07 |  |  |  | No | Racking | Soligent De-listing | 0
270-0128 | 270-0128 |  |  | UniRac, SunFrame Cap Strip Screws, 1-1/4", use with E, Clear, Qty. 1, 209002C | Inventory Item | 0.37 |  |  |  | No | Racking | Soligent De-listing | 0
270-0129 | 270-0129 |  |  | UniRac, SunFrame Cap Strip Screws, 1-1/4", use with E, Dark, Qty. 1, 209002D | Inventory Item | 1.41 |  |  |  | No | Racking | Soligent De-listing | 0
270-0130 | 270-0130 |  |  | UniRac, SunFrame Cap Strip Screws, 1 1/2", use with L, Clear, Qty. 1, 209003C | Inventory Item | 1 |  |  |  | No | Racking | Soligent De-listing | 0
270-0131 | 270-0131 |  |  | UniRac, SunFrame Cap Strip Screws, 1 1/2", use with L, Dark , Qty. 1, 209003D | Inventory Item | 0.99 |  |  |  | No | Racking | Vendor De-listing | 0
270-0132 | 270-0132 |  |  | UniRac, Shim, 1-1/2" x 2" x 1/16", Blue Plastic, Qty. 1, 009001D | Inventory Item | 0.5 |  |  |  | No | Racking | Vendor De-listing | 0
270-0133 | 270-0133 |  |  | UniRac, Shim, 1-1/2" x 2" x 1/4", Black Plastic, Qty. 1, 009002D | Inventory Item | 0.5 |  |  |  | No | Racking | Vendor De-listing | 0
270-0134 | 270-0134 |  |  | UniRac, Shim, 1-1/2" x 2" x 1/8", Red Plastic, Qty. 1, 009003D | Inventory Item | 0.5 |  |  |  | No | Racking | Vendor De-listing | 0
270-0135 | 270-0135 |  |  | UniRac, Shim, 1-1/2" x 3" x 3/8", Black Plastic, Tapered, Qty. 1, 009004D | Inventory Item | 0.97 |  |  |  | No | Racking | Vendor De-listing | 0
270-0136 | 270-0136 |  |  | UniRac, Push Mount Cable Tie, Black, Qty. 1, 309001D | Inventory Item | 0.41 |  |  |  | No | Racking | Vendor De-listing | 0
270-0137 | 270-0137 |  |  | UniRac, T-Bolt with Flange Nut, 1/4" x 2", Stainless Steel, Clear, Qty. 1, 330001C | Inventory Item | 1 |  |  |  | No | Racking | Vendor De-listing | 0
270-0138 | 270-0138 |  |  | UniRac, T-Bolt with Flange Nut, 1/4" x 2", Stainless Steel, Dark, Qty. 1, 330002D | Inventory Item | 1.78 |  |  |  | No | Racking | Vendor De-listing | 0
270-0139 | 270-0139 |  |  | UniRac, T-Bolt with Flange Nut, 1/4" x 2.5", Stainless Steel, Clear, Qty. 1, 330003C | Inventory Item | 2 |  |  |  | No | Racking | Vendor De-listing | 0
270-0140 | 270-0140 |  |  | UniRac, T-Bolt with Flange Nut, 1/4" x 2.5", Stainless Steel, Dark, Qty. 1, 330004D | Inventory Item | 2 |  |  |  | No | Racking | Soligent De-listing | 0
270-0141 | 270-0141 |  |  | UniRac, MicroRail, 46mm, 9" Splice, includes: base, cap, (3) cap screws, and bonding pins, Qty. 1, 230146B | Inventory Item | 13.67 |  |  |  | No | Racking | Vendor De-listing | 0
270-0143 | 270-0143 |  |  | UniRac, MicroRail, 46mm, Trimrail 66", Dark, Qty. 1 package of 4, 240146B | Inventory Item | 77.99 |  |  |  | No | Racking | Vendor De-listing | 0
270-0144 | 270-0144 |  |  | UniRac, MicroRail, 46mm, Trimrail 132", Dark, Qty. 1 package of 4, 240246B | Inventory Item | 414.3 |  |  |  | No | Racking | Vendor De-listing | 0
270-0146 | 270-0146 |  |  | QuickMount, L-Mount, 9 X 12” Flashing with Single Slot L-Foot, 5/16 X 4” Lag and EDPM Washer, Black Finish, Qty. 1, QMLM-B-12 | Inventory Item | 6.62 |  |  |  | No | Racking | Vendor De-listing | 6.25
270-0148 | 270-0148 |  |  | UniRac, MicroRail, 35mm, Trimrail 132", Dark, Qty. 1 package of 4, 240235B | Inventory Item | 60.42 |  |  |  | No | Racking | Vendor De-listing | 54.93
270-0150 | 270-0150 |  |  | UniRac, MicroRail, 32mm, Trimrail 132", Dark, Qty. 1 package of 4, 240232B | Inventory Item | 60.42 |  |  |  | No | Racking | Vendor De-listing | 54.93
270-0151 | 270-0151 |  |  | UniRac, Lag Bolt, 5/16 x 4-1/2", SS, Qty. 1, 030028C | Inventory Item | 1.16 |  |  |  | No | Racking | Shippable | 1.15
270-0153 | 270-0153 |  |  | S-5!, ¼-14 X 1-1/2” Metal to Wood, 3/8” Hex Washer Head Milled Point Screw, Bag of 50, 1.5” Metal to Wood Screw | Inventory Item | 12.66 |  |  |  | No | Racking | Vendor De-listing | 12.5
270-0154 | 270-0154 |  |  | S-5!, ¼-14 X 2-1/2” Metal to Wood, 3/8” Hex Washer Head Milled Point Screw, Bag of 50, 2.5” Metal to Wood Screw | Inventory Item | 12.66 |  |  |  | No | Racking | Soligent De-listing | 12.5
270-0155 | 270-0155 |  |  | S-5!, ¼-14 X 1-1/2” Metal to Metal, 3/8” Hex Washer Head Self Drilling Screw, Bag of 50, 1.5" Metal to Metal Screw | Inventory Item | 12.66 |  |  |  | No | Racking | Vendor De-listing | 12.5
270-0156 | 270-0156 |  |  | S-5!, ¼-14 X 2” Metal to Metal, 3/8” Hex Washer Head Self Drilling Screw, Bag of 50, 2” Metal to Metal Screw | Inventory Item | 12.66 |  |  |  | No | Racking | Soligent De-listing | 12.5
270-0162 | 270-0162 |  |  | Heyco, SunScreen (Critter-Guard) Stainless Steel Wire Mesh Clip, Color: Grey, Qty.1 Box of 100, 18-S6437 | Inventory Item | 67.09 |  |  |  | No | Racking | Soligent De-listing | 66.25
270-0166 | 270-0166 |  |  | QuickBolt, Stone Coated Steel Roof Hook, Side Mount Rails, 5mm thickness, 63.5mm Batten Bridge, 32-48mm Batten Height Adjustment, 10 x 38mm rail attachment slot, includes (2) 5/16 x 3" SS screws, Qty. 1, 17612 | Inventory Item | 9.04 |  |  |  | No | Racking | Shippable | 8.92
270-0167 | 270-0167 |  |  | QuickBolt, Stone Coated Steel Roof Hook, Side Mount Rails, 5mm thickness, 76.2mm Batten Bridge, 34.9mm Batten Height Non Adjustable, 10mm x 38mm rail attachment slot, includes 20 Hooks and 40 5/16 x 3" SS screws, Qty. 1 box of 20, 17624 | Inventory Item | 155.08 |  |  |  | No | Racking | Soligent De-listing | 153.14
270-0169 | 270-0169 |  |  | QuickMount, Flashing, Conduit Penetration Replacement Tile Flashing, for Flat Tile, Mill Finish, CONDUIT, Qty. 1, QMCPT-F A | Inventory Item | 12.7 |  |  |  | No | Racking | Vendor De-listing | 0
270-0170 | 270-0170 |  |  | QuickMount, Flashing, Conduit Penetration Replacement Tile Flashing, for Flat Tile, Black Finish, CONDUIT, Qty. 1, QMCPT-F B | Inventory Item | 13.9 |  |  |  | No | Racking | Vendor De-listing | 0
270-0171 | 270-0171 |  |  | QuickMount, Flashing, Conduit Penetration Replacement Tile Flashing, for W Tile, Mill Finish, CONDUIT, Qty. 1, QMCPT-W A | Inventory Item | 12.7 |  |  |  | No | Racking | Vendor De-listing | 0
270-0172 | 270-0172 |  |  | QuickMount, Flashing, Conduit Penetration Replacement Tile Flashing, for W Tile, Black Finish, CONDUIT, Qty. 1, QMCPT-W B | Inventory Item | 13.9 |  |  |  | No | Racking | Vendor De-listing | 0
270-0173 | 270-0173 |  |  | QuickMount, Flashing, Conduit Penetration Replacement Tile Flashing, for S Tile, Mill Finish, CONDUIT, Qty. 1, QMCPT-S A | Inventory Item | 12.7 |  |  |  | No | Racking | Vendor De-listing | 0
270-0174 | 270-0174 |  |  | QuickMount, Flashing, Conduit Penetration Replacement Tile Flashing, for S Tile, Black Finish, CONDUIT, Qty. 1, QMCPT-S B | Inventory Item | 13.9 |  |  |  | No | Racking | Vendor De-listing | 0
270-0178 | 270-0178 |  |  | QuickBolt, Microflashing, 4” with 5 ¼” Hanger Bolt and Flanged Hex Nut, Qty. 1, 20 Kit Pack, 17721SS | Inventory Item |  |  |  |  | No | Racking | Soligent De-listing | 0
270-0179 | 270-0179 |  |  | QuickBolt, Microflashing, 3” with 5 ¼” Hanger Bolt and Flanged Hex Nut, Qty. 1, 25 Kit Pack, 17667SS | Inventory Item | 109.8 |  |  |  | No | Racking | Soligent De-listing | 108.42
270-0180 | 270-0180 |  |  | QuickBolt, Microflashing, 4” with 5 ¼” Hanger Bolt and Flanged Hex Nut, Qty. 1, 20 Kit Pack, 17721SS | Inventory Item | 119.33 |  |  |  | No | Racking | Soligent De-listing | 117.84
270-0183 | 270-0183 |  |  | QuickMount, Quick Hook HSS, Standard Height Hook for Side Mounted Rails, Mill Finish, No Flashing, Qty. 1, QMHSS-NF-A-12 | Inventory Item | 11.23 |  |  |  | No | Racking | Soligent De-listing | 10.6
270-0184 | 270-0184 |  |  | QuickMount, QMR Quick Rail, Skirt 14’, QMR-QS14-B-24 | Inventory Item | 61.99 |  |  |  | No | Racking | Soligent De-listing | 58.5
270-0185 | 270-0185 |  |  | QuickMount, QMR Quick Rail, Skirt End Cap, 1 Pair, QMR-QSE-B-12 | Inventory Item | 14.07 |  |  |  | No | Racking | Soligent De-listing | 13.28
270-0186 | 270-0186 |  |  | QuickMount, QMR Quick Rail, Skirt Splice, QMR-QSS-A-12 | Inventory Item | 1.93 |  |  |  | No | Racking | Soligent De-listing | 1.83
270-0187 | 270-0187 |  |  | QuickMount, QMR Quick Rail, Shared Rail Mount, 9 X 12” Comp Flashing, with L-Foot and Lags, Black, Qty. 1, QMSRC-B-12 | Inventory Item | 14.2 |  |  |  | No | Racking | Soligent De-listing | 13.4
270-0188 | 270-0188 |  |  | Aerocompact, Custom Quote, Enter Quote Number and Custom Price | Non-inventory Item |  |  |  |  | No | Racking | Shippable | 0
270-0194 | 270-0194 |  |  | S-5!, ¼-14 X 2” Metal to Metal, 3/8” Hex Washer Head Self Drilling Screw, Qty. 1 pack of 50, 2” Metal to Metal Screw | Inventory Item | 12.66 |  |  |  | No | Racking | Shippable | 12.5
270-0195 | 270-0195 |  |  | S-5!, ¼-14 X 1-1/2” Metal to Metal, 3/8” Hex Washer Head Self Drilling Screw, Qty. 1 pack of 50, 1.5" Metal to Metal Screw | Inventory Item | 12.66 |  |  |  | No | Racking | Soligent De-listing | 12.5
270-0196 | 270-0196 |  |  | S-5!, ¼-14 X 2-1/2” Metal to Wood, 3/8” Hex Washer Head Milled Point Screw, Qty. 1 pack of 50, 2.5” Metal to Wood Screw | Inventory Item | 12.66 |  |  |  | No | Racking | Soligent De-listing | 12.5
270-0197 | 270-0197 |  |  | S-5!, ¼-14 X 1-1/2” Metal to Wood, 3/8” Hex Washer Head Milled Point Screw, Qty. 1 pack of 50, 1.5” Metal to Wood Screw | Inventory Item | 12.66 |  |  |  | No | Racking | Soligent De-listing | 12.5
270-0630 | 270-0630 |  |  | QuickMount, Socket Adapter, 3/8" square drive male, COMPONENT, Qty. 1, QMSA-3/8 1 | Inventory Item | 9.17 |  |  |  | No | Racking | Vendor De-listing | 0
270-0632 | 270-0632 |  |  | QuickMount, Torque Wrench, COMPONENT, Qty. 1, QMTW 1 | Inventory Item | 74 |  |  |  | No | Racking | Vendor De-listing | 0
270-0636 | 270-0636 |  |  | UniRac, Break Away Nut, 1/4", Clear, Qty. 1 | Inventory Item | 0.05 |  |  |  | No | Racking | Vendor De-listing | 0
270-0645 | 270-0645 |  |  | QuickMount, Hanger Bolts 6", 5/16" Stainless Steel with nuts and washers COMPONENT, Qty. 1, QMHS-5/16x6 SS 1 | Inventory Item | 5.74 |  |  |  | No | Racking | Vendor De-listing | 2.93
270-0646 | 270-0646 |  |  | QuickMount, Hanger Bolts 8", 5/16" Stainless Steel with nuts and washers COMPONENT, Qty. 1, QMHS-5/16x8 SS 1 | Inventory Item | 9.96 |  |  |  | No | Racking | Vendor De-listing | 5.08
270-0647 | 270-0647 |  |  | QuickMount, Hanger Bolts 10", 5/16" Stainless Steel with nuts and washers COMPONENT, Qty. 1, QMHS-5/16x10 SS 1 | Inventory Item | 7.02 |  |  |  | No | Racking | Vendor De-listing | 0
270-0652 | 270-0652 |  |  | Oatey, Flashing, 1.25" to 1.5" dia, 9" x 12.5" Aluminum base, Clear, Qty. 1, 12920 | Inventory Item | 6.37 |  |  |  | No | Racking | Soligent De-listing | 0
270-0653 | 270-0653 |  |  | Oatey, Flashing, 1.25" to 1.5" dia, 18" x 18" Aluminum base, Clear, Qty. 1, 12836 | Inventory Item | 8.43 |  |  |  | No | Racking | Soligent De-listing | 7.91
270-0654 | 270-0654 |  |  | Zep Solar, Installation Tool, Qty. 1, ZS-ZTL-1 | Inventory Item | 24.7 |  |  |  | No | Racking | Vendor De-listing | 0
270-0656 | 270-0656 |  |  | QuickMount, Hanger Bolts 12", 5/16" Stainless Steel with nuts and washers, COMPONENT, Qty. 1, QMHS-5/16x12 SS 1 | Inventory Item | 19 |  |  |  | No | Racking | Soligent De-listing | 0
270-0659 | 270-0659 |  |  | ProSolar, EZ Drill Guide Base, Red anodized aluminum base with bronze bushings, GT-DRILL BASE | Inventory Item | 79.47 |  |  |  | No | Racking | Shippable | 73.17
270-0660 | 270-0660 |  |  | ProSolar, GroundTrac EZ Drill Bit Extension, Stainless Steel and 1/2" Irwin UniBit, GT-DRILL BIT | Inventory Item | 92.19 |  |  |  | No | Racking | Shippable | 84.88
270-0664 | 270-0664 |  |  | ProSolar, Washer, Black for Bolts, HD3000B | Inventory Item | 0.08 |  |  |  | No | Racking | Vendor De-listing | 0
270-0665 | 270-0665 |  |  | ProSolar, Threaded Stud, Long 3/8" X 6", HWR400 | Inventory Item | 1.76 |  |  |  | No | Racking | Vendor De-listing | 0
270-0666 | 270-0666 |  |  | ProSolar, Threaded Stud, Short 3/8" X 1 1/2", HWR401 | Inventory Item | 0.36 |  |  |  | No | Racking | Vendor De-listing | 0
270-0668 | 270-0668 |  |  | UniRac, Star Key, 1/4", Qty. 1, 030025C | Inventory Item | 3 |  |  |  | No | Racking | Vendor De-listing | 0
270-0672 | 270-0672 |  |  | UniRac, Bolt with Flange Nut, 3/8" x 3/4", Stainless Steel, Qty. 1, 990335 | Inventory Item | 0.45 |  |  |  | No | Racking | Vendor De-listing | 0
270-0674 | 270-0674 |  |  | UniRac, Bolt with Flange Nut 6mm, Qty. 4, 321198 | Inventory Item | 0.1 |  |  |  | No | Racking | Vendor De-listing | 0
270-0678 | 270-0678 |  |  | DPW, Add on to drill holes to mount Enphase Inverters | Inventory Item | 197 |  |  |  | No | Racking | Vendor De-listing | 0
270-0682 | 270-0682 |  |  | ProSolar, EZ Speed Drill bit, 3/4" hole, Unibit #3MT (6mm-18mm), for SolarWedge Support Rail locking hole, Self starting, Titanium, Qty. 1, A-UNIBIT 3/4 | Inventory Item | 150 |  |  |  | No | Racking | Soligent De-listing | 0
270-0688 | 270-0688 |  |  | Tamper Proof Screws Tmpr Prf Aluminum Brkaway Nut 5/16" | Inventory Item | 2 |  |  |  | No | Racking | Soligent De-listing | 0
270-0689 | 270-0689 |  |  | Tamper Proof Screws Bttn Head Screw 5/16" x 1" | Inventory Item | 2 |  |  |  | No | Racking | Soligent De-listing | 0
270-0690 | 270-0690 |  |  | UniRac, Clamp Set for 3 modules, size "B", SunTech, 320033 | Inventory Item | 1.59 |  |  |  | No | Racking | Vendor De-listing | 0
270-0692 | 270-0692 |  |  | Oatey, Flashing, 2" dia, 9" x 12.5" Galvanized base, Clear, Qty. 1, 11853 | Inventory Item | 0.37 |  |  |  | No | Racking | Soligent De-listing | 0
270-0695 | 270-0695 |  |  | Oatey, Flashing, 3" dia, 11" x 14.5", Galvanized base, Clear, Qty. 1, 11866 | Inventory Item | 1.58 |  |  |  | No | Racking | Soligent De-listing | 0
270-0696 | 270-0696 |  |  | Oatey, Flashing, 2" dia, 18" X18" Galvanized base /Shake roof , Clear, Qty. 1, 11934 | Inventory Item | 0.78 |  |  |  | No | Racking | Soligent De-listing | 0
270-0698 | 270-0698 |  |  | Oatey, Flashing, Collar, Rubber, converts 1.5" - 2" openning to .5" - 1", 00373 | Inventory Item | 1.87 |  |  |  | No | Racking | Soligent De-listing | 0
270-0699 | 270-0699 |  |  | Tamper Proof Breakaway Nut 1/4' | Inventory Item | 1.2 |  |  |  | No | Racking | Vendor De-listing | 0
270-0700 | 270-0700 |  |  | Tamper Proof Screws 1/4',20,1/2' | Inventory Item | 1 |  |  |  | No | Racking | Soligent De-listing | 0
270-0702 | 270-0702 |  |  | Lag Screw 5/16" - 6" Stainless Steel Tamper Proof Screws Tmpr Prf Aluminum Brkaway Nut 5/16" | Inventory Item | 1.066 |  |  |  | No | Racking | Soligent De-listing | 0
270-0704 | 270-0704 |  |  | Zep Solar, Flat Installation Tool, updated, ZSII / ZSIII, Qty. 1, 850-1199-001 | Inventory Item | 25.65 |  |  |  | No | Racking | Vendor De-listing | 0
270-0705 | 270-0705 |  |  | Zep Solar, Zep Tool, ZSII / ZSIII, Qty. 1, 850-1201-001 | Inventory Item | 151 |  |  |  | No | Racking | Soligent De-listing | 0
270-0706 | 270-0706 |  |  | EcoFasten, Green-Fasten Assembly, Flashing with 2" x 2" CP Square, 8" x 12" Aluminum base, for single bracket, Black, Qty. 1 | Item Group |  |  |  |  | No | Racking | Soligent De-listing | 0
270-0707 | 270-0707 |  |  | EcoFasten, Green-Fasten Assembly, Flashing with 2" x 2" CP Square, 8" x 12" Aluminum base, for single bracket, Mill Finish, Qty. 1 | Item Group |  |  |  |  | No | Racking | Soligent De-listing | 0
270-0709 | 270-0709 |  |  | EcoFasten, GreenFasten1, Flashing, 8" x 12", Aluminum base for single bracket, Matte Black, includes one 5/16" ID bonded washer, Qty. 1, GF1-BLK-0812 | Inventory Item | 3.77 |  |  |  | No | Racking | Vendor De-listing | 2.76
270-0710 | 270-0710 |  |  | EcoFasten, Compression Bracket Adaptor Plate, CP 2" x 2" square with one hole, use for GF1/QF/SimpleSeal, Mill Finish, Qty. 1, CP-SQ | Inventory Item | 5.55 |  |  |  | No | Racking | Soligent De-listing | 0
270-0711 | 270-0711 |  |  | UniRac, RapidFoot Concealor Screw DP1 - 2", Qty. 1, 030005C | Inventory Item | 0.28 |  |  |  | No | Racking | Soligent De-listing | 0
270-0712 | 270-0712 |  |  | UniRac, RapidFoot Concealor Screw DP1 - 3", Qty. 1, 030007C | Inventory Item | 0.25 |  |  |  | No | Racking | Vendor De-listing | 0
270-0713 | 270-0713 |  |  | UniRac, RapidFoot Concealor Screw DP1 - 4-1/2", Qty. 1, 030011C | Inventory Item | 0.16 |  |  |  | No | Racking | Vendor De-listing | 0
270-0714 | 270-0714 |  |  | UniRac, RapidFoot Concealor Screw DP1 - 5", Qty. 1, 030013C | Inventory Item | 1 |  |  |  | No | Racking | Soligent De-listing | 0
270-0715 | 270-0715 |  |  | UniRac, RapidFoot Concealor Screw DP1 - 6", Qty. 1, 030015C | Inventory Item | 0.22 |  |  |  | No | Racking | Vendor De-listing | 0
270-0716 | 270-0716 |  |  | UniRac, RapidFoot Concealor Screw DP1 - 7", Qty. 1, 030017C | Inventory Item | 0.8 |  |  |  | No | Racking | Vendor De-listing | 0
270-0717 | 270-0717 |  |  | UniRac, RapidFoot Concealor Screw DP4 - 1-3/8", Qty. 1, 030009C | Inventory Item | 1 |  |  |  | No | Racking | Soligent De-listing | 0
270-0718 | 270-0718 |  |  | UniRac, RapidFoot Concealor Screw DP4 - 2-3/4", Qty. 1, 030006C | Inventory Item | 1 |  |  |  | No | Racking | Soligent De-listing | 0
270-0719 | 270-0719 |  |  | UniRac, RapidFoot Concealor Screw DP4 - 3-3/4", Qty. 1, 030008C | Inventory Item | 1 |  |  |  | No | Racking | Soligent De-listing | 0
270-0720 | 270-0720 |  |  | UniRac, RapidFoot Concealor Screw DP4 - 4-3/4", Qty. 1, 030012C | Inventory Item | 1 |  |  |  | No | Racking | Soligent De-listing | 0
270-0721 | 270-0721 |  |  | UniRac, RapidFoot Concealor Screw DP4 - 5-3/4", Qty. 1, 030014C | Inventory Item | 0.82 |  |  |  | No | Racking | Vendor De-listing | 0
270-0722 | 270-0722 |  |  | UniRac, RapidFoot Concealor Screw DP4 - 6-3/4", Qty. 1, 030016C | Inventory Item | 1 |  |  |  | No | Racking | Soligent De-listing | 0
270-0723 | 270-0723 |  |  | QuickMount, Flashing, for Low Slope Roof mounts, Aluminum, 17" x 17" x 4", Mill Finish, QBASE, Qty. 1, QMLSF-17x4 A 1 | Inventory Item | 17.36 |  |  |  | No | Racking | Vendor De-listing | 16.3
270-0724 | 270-0724 |  |  | QuickMount, Flashing, for Low Slope Roof mounts, Aluminum, 17" x 17" x 8", for built- up asphalt & tar roof, Mill Finish, QBASE, Qty. 1, QMLSF-17x8 A 1 | Inventory Item | 52 |  |  |  | No | Racking | Soligent De-listing | 0
270-0725 : 270-0725 : 270-0725 : 270-0725_U | 270-0725 : 270-0725 : 270-0725_U |  |  | QuickMount, Flashing, Composition Mounts, 12" x 12", 3 1/4" post + 1/2" Q-Base, Mill Finish, Qty. 1, QMNC-A-12 | Inventory Item | 22.46 |  |  |  | No | Racking | Shippable | 21.2
270-0726 | 270-0726 |  |  | QuickMount, Flashing, New Roof Composition Mounts, 12" x 12", Bronze, QBASE, Qty. 1, QMNC B 1 | Inventory Item | 77 |  |  |  | No | Racking | Soligent De-listing | 0
270-0727 | 270-0727 |  |  | QuickMount, OntFIT, Flashing, Classic Composition Mounts, 12" x 12", Mill Finish, Qty. 1, 0800 QMSC A 1 OntFIT | Inventory Item | 33 |  |  |  | No | Racking | Soligent De-listing | 0
270-0729 | 270-0729 |  |  | ProSolar, EZ Speed Drill bit, 1/2" hole, Unibit #10, for Support Rail locking hole Qty. 1, A-UNIBIT | Inventory Item | 27.21 |  |  |  | No | Racking | Soligent De-listing | 25.05
270-0730 | 270-0730 |  |  | Oatey, Flashing, 1.5" to 3" dia, 12.75" x 9.75" Aluminum base , AURORA NO-CALK SOLAR FLASHINGS, Clear, Qty. 1, 12804 | Inventory Item | 1.77 |  |  |  | No | Racking | Soligent De-listing | 0
270-0731 | 270-0731 |  |  | QuickMount, Flashing, UPDATED Flat Tile Mounts, 12" x 17", with aluminum primary flashing, Mill Finish, QBASE, Qty. 1, QMFTM A 1-updated | Inventory Item | 63.99 |  |  |  | No | Racking | Vendor De-listing | 0
270-0732 | 270-0732 |  |  | QuickMount, Flashing, UPDATED Flat Tile Mounts, 12" x 17", with aluminum primary flashing, Bronze, QBASE, Qty. 1, QMFTM B 1 | Inventory Item | 106 |  |  |  | No | Racking | Soligent De-listing | 0
270-0734 | 270-0734 |  |  | Oatey, Flashing, 1.5" to 3" dia, 9.5" x 12.5" Galvanized base , AURORA NO-CALK SOLAR FLASHINGS, Clear, Qty. 1, 12803 | Inventory Item | 16.99 |  |  |  | No | Racking | Soligent De-listing | 0
270-0736 | 270-0736 |  |  | Oatey, SideFlash, 0.5" to 2.5" dia, 8" x 8.5" Aluminum base, Clear, Qty. 1, 12805 | Inventory Item | 1.22 |  |  |  | No | Racking | Soligent De-listing | 0
270-0737 | 270-0737 |  |  | Oatey, SideFlash, 3" to 6" dia, 12" x 12.5" Plastic base, Clear, Qty. 1, 12806 | Inventory Item | 11 |  |  |  | No | Racking | Soligent De-listing | 0
270-0739 | 270-0739 |  |  | Zep Solar, ZSIII, Tool Adapter Set, Qty. 1 set, 850-1205-001 | Inventory Item | 30 |  |  |  | No | Racking | Vendor De-listing | 0
270-0740 | 270-0740 |  |  | IronRidge, Mounting Kit for Microinverters (Enphase), includes two 1/4" x 3/4" SS hex bolts and nuts, Qty. 1, 29-5003-005 | Inventory Item | 1.4 |  |  |  | No | Racking | Vendor De-listing | 0.71
270-0741 | 270-0741 |  |  | UniRac, Replacement part, 1/4" X 1" Stainless Steel HEX HEAD BOLT & 1/4" Stainless Steel FLANGE NUT, (for #210-0419 SolarMount Two-tier Junction Plate UR P/N32120), 999007-040 | Inventory Item | 0.95 |  |  |  | No | Racking | Vendor De-listing | 0
270-0742 | 270-0742 |  |  | IronRidge, Demo Kit, 80-0000-000 | Inventory Item | 197 |  |  |  | No | Racking | Soligent De-listing | 0
270-0744 | 270-0744 |  |  | IronRidge, 2.5" T-Bolt ONLY, for F-G-K Mid Clamp, Qty. 1, 23-25TB-250 | Inventory Item | 3 |  |  |  | No | Racking | Vendor De-listing | 0
270-0745 | 270-0745 |  |  | EcoFasten, SimpleSeal, L Bracket, 3" tall, for corrugated metal roof, includes Simple Seal bushing, bonded washer, 3/8-16 x 1-1/4" bolt & flange nut, Mill Finish, Qty. 1, SIM-L-102-3 | Inventory Item | 12.77 |  |  |  | No | Racking | Vendor De-listing | 0
270-0746 : 270-0746 : 270-0746 : 270-0746_U | 270-0746 : 270-0746 : 270-0746_U |  |  | QuickMount, Flashing, New Roof Shake and Slate Mounts, 18" x 18", with 3.25" post/ net 3.75, Mill Finish, QBASE, Qty. 1, QMNS-A-12 | Inventory Item | 32.64 |  |  |  | No | Racking | Shippable | 30.8
270-0747 | 270-0747 |  |  | QuickMount, Flashing, New Roof Shake and Slate Mounts, 18" x 18", with 3.25" post/ net 3.75, Bronze, QBASE, Qty. 1, QMNS B 1 | Inventory Item | 98 |  |  |  | No | Racking | Soligent De-listing | 0
270-0748 : 270-0748 : 270-0748 : 270-0748_U | 270-0748 : 270-0748 : 270-0748_U |  |  | ProSolar, Aluminum FastJack Flashing and Collar for All sizes FastJack E-Series, Black, Qty. 1, FJE-Flash-1 | Inventory Item | 5.22 |  |  |  | No | Racking | Shippable | 4.93
270-0750 | 270-0750 |  |  | UniRac, SunFrame Cap Strip Screws, 3/4", use with, Dark, Qty. 1, 209000D | Inventory Item | 0.55 |  |  |  | No | Racking | Vendor De-listing | 0
270-0754 | 270-0754 |  |  | UniRac, Flat Washer, 5/16", Clear, SS, 030020C | Inventory Item | 0.17 |  |  |  | No | Racking | Vendor De-listing | 0
270-0755 | 270-0755 |  |  | EcoFasten, SimpleSeal, L Bracket, 3" tall, for corrugated metal roof, includes Simple Seal bushing, bonded washer, 3/8-16 x 1-1/4" bolt & flange nut, Black Finish, Qty. 1, SIM-L-102-3-BLK | Inventory Item | 14 |  |  |  | No | Racking | Vendor De-listing | 0
270-0757 | 270-0757 |  |  | EcoFasten, QuikFoot, Flashing, 8" x 12", includes one EPDM flat washer, Matte Black, QFL-BLK-0812 | Inventory Item | 11 |  |  |  | No | Racking | Soligent De-listing | 0
270-0758 | 270-0758 |  |  | EcoFasten, QuikFoot, Base Plate, includes one 3/8" ID bonded washer & hex nut, Qty. 1, QF-L | Inventory Item | 12 |  |  |  | No | Racking | Soligent De-listing | 0
270-0759 | 270-0759 |  |  | S-5!, Snow retention mounting, SnoClip II | Inventory Item | 7 |  |  |  | No | Racking | Soligent De-listing | 0
270-0760 | 270-0760 |  |  | S-5!, Snow retention mounting, SnoPost - SS | Inventory Item | 11 |  |  |  | No | Racking | Soligent De-listing | 0
270-0761 | 270-0761 |  |  | S-5!, Snow retention mounting, Aluminum Coupling | Inventory Item | 3 |  |  |  | No | Racking | Soligent De-listing | 0
270-0762 | 270-0762 |  |  | S-5!, Snow retention mounting, uses 8/32 set screw to prevent lateral movement, SnoPost E | Inventory Item | 13 |  |  |  | No | Racking | Soligent De-listing | 0
270-0764 | 270-0764 |  |  | S-5!, Snow retention mounting, SnoClip III | Inventory Item | 8 |  |  |  | No | Racking | Soligent De-listing | 0
270-0765 | 270-0765 |  |  | S-5!, Snow retention mounting, VersaClip | Inventory Item | 6 |  |  |  | No | Racking | Soligent De-listing | 0
270-0766 | 270-0766 |  |  | S-5!, Snow retention mounting, Colorguard UnPunched | Inventory Item | 43 |  |  |  | No | Racking | Soligent De-listing | 0
270-0767 | 270-0767 |  |  | S-5!, Snow retention mounting, VersaClip 12" | Inventory Item | 11 |  |  |  | No | Racking | Soligent De-listing | 0
270-0768 | 270-0768 |  |  | S-5!, Snow retention mounting, Colorguard Punched | Inventory Item | 31 |  |  |  | No | Racking | Soligent De-listing | 0
270-0770 | 270-0770 |  |  | QuickMount, Flashing with Flat Tile Hook, Mill Finish, QHOOK, Qty. 1, QMFTH A 1 | Inventory Item | 40 |  |  |  | No | Racking | Vendor De-listing | 0
270-0771 | 270-0771 |  |  | QuickMount, Flashing with Flat Tile Hook, Bronze, Qty. 1, QMFTH B 1 | Inventory Item | 0 |  |  |  | No | Racking | Vendor De-listing | 0
270-0772 | 270-0772 |  |  | QuickMount, Flashing with Flat Tile Hook, Clear Finish, Qty. 1, QMFTH C 1 | Inventory Item | 0 |  |  |  | No | Racking | Vendor De-listing | 0
270-0773 | 270-0773 |  |  | QuickMount, Flashing with Curved Tile Hook, Mill Finish, QHOOK, Qty. 1, QMHSS A 1 | Inventory Item | 10.19 |  |  |  | No | Racking | Vendor De-listing | 9.36
270-0773 : 270-0773 : 270-0773_U | 270-0773 : 270-0773_U |  |  | QuickMount, Flashing with Curved Tile Hook, Mill Finish, QHOOK, Qty. 1, QMHSS A 1 | Inventory Item | 10.19 |  |  |  | No | Racking | Vendor De-listing | 9.36
270-0774 | 270-0774 |  |  | QuickMount, Flashing with Curved Tile Hook, Clear Finish, Qty. 1, QMCTH C 1 | Inventory Item | 0 |  |  |  | No | Racking | Vendor De-listing | 0
270-0775 | 270-0775 |  |  | QuickMount, Flashing with Curved Tile Hook, Bronze, Qty. 1, QMCTH B 1 | Inventory Item | 0 |  |  |  | No | Racking | Vendor De-listing | 0
270-0776 : 270-0776 : 270-0776 : 270-0776_U | 270-0776 : 270-0776 : 270-0776_U |  |  | QuickMount, Flashing, Conduit Penetration Flashings, Mill Finish, CONDUIT, Qty. 1, QMCPC-A-12 | Inventory Item | 11.88 |  |  |  | No | Racking | Shippable | 11.21
270-0777 | 270-0777 |  |  | QuickMount, Flashing, Conduit Penetration Flashings, Bronze, Qty. 1, QMCPC B 1 | Inventory Item | 0 |  |  |  | No | Racking | Vendor De-listing | 0
270-0778_U | 270-0778_U |  |  | Quickmount, Flashing, Base Standard Flat Tile Mount, with 4.5" post, 18" x 18", Mill Finish, QBASE, Qty. 1, QMSFT A 1 | Inventory Item | 20.53 |  |  |  | No | Racking | Vendor De-listing | 18.86
270-0779 | 270-0779 |  |  | QuickMount, Flashing, Classic Composition Mounts, 12" x 12", Mill Finish, Qty. 4, QMSC A 4 | Inventory Item | 0 |  |  |  | No | Racking | Soligent De-listing | 0
270-0780 | 270-0780 |  |  | Quickmount, Flashing, Universal Tile Mounts, 18" x 18", Mill Finish, Qty. 4, QMUTM A 4 | Inventory Item | 0 |  |  |  | No | Racking | Soligent De-listing | 0
270-0781 | 270-0781 |  |  | QuickMount, Flashing, New Roof Composition Mounts, 12" x 12", Mill Finish, Qty. 4, QMNC A 4 | Inventory Item | 0 |  |  |  | No | Racking | Soligent De-listing | 0
270-0782 | 270-0782 |  |  | Zep Solar, GRIP for attaching Array Skirt, Qty. 1, 850-1421-001 | Inventory Item | 4 |  |  |  | No | Racking | Soligent De-listing | 0
270-0784 | 270-0784 |  |  | EcoFasten, SimpleSeal, 1" x 3" Aluminum Bracket w/ Center Lift, 2 CS Fastener Holes & One 3/8" - 16 Stud, SIM-Support | Inventory Item | 0 |  |  |  | No | Racking | Soligent De-listing | 0
270-0785 | 270-0785 |  |  | EcoFasten, Eco-65, Flashing, 10" x 10", for built-up roofs, Galvalume Finish, Qty. 1, EFL-GAL-1010 | Inventory Item | 9 |  |  |  | No | Racking | Soligent De-listing | 0
270-0786 | 270-0786 |  |  | EcoFasten, Compression Bracket Adaptor Plate, Slotted, CP 2" x 2" square with one hole, use for GF1/QF/SimpleSeal, Mill Finish, Qty. 1,CP-SQ-Slotted | Inventory Item | 2.19 |  |  |  | No | Racking | Vendor De-listing | 2.01
270-0787 | 270-0787 |  |  | S-5!, Replacement, Set screw, 3/8-24 X .80”, Qty. 1 bag of 50, 0.80 Round Point Setscrew | Inventory Item | 13.91 |  |  |  | No | Racking | Vendor De-listing | 12.8
270-0788 | 270-0788 |  |  | ProSolar, FastJack Shim, 0.20" tall, aluminum, includes (20) 3/8" x 1-1/4"SS bolts (used for 2-4 shims), Qty. 1 pkg of 100 shims, A-SHIM-100 | Inventory Item | 26.33 |  |  |  | No | Racking | Shippable | 26
270-0789 | 270-0789 |  |  | ProSolar, FastJack, Shim Bolt, 3/8" x 1-1/4", Stainless Steel, Qty. 1 pkg of 50 bolts, A-SHIM-BOLT-50 | Inventory Item | 29 |  |  |  | No | Racking | Vendor De-listing | 0
270-0790 | 270-0790 |  |  | ProSolar, RoofTrac Installer tool, Qty. 1, A-RoofTrac 2 in 1 tool | Inventory Item | 21 |  |  |  | No | Racking | Vendor De-listing | 0
270-0791 | 270-0791 |  |  | IronRidge, Flashing, Flashfoot kit with L-foot and hardware, Mill Finish, Qty. 1 box of 6 flashings, RF-FLSH-001 | Inventory Item | 139 |  |  |  | No | Racking | Vendor De-listing | 0
270-0792 | 270-0792 |  |  | IronRidge, Flashing, Flashfoot kit with L-foot and hardware, Black, Qty. 1 box of 6 flashings, RF-FLSH-001B | Inventory Item | 152 |  |  |  | No | Racking | Vendor De-listing | 0
270-0793 | 270-0793 |  |  | EcoFasten, Z Bracket, 2.75" tall with one Counter Sunk Hole at bottom and One Slotted 3/8” Hole in the top, for GF1/QF, Mill finish, Qty. 1, Z-101 | Inventory Item | 13 |  |  |  | No | Racking | Soligent De-listing | 0
270-0794 | 270-0794 |  |  | QuickMount, Flashing, Standard Flat tile Mounts, 18" x 18", with 4.5" post/ net 5", Bronze Finish, QBASE, Qty. 1, QMSFT B 1 | Inventory Item | 98 |  |  |  | No | Racking | Soligent De-listing | 0
270-0795 | 270-0795 |  |  | IronRidge, Duplicate item, Re-use item number | Inventory Item | 0 |  |  |  | No | Racking | Soligent De-listing | 0
270-0796 | 270-0796 |  |  | IronRidge, Duplicate Item, Re-use item number | Inventory Item | 0 |  |  |  | No | Racking | Soligent De-listing | 0
270-0797 | 270-0797 |  |  | IronRidge, 4pcs, Slotted L-Foot, Mill, Qty. 4, RS-LFT-001 | Inventory Item | 19 |  |  |  | No | Racking | Vendor De-listing | 0
270-0798 | 270-0798 |  |  | IronRidge, 4pcs, Slotted L-Foot, Black, Qty. 4, RS-LFT-001B | Inventory Item | 21 |  | -999 |  | No | Racking | Vendor De-listing | 0
270-0799 | 270-0799 |  |  | IronRidge, Grounding Lug with 1/4" T-Bolt and nut, bag of 2, RS-GDLG-002 | Inventory Item | 15 |  |  |  | No | Racking | Vendor De-listing | 0
270-0800 | 270-0800 |  |  | IronRidge, Mounting Kit for Microinverters & optimizers, includes two 1/4" x 3/4" SS T-Bolt and hardware, Qty. 1, 29-50TB-005 | Inventory Item | 3.43 |  |  |  | No | Racking | Vendor De-listing | 0
270-0802 | 270-0802 |  |  | ProSolar, Custom Quote, Enter Quote Number and Custom Price | Non-inventory Item | 0 |  |  |  | No | Racking | Shippable | 0
270-0803 | 270-0803 |  |  | Quickmount,Comp Shingle PV Mount, QMSC A 12 | Inventory Item | 395 |  |  |  | No | Racking | Soligent De-listing | 0
270-0804 | 270-0804 |  |  | Quick Mount PV, Custom Quote, Enter Quote Number and Custom Price | Non-inventory Item | 0 |  |  |  | No | Racking | Soligent De-listing | 0
270-0805 | 270-0805 |  |  | MSI, 3/16" x 3" screws for roof hook to rafter Singles, 806-0072 | Inventory Item | 0.4 |  |  |  | No | Racking | Soligent De-listing | 0
270-0806 | 270-0806 |  |  | MSI, Microinverter Attachment, T-Bolt w/Nut, Singles, 712-0147 | Inventory Item | 0.75 |  |  |  | No | Racking | Vendor De-listing | 0
270-0807 | 270-0807 |  |  | MSI, EPDM strips, 40x20x1, 100 pack, 720-0809 | Inventory Item | 52 |  |  |  | No | Racking | Soligent De-listing | 0
270-0808 | 270-0808 |  |  | MSI, Self-tap mount screws, 100 pack, 720-0520 | Inventory Item | 110 |  |  |  | No | Racking | Soligent De-listing | 0
270-0809 | 270-0809 |  |  | MSI, Custom Quote, #SQ14MSU10392 | Inventory Item | 0 |  |  |  | No | Racking | Soligent De-listing | 0
270-0810 | 270-0810 |  |  | MSI, Hanger Bolt, M10x200 w/seal, SINGLES, 806-0055 | Inventory Item | 4 |  |  |  | No | Racking | Soligent De-listing | 0
270-0811 | 270-0811 |  |  | MSI, Custom Quote, #SQ14MSU10376 | Inventory Item | 0 |  |  |  | No | Racking | Soligent De-listing | 0
270-0812 | 270-0812 |  |  | MSI, Conergy Quickstone for SunTop Singles | Inventory Item | 0 |  |  |  | No | Racking | Soligent De-listing | 0
270-0813 | 270-0813 |  |  | MSI, Custom Quote, #SQ14MSU10211 | Inventory Item | 0 |  |  |  | No | Racking | Soligent De-listing | 0
270-0814 | 270-0814 |  |  | MSI, Tau+ Side Clip w/EPDM | Inventory Item | 1 |  |  |  | No | Racking | Soligent De-listing | 0
270-0815 | 270-0815 |  |  | MSI, Self-Tapping JT3-2-6x25-E16/2 A2 w/EPDM | Inventory Item | 1 |  |  |  | No | Racking | Soligent De-listing | 0
270-0816 | 270-0816 |  |  | MSI, EPDM 40x20x1 | Inventory Item | 1 |  |  |  | No | Racking | Soligent De-listing | 0
270-0817 | 270-0817 |  |  | MSI, MEC CS RH 46mm | Inventory Item | 2 |  |  |  | No | Racking | Soligent De-listing | 0
270-0818 | 270-0818 |  |  | MSI, Tau+ 20' Rail | Inventory Item | 72 |  |  |  | No | Racking | Soligent De-listing | 0
270-0819 | 270-0819 |  |  | MSI, Tau+ Bonded Splice | Inventory Item | 5 |  |  |  | No | Racking | Soligent De-listing | 0
270-0820 | 270-0820 |  |  | QuickMount, Hardware Kit, 5/16", Post to Rack, 18-8 SS, COMPONENT, Qty. 1, QMC-P2R SS 1 | Inventory Item | 2.02 |  |  |  | No | Racking | Vendor De-listing | 0
270-0821 | 270-0821 |  |  | QuickMount, Hardware Kit, 5/16" X 3", Lag Screws, Zinc, COMPONENT, Qty. 1, QMC-LS Z 1 | Inventory Item | 1 |  |  |  | No | Racking | Soligent De-listing | 0
270-0822 : 270-0822 : 270-0822 : 270-0822_U | 270-0822 : 270-0822 : 270-0822_U |  |  | QuickMount, Counter Flashing, 1-1/4" ID, EPDM, COMPONENT, Qty. 1, QMC-QC1.25 R 1 | Inventory Item | 1.57 |  |  |  | No | Racking | Shippable | 1.44
270-0823 | 270-0823 |  |  | QuickMount, Quick Rack, Base Mount Assembly, 9" X 12", Mill Finish, Qty. 1 Box of 6, QMQR-BM A 6 | Inventory Item | 88 |  |  |  | No | Racking | Vendor De-listing | 0
270-0824 | 270-0824 |  |  | QuickMount, Quick Rack, Clamp Assembly 8" , 40mm, Bronze, Qty. 1 Box of 6, QMQR-CP40.8 B 6 | Inventory Item | 41.09 |  |  |  | No | Racking | Soligent De-listing | 38.57
270-0825 | 270-0825 |  |  | QuickMount, Quick Rack, Clamp Assembly 8" , 35mm, Bronze, Qty. 1 Box of 6, QMQR-CP35.8 B 6 | Inventory Item | 63 |  |  |  | No | Racking | Vendor De-listing | 0
270-0826 | 270-0826 |  |  | QuickMount, Quick Rack, Clamp Assembly 2" , 40mm, Bronze, Qty. 1 Box of 24, QMQR-CP40.2 B 24 | Inventory Item | 101.07 |  |  |  | No | Racking | Soligent De-listing | 92.82
270-0827 | 270-0827 |  |  | QuickMount, Quick Rack, Clamp Assembly 2" , 35mm, Bronze, Qty. 1 Box of 24, QMQR-CP35.2 B 24 | Inventory Item | 151.6 |  |  |  | No | Racking | Vendor De-listing | 0
270-0828 | 270-0828 |  |  | QuickMount, Quick Rack, Landscape Skirt, 65.8", Bronze, Qty. 1 Box of 4, QMQR-SL 65.8 B 4 | Inventory Item | 79.13 |  |  |  | No | Racking | Soligent De-listing | 74.29
270-0829 : 270-0829 : 270-0829_U | 270-0829 : 270-0829_U |  |  | QuickMount, Quick Rack, Skirt End Cap pair, includes hardware, Bronze, Qty. 1 Pair, QMQR-SC B 1 | Inventory Item | 6.29 |  |  |  | No | Racking | Vendor De-listing | 5.91
270-0830 | 270-0830 |  |  | QuickMount, Quick Rack, Hardware Kit, 5/16" X 5-1/8", GRK Lag Screws, Steel, Climatek Coating, Qty. 1, QMC-LS CLIMATEK 1 | Inventory Item | 3 |  |  |  | No | Racking | Soligent De-listing | 0
270-0831 | 270-0831 |  |  | QuickMount, Quick Rack, Enphase Bracket Assembly, 40mm, Flat, Lid, Qty. 1, QMQR-EF40 B 1 | Inventory Item | 26 |  |  |  | No | Racking | Vendor De-listing | 0
270-0832 | 270-0832 |  |  | MSI, Microinverter Attachment, for Groundmount Rail Pi85 system, M8x25mm bolt, washer, and quickstone, 712-0021 | Inventory Item | 1.49 |  |  |  | No | Racking | Soligent De-listing | 0
270-0833 : 270-0833 : 270-0833 : 270-0833_U | 270-0833 : 270-0833 : 270-0833_U |  |  | UniRac, SolarMount Integrated Bonding, T-Bolt & Nut, 1/4"X2.00", Dark SS, Qty. 1, 330050D | Inventory Item | 1.3 |  |  |  | No | Racking | Shippable | 1.2
270-0834 : 270-0834 : 270-0834 : 270-0834_U | 270-0834 : 270-0834 : 270-0834_U |  |  | UniRac, SolarMount Integrated Bonding, T-Bolt & Nut, 1/4"X2.00", Clear SS, Qty. 1, 330050S | Inventory Item | 1.12 |  |  |  | No | Racking | Shippable | 1.03
270-0835 | 270-0835 |  |  | UniRac, SolarMount Integrated Bonding, T-Bolt & Nut, 1/4"X2.25", Dark SS, Qty. 1, 330051D | Inventory Item | 1.5 |  |  |  | No | Racking | Vendor De-listing | 1.29
270-0836 | 270-0836 |  |  | UniRac, SolarMount Integrated Bonding, T-Bolt & Nut, 1/4"X2.25", Clear SS, Qty. 1, 330051S | Inventory Item | 1.49 |  |  |  | No | Racking | Soligent De-listing | 0
270-0837 | 270-0837 |  |  | UniRac, SolarMount Integrated Bonding, T-Bolt & Nut, 1/4"X2.50", Dark SS, Qty. 1, 330052D | Inventory Item | 1.64 |  |  |  | No | Racking | Vendor De-listing | 0.84
270-0838 : 270-0838 : 270-0838 : 270-0838_U | 270-0838 : 270-0838 : 270-0838_U |  |  | UniRac, SolarMount Integrated Bonding, T-Bolt & Nut, 1/4"X2.50", Clear SS, Qty. 1, 330052S | Inventory Item | 1.3 |  |  |  | No | Racking | Shippable | 1.2
270-0839 | 270-0839 |  |  | UniRac, SolarMount Integrated Bonding, Micro Mount, T-Bolt, 1/4"X1", Clear SS, neoprene washer not needed, Qty. 1, 008011S | Inventory Item | 1.74 |  |  |  | No | Racking | Vendor De-listing | 0
270-0840 | 270-0840 |  |  | UniRac, SolarMount Integrated Bonding, Splice TEK Screw, #12-14 X3/4", SS, Qty. 1, 009010S | Inventory Item | 0.48 |  |  |  | No | Racking | Vendor De-listing | 0.44
270-0840 : 270-0840 : 270-0840 : 270-0840_U | 270-0840 : 270-0840 : 270-0840_U |  |  | UniRac, SolarMount Integrated Bonding, Splice TEK Screw, #12-14 X3/4", SS, Qty. 1, 009010S | Inventory Item | 0.51 |  |  |  | No | Racking | Shippable | 0.47
270-0841 : 270-0841 : 270-0841 : 270-0841_U | 270-0841 : 270-0841 : 270-0841_U |  |  | UniRac, SolarMount Integrated Bonding, T-Bolt & Nut, 3/8" X 3/4", Clear SS, Qty. 1, 009020S | Inventory Item | 0.88 |  |  |  | No | Racking | Shippable | 0.81
270-0842 | 270-0842 |  |  | QuickMount, Seamless Sub-Flashing, 9" x 9", Mill Finish, Qty. 1, QMC-F9X9-A-1 | Inventory Item | 6.23 |  |  |  | No | Racking | Shippable | 5.73
270-0842 : 270-0842 : 270-0842 : 270-0842_U | 270-0842 : 270-0842 : 270-0842_U |  |  | QuickMount, Seamless Sub-Flashing, 9" x 9", Mill Finish, Qty. 1, QMC-F9X9-A-1 | Inventory Item | 7.03 |  |  |  | No | Racking | Shippable | 6.48
270-0843 | 270-0843 |  |  | ProSolar, Custom Mid and End clamps with no hardware, CUSTOM one-time use | Inventory Item | 17110 |  |  |  | No | Racking | Soligent De-listing | 0
270-0844 | 270-0844 |  |  | QuickMount, Quick Hook LS, Low Height Hook for Side Mounted Rails, Mill Finish, QHOOK, Qty. 1, QMHLS A 1 | Inventory Item | 18.34 |  |  |  | No | Racking | Vendor De-listing | 9.36
270-0845 | 270-0845 |  |  | QuickMount, Quick Hook SS, Standard Height Hook for Side Mounted Rails, Mill Finish, QHOOK, Qty. 1, QMHSS A 1 | Inventory Item | 43 |  |  |  | No | Racking | Soligent De-listing | 0
270-0846 : 270-0846 : 270-0846_U | 270-0846 : 270-0846_U |  |  | QuickMount, Quick Rack, Grounding Lug Assembly, Qty. 1, QMQR-GL A 1 | Inventory Item | 3.93 |  |  |  | No | Racking | Vendor De-listing | 3.61
270-0847 | 270-0847 |  |  | QuickMount, Seamless Sub-Flashing, 12" x 12", Mill Finish, Qty. 1, QMC-F12X12-A-1 | Inventory Item | 9.56 |  |  |  | No | Racking | Vendor De-listing | 9.02
270-0848 | 270-0848 |  |  | ProSolar, front skirt, 4-1/2” tall, 84” long, 3” minimum clearance from bottom of module to roof, Black, Qty. 1, A-FS450-84 | Inventory Item | 43 |  |  |  | No | Racking | Vendor De-listing | 0
270-0849 : 270-0849 : 270-0849 : 270-0849_U | 270-0849 : 270-0849 : 270-0849_U |  |  | ProSolar, front skirt, 2-3/4” tall, 84” long, 1-1/2” minimum clearance from bottom of module to roof, Black, Qty. 1, A-FS275-84 | Inventory Item | 26 |  |  |  | No | Racking | Shippable | 25.67
270-0850 : 270-0850 : 270-0850 : 270-0850_U | 270-0850 : 270-0850 : 270-0850_U |  |  | ProSolar, front skirt bracket, single, (1) 5/16” x 3/8” SS set screw, (1) 5/16” x 1” SS set screw, 2 per module, Black, Qty. 1, A-FSB-SINGLE-1 | Inventory Item | 3.16 |  |  |  | No | Racking | Shippable | 3.13
270-0851 : 270-0851 : 270-0851 : 270-0851_U | 270-0851 : 270-0851 : 270-0851_U |  |  | ProSolar, front skirt bracket, double (used at joint between two skirts), (1) 5/16” x 3/8” SS set screw, (1) 5/16” x 1” SS set screw, Black, Qty. 1, A-FSB-DOUBLE-1 | Inventory Item | 4.95 |  |  |  | No | Racking | Shippable | 4.89
270-0854 | 270-0854 |  |  | QuickMount, Post, 1-1/4" OD X 4", Mill finish, COMPONENT, Qty. 1, QMC-SP4 A 1 | Inventory Item | 3.98 |  |  |  | No | Racking | Vendor De-listing | 0
270-0855 | 270-0855 |  |  | QuickMount, Counter Flashing, for Conduit Penetration Flashing, Compatible with ½", ¾", and 1" diameter conduit, EPDM, COMPONENT, Qty. 1, QMC-QCM R 1 | Inventory Item | 2.27 |  |  |  | No | Racking | Vendor De-listing | 0
270-0856 | 270-0856 |  |  | ProSolar, front skirt, 4-1/2” tall, 136” long, 3” minimum clearance from bottom of module to roof, Black, Qty. 1, A-FS450-136 | Inventory Item | 39.03 |  |  |  | No | Racking | Vendor De-listing | 0
270-0857 | 270-0857 |  |  | ProSolar, front skirt, 2-3/4” tall, 136” long, 1-1/2” minimum clearance from bottom of module to roof, Black, Qty. 1, A-FS275-136 | Inventory Item | 43.99 |  |  |  | No | Racking | Vendor De-listing | 0
270-0858 | 270-0858 |  |  | EcoFasten, Custom Quote, Enter Quote Number and Custom Price | Non-inventory Item | 0 |  |  |  | No | Racking | Shippable | 0
270-0859 | 270-0859 |  |  | MSI, Black end caps for 13/52 rail, set of 2, MSI-10052 | Inventory Item | 5.57 |  |  |  | No | Racking | Soligent De-listing | 0
270-0860 | 270-0860 |  |  | QuickMount, Post, 1-1/4" OD X 4-1/2", Mill finish, COMPONENT, Qty. 1, QMC-SP4.5 A 1 | Inventory Item | 4.2 |  |  |  | No | Racking | Vendor De-listing | 0
270-0861 | 270-0861 |  |  | QuickMount, Post, 1-1/4" OD X 11-1/2", Mill finish, COMPONENT, Qty. 1, QMC-SP11.5 A 1 | Inventory Item | 8.72 |  |  |  | No | Racking | Vendor De-listing | 0
270-0862 | 270-0862 |  |  | QuickMount, Post, 1-1/4" OD X 17-1/2", Mill finish, COMPONENT, Qty. 1, QMC-SP17.5 A 1 | Inventory Item | 11.1 |  |  |  | No | Racking | Vendor De-listing | 0
270-0863 | 270-0863 |  |  | EcoFasten, SimpleSeal, Bushing with bonded washer, Qty. 1, POLY KIT SIMPLE SEAL | Inventory Item | 1.22 |  |  |  | No | Racking | Vendor De-listing | 0
270-0864 | 270-0864 |  |  | QuickMount, Accessory Frame Mount Bracket, for Solaredge Series 5 Optimizer, 33mm module frame, racking agnostic, UL2703, Bronze finish, COMPONENT, Qty. 1, QMAFB-33 B 1 | Inventory Item | 5.72 |  |  |  | No | Racking | Vendor De-listing | 5.2
270-0865_U | 270-0865_U |  |  | QuickMount, Accessory Frame Mount Bracket, for Solaredge Series 5 Optimizer, 35mm module frame, racking agnostic, UL2703, Bronze finish, COMPONENT, Qty. 1, QMAFB-35 B 1 | Inventory Item | 5.6 |  |  |  | No | Racking | Vendor De-listing | 5.26
270-0866 | 270-0866 |  |  | QuickMount, Accessory Frame Mount Bracket, for Solaredge Series 5 Optimizer, 40mm module frame, racking agnostic, UL2703, Bronze finish, COMPONENT, Qty. 1, QMAFB-40 B 1 | Inventory Item | 14 |  |  |  | No | Racking | Vendor De-listing | 0
270-0867 | 270-0867 |  |  | ProSolar, Malco Turbo Shear Drill Accessory-Turbo Shear EZ cut in, #TSS1, 14.4V drill min, Qty. 1, A-MALCO | Inventory Item | 231.79 |  |  |  | No | Racking | Soligent De-listing | 213.41
270-0868 | 270-0868 |  |  | ProSolar, RoofTrac rail spreader, used to easily insert/remove clamps from rail, Qty. 1, A-Rooftrac rail spreader | Inventory Item | 10.07 |  |  |  | No | Racking | Shippable | 9.27
270-0869 | 270-0869 |  |  | QuickMount, Post, 1-1/4" OD X 6-1/2", Mill finish, COMPONENT, Qty. 1, QMC-SP6.5 A 1 | Inventory Item | 8.79 |  |  |  | No | Racking | Vendor De-listing | 0
270-0870 : 270-0870 : 270-0870 : 270-0870_U | 270-0870 : 270-0870 : 270-0870_U |  |  | QuickMount, Flashing, Conduit Penetration Flashings, for Tile, Mill Finish, Qty. 1, QMCPT-A-12 | Inventory Item | 19.96 |  |  |  | No | Racking | Shippable | 18.84
270-0871 | 270-0871 |  |  | QuickMount, Quick Rack, Clamp Assembly 2" , 33mm, Bronze, Qty. 1 Box of 24, QMQR-CP33.2 B 24 | Inventory Item | 98.87 |  |  |  | No | Racking | Soligent De-listing | 92.82
270-0872 | 270-0872 |  |  | QuickMount, Quick Rack, Clamp Assembly 8" , 33mm, Bronze, Qty. 1 Box of 6, QMQR-CP33.8 B 6 | Inventory Item | 63 |  |  |  | No | Racking | Vendor De-listing | 0
270-0873 : 270-0873 : 270-0873 : 270-0873 : 270-0873_U | 270-0873 : 270-0873 : 270-0873 : 270-0873_U |  |  | UniRac, SolarMount Integrated Bonding, Micro Mount, T-Bolt, 1/4"X 3/4", Clear SS, neoprene washer not needed, Qty. 1, 008013S | Inventory Item | 1 |  |  |  | No | Racking | Shippable | 0.92
270-0874 : 270-0874 : 270-0874_U | 270-0874 : 270-0874_U |  |  | QuickMount, Quick Hook SB, Standard Height Hook for Bottom Mounted Rails, Mill Finish, QHOOK, Qty. 1, QMHSB A 1 | Inventory Item | 11.37 |  |  |  | No | Racking | Vendor De-listing | 10.67
270-0875 | 270-0875 |  |  | QuickMount, Quick Hook LB, Low Height Hook For Bottom Mounted Rails, Mill Finish, QHOOK, Qty. 1, QMHLB A 1 | Inventory Item | 21.45 |  |  |  | No | Racking | Vendor De-listing | 0
270-0876 | 270-0876 |  |  | Anchor, Custom Quote, Enter Quote Number and Custom Price | Non-inventory Item | 0 |  |  |  | No | Racking | Soligent De-listing | 0
270-0877 : 270-0877 : 270-0877 : 270-0877_U | 270-0877 : 270-0877 : 270-0877_U |  |  | QuickBolt, All Tile Roof Hook, Side Mount Rails, for flat and Spanish tile, 6mm thickness, 8mm adjustable height, 140 mm wide base, 9mm x 18 mm mounting screw slots, 10mm x 46mm rail attachment slot, includes (2) 1/4 x 3" SS screws, Qty. 1, 17589(1) | Inventory Item | 8.85 |  |  |  | No | Racking | Shippable | 7.58
270-0878 : 270-0878 : 270-0878 : 270-0878_U | 270-0878 : 270-0878 : 270-0878_U |  |  | QuickBolt, All Tile Roof Hook, Bottom Mount Rails, for flat and Spanish tile, 6mm thickness, 9mm adjustable height, 140 mm wide base, 9mm x 18 mm mounting screw slots, 10mm x 38mm rail attachment slot, includes (2) 5/16 x 3" SS screws, Qty. 1, 17600(1) | Inventory Item | 15.52 |  |  |  | No | Racking | Shippable | 13.3
270-0882 | 270-0882 |  |  | Solar Roof Hook, Flashing, Wide Based Hook Flashing, Aluminum, 9" x 14", Qty. 1, 15893(1) | Inventory Item | 4.98 |  |  |  | No | Racking | Vendor De-listing | 0
270-0884 | 270-0884 |  |  | QuickMount, Quick Rack, Landscape Skirt, 66.7", Bronze, Qty. 1 Box of 4, QMQR-SL 66.7 B4 | Inventory Item | 79.13 |  |  |  | No | Racking | Soligent De-listing | 74.29
270-0885 : 270-0885 : 270-0885_U | 270-0885 : 270-0885_U |  |  | QuickMount, Quick Rack, Frame Mount Bracket, for Enphase M-Series, NOT for S-Series, 33mm module frame, racking agnostic, UL2703, Mill finish, COMPONENT, Qty. 1, QM-EFM-33 A 1 | Inventory Item | 4.89 |  |  |  | No | Racking | Vendor De-listing | 4.59
270-0886 : 270-0886 : 270-0886_U | 270-0886 : 270-0886_U |  |  | QuickMount, Quick Rack, Frame Mount Bracket, for Enphase M-Series, NOT for S-Series, 33mm module frame, racking agnostic, UL2703, Bronze finish, COMPONENT, Qty. 1, QM-EFM-33 B 1 | Inventory Item | 5.28 |  |  |  | No | Racking | Vendor De-listing | 4.8
270-0887 | 270-0887 |  |  | QuickMount, Accessory Frame Mount Bracket, for Solaredge Power Optimizer, 40mm module frame, racking agnostic, UL2703, Mill finish, COMPONENT, Qty. 1, QMAFB-40 A 1 | Inventory Item | 14 |  |  |  | No | Racking | Soligent De-listing | 0
270-0888 : 270-0888 : 270-0888_U | 270-0888 : 270-0888_U |  |  | QuickMount, Accessory Frame Mount Bracket, for Solaredge Power Optimizer, 35mm module frame, racking agnostic, UL2703, Mill finish, COMPONENT, Qty. 1, QMAFB-35 A 1 | Inventory Item | 5.27 |  |  |  | No | Racking | Vendor De-listing | 4.95
270-0889 : 270-0889 : 270-0889_U | 270-0889 : 270-0889_U |  |  | QuickMount, Accessory Frame Mount Bracket, for Solaredge Power Optimizer, 33mm module frame, racking agnostic, UL2703, Mill finish, COMPONENT, Qty. 1, QMAFB-33 A 1 | Inventory Item | 5.39 |  |  |  | No | Racking | Vendor De-listing | 4.9
270-0890 | 270-0890 |  |  | UniRac, Solarmount End Cap, for Light rail, UV Black, Qty. 1, 309002P | Inventory Item | 0.84 |  |  |  | No | Racking | Vendor De-listing | 0
270-0891 | 270-0891 |  |  | UniRac, Solarmount End Cap, for Standard rail, UV Black, Qty. 1, 309001P | Inventory Item | 0.86 |  |  |  | No | Racking | Vendor De-listing | 0
270-0893 | 270-0893 |  |  | IronRidge, Flashing, Flashfoot kit with L-foot and Bonding hardware, Black, UFO series, Qty. 1 box of 6 flashings, FM-FF1-002B | Inventory Item | 154 |  |  |  | No | Racking | Vendor De-listing | 0
270-0894 | 270-0894 |  |  | IronRidge, Mounting Kit for Microinverters & optimizers, includes two Bonding 1/4" x 3/4" SS T-Bolt and hardware, UFO series, Qty. 1 Kit, MI-BHW | Inventory Item | 1.84 |  |  |  | No | Racking | Vendor De-listing | 0
270-0895 | 270-0895 |  |  | UniRac, SolarMount Trim, 168", Black, (Must sell multiples of 8 so items can ship in original packaging), Qty. 1, 206072D-B | Inventory Item | 64.52 |  |  |  | No | Racking | Soligent De-listing | 63.72
270-0896 : 270-0896 : 270-0896 : 270-0896_U | 270-0896 : 270-0896 : 270-0896_U |  |  | ProSolar, End Cap, 1.5", UV resistant plastic, Black, Qty. 1, A-ENDCAP-1-B | Inventory Item | 0.57 |  |  |  | No | Racking | Shippable | 0.57
270-0897 : 270-0897 : 270-0897 : 270-0897_U | 270-0897 : 270-0897 : 270-0897_U |  |  | ProSolar, End Cap, 2.5", Deep Channel, UV resistant plastic, Black, Qty. 1, A-ENDCAPD-1-B | Inventory Item | 0.72 |  |  |  | No | Racking | Shippable | 0.71
270-0898 | 270-0898 |  |  | QuickMount, Base Mount, for use with Tile Replacement, Mill Finish, QBLOCK, Qty. 1, QMTR-BM-A-12 | Inventory Item | 14.37 |  |  |  | No | Racking | Soligent De-listing | 14.19
270-0899 : 270-0899 : 270-0899 : 270-0899_U | 270-0899 : 270-0899 : 270-0899_U |  |  | QuickMount, Flashing, Tile Replacement, Flat Tile, 3-1/4" Post, order with Base Mount #270-0898, Mill Finish, Qty. 1, QMTR-F3.25-A-12 | Inventory Item | 11.59 |  |  |  | No | Racking | Shippable | 10.94
270-0900 : 270-0900 : 270-0900 : 270-0900_U | 270-0900 : 270-0900 : 270-0900_U |  |  | QuickMount, Flashing, Tile Replacement, W-Tile, 4" Post, order with Base Mount #270-0898, Mill Finish, Qty. 1, QMTR-W4-A-12 | Inventory Item | 11.59 |  |  |  | No | Racking | Shippable | 10.94
270-0901 : 270-0901 : 270-0901 : 270-0901_U | 270-0901 : 270-0901 : 270-0901_U |  |  | QuickMount, Flashing, Tile Replacement, S-Tile, 3-1/4" Post, order with Base Mount #270-0898, Mill Finish, Qty. 1, QMTR-S3.25-A-12 | Inventory Item | 11.59 |  |  |  | No | Racking | Shippable | 10.94
270-0902 : 270-0902 : 270-0902 : 270-0902_U | 270-0902 : 270-0902 : 270-0902_U |  |  | QuickMount, Conduit Mount for Tile, Mill Finish, QBLOCK, Qty. 1, QMCMT-A-12 | Inventory Item | 6.65 |  |  |  | No | Racking | Shippable | 6.12
270-0903 | 270-0903 |  |  | QuickMount, Hardware Kit for Tile Replacement, includes 5/16" x 4"GRK RSS Lag Screw and Sealing Washer, QBLOCK, Qty. pack of 24,QMC-TRLS 24 | Inventory Item | 20.87 |  |  |  | No | Racking | Soligent De-listing | 19.59
270-0904 | 270-0904 |  |  | QuickMount, Hardware Kit, Serrated Flange Cap Screw, 5/16" x 1", Grade 8 Zinc, QBLOCK, Qty. pack of 12, QMC-G8SF 12 | Inventory Item | 3.26 |  |  |  | No | Racking | Soligent De-listing | 3.06
270-0905 | 270-0905 |  |  | QuickMount, Flashing, E-Mount, 9" x 12", with Lag bolt, Bronze, QBLOCK, Qty. 1, QMSE-LAG B 1 | Inventory Item | 11.07 |  |  |  | No | Racking | Vendor De-listing | 10.16
270-0905 : 270-0905 : 270-0905_U | 270-0905 : 270-0905_U |  |  | QuickMount, Flashing, E-Mount, 9" x 12", with Lag bolt, Bronze, QBLOCK, Qty. 1, QMSE-LAG B 1 | Inventory Item | 11.07 |  |  |  | No | Racking | Vendor De-listing | 10.16
270-0906 : 270-0906 : 270-0906 : 270-0906_U | 270-0906 : 270-0906 : 270-0906_U |  |  | ProSolar, End Cap, 1.5", UV resistant plastic, Clear, Qty. 1, A-ENDCAP-1 | Inventory Item | 0.57 |  |  |  | No | Racking | Shippable | 0.57
270-0907 : 270-0907 : 270-0907 : 270-0907_U | 270-0907 : 270-0907 : 270-0907_U |  |  | ProSolar, End Cap, 2.5", UV resistant plastic, Clear, Qty. 1, A-ENDCAPD-1 | Inventory Item | 0.72 |  |  |  | No | Racking | Shippable | 0.71
270-0908 : 270-0908 : 270-0908 : 270-0908_U | 270-0908 : 270-0908 : 270-0908_U |  |  | ProSolar, End Cap, 3", UV resistant plastic, Clear, Qty. 1, A-ENDCAPXD-1 | Inventory Item | 0.74 |  |  |  | No | Racking | Shippable | 0.73
270-0909 : 270-0909 : 270-0909 : 270-0909_U | 270-0909 : 270-0909 : 270-0909_U |  |  | ProSolar, End Cap, 3", Deep Channel, UV resistant plastic, Black, Qty. 1, A-ENDCAPXD-1B | Inventory Item | 0.74 |  |  |  | No | Racking | Shippable | 0.73
270-0910 | 270-0910 |  |  | S-5!, Breakdown Fee for Less than Box Quantity, $15.00 per box | Non-inventory Item | 15 |  |  |  | No | Racking | Shippable | 0
270-0911 | 270-0911 |  |  | ProSolar, EZ Rail Mark, Red Anodized, for marking drill points on RoofTrac rail, use with FastJack, A-FJ-EZ Rail Mark | Inventory Item | 9.93 |  |  |  | No | Racking | Soligent De-listing | 9.15
270-0912 | 270-0912 |  |  | ProSolar, EZ Rail Lock (FJ), Red Anodized, for locking RoofTrac rail in place while marking drill points, use with FastJack, A-FJ-EZ Rail Lock | Inventory Item | 26.49 |  |  |  | No | Racking | Soligent De-listing | 24.39
270-0913 | 270-0913 |  |  | ProSolar, EZ Rail Lock (TT), , Red Anodized, for locking RoofTrac rail in place while marking drill points, use with TileTrac, A-TT-EZ Rail Lock | Inventory Item | 21.19 |  |  |  | No | Racking | Soligent De-listing | 19.51
270-0914 | 270-0914 |  |  | ProSolar, EZ RT Install Kit, Red Anodized, includes: FastJack EZ Rail Lock/ FastJack EZ Rail Mark/ TileTrac EZ Rail Lock/ and RoofTrac Rail Spreader, A-RT Install Kit | Inventory Item | 67.81 |  |  |  | No | Racking | Soligent De-listing | 62.44
270-0915 | 270-0915 |  |  | IronRidge, Flashing, Flashfoot2 kit with Cap-foot, 9" x 12", includes: 5/16" x 4.75" SS Lag Bolt and EPDM washer, Mill, UFO series, Qty. 1 box of 4 flashings, FM-FF2-001 | Inventory Item | 58.88 |  |  |  | No | Racking | Vendor De-listing | 0
270-0916 | 270-0916 |  |  | IronRidge, Flashing, Flashfoot2 kit with Cap-foot, 9" x 12", includes: 5/16" x 4.75" SS Lag Bolt and EPDM washer, Black, UFO series, Qty. 1 box of 4 flashings, FM-FF2-001-B | Inventory Item | 66.24 |  |  |  | No | Racking | Soligent De-listing | 0
270-0918 | 270-0918 |  |  | Tamarack, Custom Quote, Enter Quote Number and Custom Price | Non-inventory Item | 0 |  |  |  | No | Racking | Soligent De-listing | 0
270-0922 | 270-0922 |  |  | UniRac, MicroRail, 40mm, Trimrail 66", Dark, Qty. 1, 240140B | Inventory Item | 77.99 |  |  |  | No | Racking | Vendor De-listing | 0
270-0924 | 270-0924 |  |  | UniRac, MicroRail, Trimrail Splice, Dark, Qty. 1, 240903D | Inventory Item | 8.99 |  |  |  | No | Racking | Vendor De-listing | 0
270-0925 | 270-0925 |  |  | UniRac, MicroRail, Trim Roof Attachment, includes: Roof attachment, T-bolt, Tri-drive nut, Dovetail Locks, Square Nut, Clamp Bolt, 3" Slider, Qty. 1 assembly, 240904D | Inventory Item | 10.22 |  |  |  | No | Racking | Vendor De-listing | 0
270-0926 | 270-0926 |  |  | UniRac, MicroRail, MLPE Mounting Assembly, for microinverters or optimizers, Qty. 1, 008014M | Inventory Item | 2.87 |  |  |  | No | Racking | Vendor De-listing | 0
270-0927 | 270-0927 |  |  | MSI, A+, Array Skirt, 39", Black, Qty. 1, 814-0515 | Inventory Item | 31.68 |  |  |  | No | Racking | Vendor De-listing | 0
270-0928 | 270-0928 |  |  | MSI, A+, Array Skirt, 66" ,Black, Qty. 1, 814-0511 | Inventory Item | 46.17 |  |  |  | No | Racking | Vendor De-listing | 0
270-0929 | 270-0929 |  |  | MSI, A+, Skirt Attachment Hardware Kit, (1 at each end of skirt, can share), Qty. 1, 712-0158 | Inventory Item | 22.99 |  |  |  | No | Racking | Soligent De-listing | 0
270-0930 | 270-0930 |  |  | Suncrest, BOLT: 3/8-16x3/4 HEX, STAINLESS STEEL, HDW-0010 | Inventory Item | 0 |  |  |  | No | Racking | Vendor De-listing | 0
270-0931 | 270-0931 |  |  | UniRac, MicroRail, 32mm, 3" Microrail, includes: 3" Base, 3" Cap, Socket-head cap screw, Bonding pin, Helix, Tower, 6.75" slider, Use with Raised Seal Flashing, 230332F | Inventory Item | 21.99 |  |  |  | No | Racking | Vendor De-listing | 0
270-0932 | 270-0932 |  |  | UniRac, MicroRail, 35mm, 3" Microrail, includes: 3" Base, 3" Cap, Socket-head cap screw, Bonding pin, Helix, Tower, 6.75" slider, Use with Raised Seal Flashing, 230335F | Inventory Item | 21.99 |  |  |  | No | Racking | Vendor De-listing | 0
270-0935 | 270-0935 |  |  | UniRac, MicroRail, 32mm, 9" Splice, includes: base, cap, (3) cap screws, and bonding pins, Use with Raised Seal Flashing, 230932F | Inventory Item | 14.51 |  |  |  | No | Racking | Vendor De-listing | 13.32
270-0941 : 270-0941 : 270-0941 : 270-0941_U | 270-0941 : 270-0941 : 270-0941_U |  |  | QuickMount, Accessory Frame Mount Bracket Universal, UL2703 for SolarEdge Optimizer, or Enphase IQ, module frame thickness and racking agnostic, Mill finish, Qty. 1, QMAFBU-A-25 | Inventory Item | 4.85 |  |  |  | No | Racking | Shippable | 4.46
270-0943 | 270-0943 |  |  | QuickMount, Q-Base Sub Kit with 5/16-18-8 SS Bolt, COMPONENT, Qty. 1, QMC-QBG8 | Inventory Item | 15.15 |  |  |  | No | Racking | Vendor De-listing | 0
270-0998 | 270-0998 |  |  | ProSolar, EZ Rail Lock, Used to lock RoofTrac® rail in place while marking drill points,for use with SolarWedge® Roof Attachments, Used in pairs, Qty.1, A-SW-EZ Rail Lock | Inventory Item | 10.07 |  |  |  | No | Racking | Shippable | 9.27
270-0999 : 270-0999 : 270-0999 : 270-0999_U | 270-0999 : 270-0999 : 270-0999_U |  |  | QuickBolt, Flashing, Wide Based Hook Flashing, Galvolume (Coated Steel), 9" x 14", Qty. 1, 15890 | Inventory Item | 3.96 |  |  |  | No | Racking | Shippable | 3.4
270-1000 : 270-1000 : 270-1000_U | 270-1000 : 270-1000_U |  |  | QuickMount, L-Mount, 9 X 12” Flashing with Single Slot L-Foot, 5/16 X 4-1/2” Structural Screw, (T-30 or ½” socket), and EDPM Washer, Mill Finish, Qty. 1, QMLM-ST-A | Inventory Item | 5.04 |  |  |  | No | Racking | Vendor De-listing | 4.73
270-1001 | 270-1001 |  |  | QuickMount, L-Mount, 9 X 12” Flashing with Single Slot L-Foot, 5/16 X 4-1/2” Structural Screw, (T-30 or ½” socket), and EDPM Washer, Black Finish, Qty. 1, QMLM-ST-B-12 | Inventory Item | 6.62 |  |  |  | No | Racking | Vendor De-listing | 6.25
270-1002 : 270-1002 : 270-1002 : 270-1002_U | 270-1002 : 270-1002 : 270-1002_U |  |  | IronRidge, FX, Rail-Less Mount 35mm, Black, Qty 1, FX-MOUNT-35MM-B | Inventory Item | 10.86 |  |  |  | No | Racking | Shippable | 9.53
270-1003 | 270-1003 |  |  | IronRidge, FX, Rail-Less Bridge, 35mm Black, Qty 1, FX-BRIDGE-35MM-B | Inventory Item | 18.62 |  |  |  | No | Racking | Vendor De-listing | 8.22
270-1004 : 270-1004 : 270-1004 : 270-1004_U | 270-1004 : 270-1004 : 270-1004_U |  |  | IronRidge, FX, Rail-Less Trim, Black, 35mm, For 1 60 Cell Landscape Module, 1663mm, ~65.5", Qty 1, FX-TRIM-35MM-B-L | Inventory Item | 24.47 |  |  |  | No | Racking | Shippable | 21.48
270-1005 : 270-1005 : 270-1005 : 270-1005_U | 270-1005 : 270-1005 : 270-1005_U |  |  | IronRidge, FX, Rail-Less Trim, Black, 35mm, For 2 60 Cell Portrait Module, 2008mm, ~79", Qty 1, FX-TRIM-35MM-B-2P | Inventory Item | 29.28 |  |  |  | No | Racking | Shippable | 25.7
270-1006 : 270-1006 : 270-1006 : 270-1006_U | 270-1006 : 270-1006 : 270-1006_U |  |  | QuickMount, Hardware Kit, 5/16" X 5-1/2" Lag Screw, with Sealing Plug and Fender Washer, COMPONENT, Qty. 1, QMC-LS5.5SP | Inventory Item | 2.51 |  |  |  | No | Racking | Shippable | 2.31
270-1007 | 270-1007 |  |  | ProSolar, EZ Module Alignment Tool, Use to align module to roofs eave. Includes: two machined and anodized guides with stainless steel adjusting rods and ball point hex driver, Qty. 1, EZ Module Alignment Tool | Inventory Item | 21.19 |  |  |  | No | Racking | Shippable | 19.51
270-1007 : 270-1007 : 270-1007 : 270-1007_U | 270-1007 : 270-1007 : 270-1007_U |  |  | ProSolar, EZ Module Alignment Tool, Use to align module to roofs eave. Includes: two machined and anodized guides with stainless steel adjusting rods and ball point hex driver, Qty. 1, EZ Module Alignment Tool | Inventory Item | 21.19 |  |  |  | No | Racking | Shippable | 19.51
270-1008 | 270-1008 |  |  | UniRac, MicroRail, Trim Rail Splice, Dark, Qty. 1,240906D | Inventory Item | 3.39 |  |  |  | No | Racking | Vendor De-listing | 3.18
270-1009 | 270-1009 |  |  | UniRac, MicroRail, Flash Kit Trim, Includes: Roof Attachment, Flashing, T-bolt, Tri-drive nut, Dovetail Locks, Square Nut, Clamp Bolt, 3" Slider, Qty. 1 assembly, 004100D | Inventory Item | 17.34 |  |  |  | No | Racking | Vendor De-listing | 0
270-1010 | 270-1010 |  |  | UniRac, MicroRail, 32mm, 9" Splice , includes: base, cap, (3) cap screws, and bonding pins, Qty. 1, 230132R | Inventory Item | 13.67 |  |  |  | No | Racking | Vendor De-listing | 0
270-1011 | 270-1011 |  |  | UniRac, MicroRail, 35mm, 9" Splice , includes: base, cap, (3) cap screws, and bonding pins, Qty. 1, 230135R | Inventory Item | 13.67 |  |  |  | No | Racking | Vendor De-listing | 0
270-1012 | 270-1012 |  |  | UniRac, MicroRail, 40mm, 9" Splice , includes: base, cap, (3) cap screws, and bonding pins, Qty. 1, 230140R | Inventory Item | 13.67 |  |  |  | No | Racking | Vendor De-listing | 0
270-1013 | 270-1013 |  |  | UniRac, MicroRail, 46mm, 9" Splice, includes: base, cap, (3) cap screws, and bonding pins, Qty. 1, 230146R | Inventory Item | 13.67 |  |  |  | No | Racking | Vendor De-listing | 0
270-1014 | 270-1014 |  |  | UniRac, MicroRail, 32mm, 3" Micro Rail, includes: 3" Base, 3" Cap, Socket-head cap screw, 230332R | Inventory Item | 9.5 |  |  |  | No | Racking | Vendor De-listing | 0
270-1015 | 270-1015 |  |  | UniRac, MicroRail, 35mm, 3" Micro Rail, includes: 3" Base, 3" Cap, Socket-head cap screw, 230335R | Inventory Item | 9.5 |  |  |  | No | Racking | Vendor De-listing | 0
270-1016 | 270-1016 |  |  | UniRac, MicroRail, 40mm, 3" Micro rail, includes: 3" Base, 3" Cap, Socket-head cap screw, 230340R | Inventory Item | 9.5 |  |  |  | No | Racking | Vendor De-listing | 0
270-1017 | 270-1017 |  |  | UniRac, MicroRail, 46mm, 3" Micro Rail, includes: 3" Base, 3" Cap, Socket-head cap screw, 230346R | Inventory Item | 9.5 |  |  |  | No | Racking | Vendor De-listing | 0
270-1018 | 270-1018 |  |  | UniRac, MicroRail, 32mm, 9" Splice, includes: base, cap, cap screws, and bonding pins, 230932R | Inventory Item | 18.41 |  |  |  | No | Racking | Vendor De-listing | 0
270-1019 | 270-1019 |  |  | UniRac, MicroRail, 35mm, 9" Splice, includes: base, cap, cap screws, and bonding pins, 230935R | Inventory Item | 18.41 |  |  |  | No | Racking | Vendor De-listing | 0
270-1020 | 270-1020 |  |  | UniRac, MicroRail, 40mm, 9" Splice, includes: base, cap, cap screws, and bonding pins, 230940R | Inventory Item | 18.41 |  |  |  | No | Racking | Vendor De-listing | 0
270-1021 | 270-1021 |  |  | UniRac, MicroRail, 46mm, 9" Splice, includes: base, cap, cap screws, and bonding pins, 230946R | Inventory Item | 18.41 |  |  |  | No | Racking | Vendor De-listing | 0
270-1022 | 270-1022 |  |  | UniRac, MicroRail, 32mm, Trim Rail 66", Dark, Qty. 1 package of 4, 240332R | Inventory Item | 47.35 |  |  |  | No | Racking | Vendor De-listing | 0
270-1023 | 270-1023 |  |  | UniRac, MicroRail, 35mm, Trim Rail 66", Dark, Qty. 1 package of 4, 240335R | Inventory Item | 47.35 |  |  |  | No | Racking | Vendor De-listing | 0
270-1024 | 270-1024 |  |  | UniRac, MicroRail, 40mm, Trim Rail 66", Dark, Qty. 1, 240340R | Inventory Item | 47.35 |  |  |  | No | Racking | Vendor De-listing | 0
270-1025 | 270-1025 |  |  | UniRac, MicroRail, 46mm, Trim Rail 66", Dark, Qty. 1 package of 4, 240346R | Inventory Item | 47.35 |  |  |  | No | Racking | Vendor De-listing | 0
270-1026 | 270-1026 |  |  | UniRac, MicroRail, Trim Rail Splice, Dark, Qty. 1, 240906D | Inventory Item | 5.2 |  |  |  | No | Racking | Vendor De-listing | 0
270-1027 : 270-1027 : 270-1027 : 270-1027_U | 270-1027 : 270-1027 : 270-1027_U |  |  | UniRac, MicroRail, MLPE Mounting Assembly, for micro inverters or optimizers, Qty. 1, 008114M | Inventory Item | 2.14 |  |  |  | No | Racking | Shippable | 2.12
270-1028 : 270-1028 : 270-1028 : 270-1028_U | 270-1028 : 270-1028 : 270-1028_U |  |  | UniRac, Solarmount End Cap, for Standard rail, UV Black, Qty. 1, 309003P | Inventory Item | 0.71 |  |  |  | No | Racking | Shippable | 0.7
270-1031 | 270-1031 |  |  | QuickMount, Seamless Sub-Flashing, 18" x 18", Mill Finish, Qty. 1, QMC-F18X18-A-1 | Inventory Item | 13.38 |  |  |  | No | Racking | Soligent De-listing | 12.32
270-1036 | 270-1036 |  |  | ProSolar, Membrane Roof Chip Catcher, Contains Chips when Drilling Rail, commonly used with SolarWedge, A-MRCC | Inventory Item | 84.77 |  |  |  | No | Racking | Soligent De-listing | 78.05
270-1038 | 270-1038 |  |  | UniRac, U-LA Rail Mounting Bracket, U-Bolt, M30822 | Inventory Item | 2.28 |  |  |  | No | Racking | Soligent De-listing | 2.1
270-1039 | 270-1039 |  |  | UniRac, U-LA Rail Mounting Bracket, 3/8-16 X ¾ T-Bolt, M30306 | Inventory Item | 0.48 |  |  |  | No | Racking | Soligent De-listing | 0.44
270-1040 | 270-1040 |  |  | UniRac, U-LA Rail Mounting Bracket, 3/8-16 Flanged Nut, M31184 | Inventory Item | 0.79 |  |  |  | No | Racking | Soligent De-listing | 0.73
270-1041 | 270-1041 |  |  | EcoFasten, GreenFasten1, Flashing, 8" x 12", Galvalume base for single bracket, Mill Finish, includes one 5/16" ID bonded washer, Qty. 1, GF1-GAL-MLL-812 | Inventory Item | 2.17 |  |  |  | No | Racking | Shippable | 2
270-1042 | 270-1042 |  |  | EcoFasten,Conduit Mount for Tile, includes 1 Tek screw, 1 Hole Pipe Strap not included,Qty. 1, CONDUITMOUNT-TILE | Inventory Item | 3.47 |  |  |  | No | Racking | Soligent De-listing | 3.2
270-1043 | 270-1043 |  |  | QuickBolt, Microflashing, QB2, 3” with 4” Flanged Quick Bolt, and Black L-Foot, Qty. 1, 25 Kit Pack, 17862 | Inventory Item | 134.3 |  |  |  | No | Racking | Vendor De-listing | 123.66
270-1047 | 270-1047 |  |  | QuickMount, L-Mount, 9 X 12” Flashing with Open Slot L-Foot, 5/16 X 4-1/2” Structural Screw, (T-30 or ½” socket), and EDPM Washer, Mill Finish, Qty. 1, QM-LMST-01-M1 | Inventory Item | 8.33 |  |  |  | No | Racking | Soligent De-listing | 6.58
270-1049 | 270-1049 |  |  | S-5!, Replacement, Set screw, 3/8-24 X .50”, Qty. 1 bag of 50, 0.50 Torque Setscrew | Inventory Item | 13.25 |  |  |  | No | Racking | Vendor De-listing | 12.5
270-1050 | 270-1050 |  |  | QuickBolt,Curved Tile Roof Hook, Side Mount Rails, 5mm thickness fixed height, 180 mmwide base, 7.5mm x 37 mm mounting screw slots, 10mm x 46mm rail attachmentslot, includes (2) 1/4 x 3" SS screws, Box of 20, 17510 | Inventory Item | 107.31 |  |  |  | No | Racking | Soligent De-listing | 101.27
270-1055 | 270-1055 |  |  | ProSolar, End Cap, for 2.0 Rail, UV Resistant Plastic, Clear, Qty. 1, A-2.0 ENDCAP-24 | Inventory Item | 0.72 |  |  |  | No | Racking | Shippable | 0.71
270-1057 | 270-1057 |  |  | ProSolar, Tile Trac Drill Kit, for 2.0 rail includes Drill Jig and EZ Rail Lock for Perfect Hole Alignment, T-TileTrac drill kit 2.0 | Inventory Item | 45.57 |  |  |  | No | Racking | Shippable | 45
270-1058 | 270-1058 |  |  | S-5!, Replacement, Set screw, 3/8-24 X .90”, Qty. 1 bag of 50, 0.90 Round Point Setscrew | Inventory Item | 0.42 |  |  |  | No | Racking | Shippable | 0.39
270-1059 | 270-1059 |  |  | SunModo, Top Tile Mount, Rafter Attachment, 5” Stand-Off, K10466-005 | Inventory Item | 16.62 |  |  |  | No | Racking | Shippable | 15.69
270-1060 | 270-1060 |  |  | SunModo, Top Tile Mount, Rafter Attachment, 7” Stand-Off, K10466-007 | Inventory Item | 18.2 |  |  |  | No | Racking | Shippable | 17.18
270-1063 | 270-1063 |  |  | SunModo, Top Tile Mount, Deck Attachment, 7” Stand-Off, K10461-107 | Inventory Item | 28.21 |  |  |  | No | Racking | Shippable | 26.63
270-1064 | 270-1064 |  |  | SunModo, Top Tile Mount, Deck Attachment, 8” Stand-Off, K10461-108 | Inventory Item | 29.68 |  |  |  | No | Racking | Shippable | 29.31
270-1065 | 270-1065 |  |  | SunModo, Top Tile Mount Spacer 1”, A20452-001 | Inventory Item | 1.97 |  |  |  | No | Racking | Shippable | 1.86
270-1066 | 270-1066 |  |  | QuickMount, Hardware Kit for Tile Replacement, includes 5/16" x 4"GRK RSS Lag Screw and Sealing Washer, QBLOCK, Qty.1,QMC-TRLS 24 | Inventory Item | 0.87 |  |  |  | No | Racking | Vendor De-listing | 0.82
270-1068 | 270-1068 |  |  | QuickBolt, Microflashing, 4” with 5 ¼” Hanger Bolt and Flanged Hex Nut, Qty. 1, 17721SS | Inventory Item | 119.33 |  |  |  | No | Racking | Shippable | 117.84
270-1073 | 270-1073 |  |  | QuickMount, Quick Rack, Landscape Skirt, 66.7", Bronze, Qty. 1 , QMQR-SL 66.7 B4 | Inventory Item | 79.13 |  |  |  | No | Racking | Vendor De-listing | 0
270-1074 | 270-1074 |  |  | QuickMount, Hardware Kit for Tile Replacement, includes 5/16" x 4"GRK RSS Lag Screw and Sealing Washer, QBLOCK, Qty. 1,QMC-TRLS 24 | Inventory Item | 9.32 |  |  |  | No | Racking | Vendor De-listing | 0
270-1078 | 270-1078 |  |  | QuickBolt, Conduit Mounting Bracket, for Tile Roof, 17734 | Inventory Item | 3.47 |  |  |  | No | Racking | Shippable | 2.97
270-1115 | 270-1115 |  |  | SnapNrack, Array Edge Screen Kit, 4” x 100’, 40 Clips, 015-11176 | Inventory Item | 84.66 |  |  |  | No | Racking | Shippable | 83.6
270-1116 | 270-1116 |  |  | SnapNrack, Sealing Washer Wood Screw, #14 x 2¾”, SS, 242-02175 | Inventory Item | 0.46 |  |  |  | No | Racking | Shippable | 0.44
270-1119 | 270-1119 |  |  | SnapNrack, SpeedSeal EMT Conduit Mounting Kit, for 1in EMT, 242-05165 | Inventory Item | 6.61 |  |  |  | No | Racking | Shippable | 5.89
270-2000 | 270-2000 |  |  | Heyco, SunScreener (Critter-Guard) Stainless Steel Wire Mesh Clip, Color: Grey, Qty.1 Box of 100, 18-S6437 | Inventory Item | 67.09 |  |  |  | No | Racking | Shippable | 66.25
270-4000 | 270-4000 |  |  | K2, EverFlash Flat Tile Replacement Mill Finish, 4000130 | Inventory Item | 6.76 |  |  |  | No | Racking | Shippable | 5.87
270-9087 | 270-9087 |  |  | CR MC Dark, 30-47mm, 13mm Hex, 4000602-H | Inventory Item | 3.67 |  |  |  | No | Racking | Soligent De-listing | 3.18
270-9088 | 270-9088 |  |  | K2, End Clamp, 30-50mm, Dark Finish, 4000430 | Inventory Item |  |  |  |  | No | Racking | Soligent De-listing | 0
270-9091 | 270-9091 |  |  | IronRidge, Aire Cap, A2, AE-A2CAP-01-B1 | Inventory Item | 0.51 |  |  |  | No | Racking | Shippable | 0.5
270-9094 | 270-9094 |  |  | UniRac, #12-14 X 2.50 SS Screw, for FlashLoc, FlashLoc Duo, 003250W | Inventory Item | 0.62 |  |  |  | No | Racking | Soligent De-listing | 0.61
270-9095 | 270-9095 |  |  | SnapNrack, 1 in. EMT Conduit Support Assembly, for Comp Roof, 242-02731 | Inventory Item | 5.46 |  |  |  | No | Racking | Shippable | 4.2
270-9096 | 270-9096 |  |  | SnapNrack, 1 in. EMT Conduit Support Assembly, for Tile Roof, 242-02108 | Inventory Item | 0.2 |  |  |  | No | Racking | Shippable | 0.15
271-0011 | 271-0011 |  |  | IronRidge, Flat Roof Attachment Membrane, 60 mil, TPO, Johns Manville, White, Qty. 1, FRA-M60T-JM-W1 | Inventory Item | 11.99 |  |  |  | No | Racking | Shippable | 11.04
271-0012 | 271-0012 |  |  | IronRidge, Flat Roof Attachment Membrane, 60 mil, TPO, Mule Hide, White, Qty. 1, FRA-M60T-MH-W1 | Inventory Item | 11.99 |  |  |  | No | Racking | Shippable | 11.04
271-0013 | 271-0013 |  |  | IronRidge, Flat Roof Attachment Membrane, 60 mil, PVC, Mule Hide, White, Qty. 1, FRA-M60P-MH-W1 | Inventory Item | 13.7 |  |  |  | No | Racking | Shippable | 12.61
271-0015 | 271-0015 |  |  | IronRidge, Flat Roof Attachment Membrane, 60 mil, TPO, Carlisle, White, Qty. 1, FRA-M60T-CA-W1 | Inventory Item | 11.99 |  |  |  | No | Racking | Shippable | 11.31
271-0017 | 271-0017 |  |  | IronRidge, Flat Roof Attachment Membrane, 60 mil, PVC, Sarnafil, White, Qty. 1, FRA-M60P-SN-W1 | Inventory Item | 13.7 |  |  |  | No | Racking | Shippable | 12.93
271-0020 | 271-0020 |  |  | UniRac, Solar Stack Structural Foam Adhesive 200 USE, STK-FOAMKIT | Inventory Item | 772.05 |  |  |  | No | Racking | Vendor De-listing | 564.91
271-0021 | 271-0021 |  |  | UniRac, FlashLoc-RM, Flat Roof Attachment Base, Chemlink M-1 and 1-Part included in kit, 310999 | Inventory Item | 90.59 |  |  |  | No | Racking | Soligent De-listing | 38.5
271-0022 | 271-0022 |  |  | UniRac, FlashLoc-RM, Flat Roof Attachment Base, Chemlink M-1 and 1-Part included in kit, Qty. 1 pack of 10, 310999 | Inventory Item | 42.83 |  |  |  | No | Racking | Soligent De-listing | 40.43
271-0023-B | 271-0023-B |  |  | "B" Grade UniRac, FlashLoc-RM, Flat Roof Attachment Base, Chem Link M-1 and 1-Part included in kit, Qty. 1 Pack of 10, 310999 | Inventory Item | 326.84 |  |  |  | No | Racking | Soligent De-listing | 313.5
341-0041 | 341-0041 |  |  | DPW, Custom Battery Enclosure, Enter Quote Number and Custom Price | Non-inventory Item | 0 |  |  |  | No | Racking | Soligent De-listing | 0
341-0092 | 341-0092 |  |  | DPW, TPM, Finish Upgrade Option for Top-of-Pole Mount, Anodized Aluminum Components, add 20%, call for quote, Enter Quote Number and Custom Price, , TPM AA | Non-inventory Item | 0 |  |  |  | No | Racking | Soligent De-listing | 0
370-0101 | 370-0101 |  |  | MSI, Custom item, Enter Quote Number and Custom Price | Non-inventory Item | 0 |  |  |  | No | Racking | Vendor De-listing | 0
450-0116 | 450-0116 |  |  | Maltby, Strut Strap For 4" Pole | Inventory Item | 4 |  |  |  | No | Racking | Soligent De-listing | 0
450-0118 | 450-0118 |  |  | Matlby, Strut Strap For 6" Pole | Inventory Item | 6.23 |  |  |  | No | Racking | Soligent De-listing | 0
510-0258 | 510-0258 |  |  | QuickMount, Q-Box, Flashed Junction Box, 5.5 X 5.75” Polycarbonate Box, 12 X 12” Aluminum Flashing, For Comp Roofs, Bronze Finish, Qty. 1, QMQB-J1-B-10 | Inventory Item | 57.42 |  |  |  | No | Racking | Vendor De-listing | 54.19
510-0894 | 510-0894 |  |  | QuickMount, JayBox, Roof-Mounted 8 X 9in with 9 X 12in Flashing and Mounting Screws and DIN Rail for Comp/Asphalt Shingle, QM-JBX-RF02-B1 | Inventory Item | 50.68 |  |  |  | No | Racking | Shippable | 46.53
550-0299 | 550-0299 |  |  | SnapNrack, Smart Clip II, Wire Management Clip, 232-01173 | Inventory Item | 0.38 |  |  |  | No | Racking | Shippable | 0.29
550-0300 | 550-0300 |  |  | SnapNrack, Smart Clip XL, Wire Management Clip, 232-01176 | Inventory Item | 0.54 |  |  |  | No | Racking | Shippable | 0.42
550-0514 | 550-0514 |  |  | UniRac, SolarMount, Micro Wire Management Clip, UV Plastic, Qty. 1, 008012P | Inventory Item | 0.99 |  |  |  | No | Racking | Vendor De-listing | 0
550-9029 | 550-9029 |  |  | UniRac, Heyco Sunrunner 1-2 PV Wire Clip, Qty.1 pack of 100, 008019S | Inventory Item | 44.3 |  |  |  | No | Racking | Soligent De-listing | 43.75
550-9030 | 550-9030 |  |  | UniRac, Heyco Sunrunner-4 PV Wire Clip, Qty.1 pack of 100, 008020S | Inventory Item | 60.76 |  |  |  | No | Racking | Soligent De-listing | 60
550-9104 | 550-9104 |  |  | UniRac, Heyco Sunrunner 4-2U Cable Clip, Qty. pack of 100, 008018S | Inventory Item | 1.25 |  |  |  | No | Racking | Shippable | 1.24
550-9112 | 550-9112 |  |  | QuickMount, JayBox, Rail-Mounted, 8 X 9" with DIN Rail and Rail Hanger Brackets, QM-JBX-RL02-B1 | Inventory Item | 34.97 |  |  |  | No | Racking | Vendor De-listing | 34.54
590-0090 | 590-0090 |  |  | MSI, Omega Wire Management Clip, Singles, 807-0134 | Inventory Item | 0 |  |  |  | No | Racking | Soligent De-listing | 0
590-0091 | 590-0091 |  |  | MSI, WEEB, 8.2 Bonding Jumper, per box 20 pk, 720-0843 | Inventory Item | 455 |  |  |  | No | Racking | Soligent De-listing | 0
590-0092 | 590-0092 |  |  | MSI, Weeblug Alpha+ pa, Qty. 1, 712-0136 | Inventory Item | 9.07 |  |  |  | No | Racking | Vendor De-listing | 0
590-0100 | 590-0100 |  |  | IronRidge, Conversion Kit, UFO Bonding Hardware for L-foot, Flashfoot, or Hook, Brand agnostic, Qty. 1 bag of 6 sets, FM-LFT-BHW | Inventory Item | 9.6 |  |  |  | No | Racking | Vendor De-listing | 4.85
590-0102 | 590-0102 |  |  | IronRidge, Grounding Lug, Low Profile, with 1/4" T-Bolt and nut, UFO series, Qty. 1 bag of 2, GD-LUG-003 | Inventory Item | 8.53 |  |  |  | No | Racking | Vendor De-listing | 0
590-0103 | 590-0103 |  |  | IronRidge, Conversion Kit, UFO Bonding Hardware for Splice: XR-10-SPLC, XR-100-SPLC, XR-1000-SPLC, includes 2 Tec screws, Qty. 1 kit, SPLC-BD-CONV | Inventory Item | 0 |  |  |  | No | Racking | Soligent De-listing | 0
590-0104 | 590-0104 |  |  | IronRidge, Bonding Attachment hardware for FF2 and L-feet, Square Bolt, UFO series, Qty. 1 bag of 4 sets, FM-SQ-BHW | Inventory Item | 8.99 |  |  |  | No | Racking | Vendor De-listing | 0
590-0105 | 590-0105 |  |  | IronRidge, Bonding Attachment hardware for FF2 and L-feet, T-Bolt, UFO series, Qty. 1 bag of 4 sets, FM-TB-BHW | Inventory Item | 4.89 |  |  |  | No | Racking | Vendor De-listing | 0
590-0106 | 590-0106 |  |  | UniRac, MicroRail, Wire Bonding Clip, w/ 8AWG, for bonding row-to-row or row-to-trim, 008015S | Inventory Item | 3 |  |  |  | No | Racking | Soligent De-listing | 0
590-0108 | 590-0108 |  |  | IronRidge, FX, Rail-Less Ground Lug Kit, 2 pcs, Qty 1 Kit, FX-LUG-02-A1 | Inventory Item | 2.78 |  |  |  | No | Racking | Soligent De-listing | 2.75
590-0109 | 590-0109 |  |  | IronRidge, Bonding Attachment hardware for FF2 and L-feet, Square Bolt, UFO series, Qty. 1 bag of 4 Bolts/Nuts, FM-SQ-BHW-V2 | Inventory Item | 4.09 |  |  |  | No | Racking | Vendor De-listing | 0
590-0110 | 590-0110 |  |  | ​IronRidge, Bonding Attachment Hardware for FF2 and L-Feet, Square Bolt, UFO series, Qty. 1 Bolt/Nut, FM-SQ-BHW-V2-BULK | Inventory Item | 1.99 |  |  |  | No | Racking | Vendor De-listing | 0
590-0111 | 590-0111 |  |  | IronRidge, Bonding Attachment hardware for FF2 and L-feet, Tee-Bolt, UFO series, Qty. 1 bag of 4 Bolts/Nuts, FM-TB-BHW-V2 | Inventory Item | 5.64 |  |  |  | No | Racking | Vendor De-listing | 0
590-0113 | 590-0113 |  |  | QuickMount, QMR, Optional WEEB BMC for use with QMR End-Clamps, Qty. 1 pack of 10, QMR-ECW-A-50 | Inventory Item | 1.99 |  |  |  | No | Racking | Shippable | 1.83
590-0114 | 590-0114 |  |  | QuickMount, QMR, 8mm T-Bolt/Nut, Bonding, for L-Foot to QMR Rail, or MLPE, Qty. 1 pack of 12, QMR-TB-A | Inventory Item | 5.35 |  |  |  | No | Racking | Vendor De-listing | 0
590-0122 | 590-0122 |  |  | QuickMount, QMR Quick Rail, M8 X 20mm T-Bolt w/ Nut, w/Nylon Patch, SS,1 bag of 50, QMR-TB20P-A-300 | Inventory Item | 0.62 |  |  |  | No | Racking | Soligent De-listing | 0.61
590-0126 | 590-0126 |  |  | UniRac, Ecolibrium, MetalX, Row to Row Bonding Clip, ES11108 | Inventory Item | 0.37 |  |  |  | No | Racking | Shippable | 0.35
600-0009 | 600-0009 |  |  | QuickBolt,Custom Quote, Enter Quote Number and Custom Price | Non-inventory Item |  |  |  |  | No | Racking | Shippable | 0
600-0010 | 600-0010 |  |  | EJOT, Custom Quote, Enter Quote Number and Custom Price | Non-inventory Item |  |  |  |  | No | Racking | Shippable | 0
600-0014 | 600-0014 |  |  | S-5!, Custom Quote, Enter Quote Number and Custom Price | Non-inventory Item |  |  |  |  | No | Racking | Shippable | 0
600-0017 | 600-0017 |  |  | IronRidge - QuickMount, Custom Quote, Enter Quote Number and Custom Price | Non-inventory Item |  |  |  |  | No | Racking | Shippable | 0
600-0021 | 600-0021 |  |  | Hollaender, Custom Quote, Enter Quote Number and Custom Price | Non-inventory Item |  |  |  |  | No | Racking | Shippable | 0
600-0023 | 600-0023 |  |  | PLP, Custom Quote, Enter Quote Number and Custom Price | Non-inventory Item |  |  |  |  | No | Racking | Shippable | 0
600-0027 | 600-0027 |  |  | Krinner, Custom Quote, Enter Quote Number and Custom Price | Non-inventory Item |  |  |  |  | No | Racking | Shippable | 0
600-0029 | 600-0029 |  |  | REC, Custom Quote, Enter Quote Number and Custom Price | Non-inventory Item |  |  |  |  | No | Racking | Shippable | 0
600-0031 | 600-0031 |  |  | UniRac, Custom Quote, Enter Quote Number and Custom Price | Non-inventory Item |  |  |  |  | No | Racking | Shippable | 0
600-0036 | 600-0036 |  |  | SnapNrack, Custom Quote, Enter Quote Number and Custom Price | Non-inventory Item |  |  |  |  | No | Racking | Shippable | 0
600-0037 | 600-0037 |  |  | EcoFasten, Custom Quote, Enter Quote Number and Custom Price | Non-inventory Item |  |  |  |  | No | Racking | Shippable | 0
600-0038 | 600-0038 |  |  | SunModo, Custom Quote, Enter Quote Number and Custom Price | Non-inventory Item |  |  |  |  | No | Racking | Shippable | 0
600-0042 | 600-0042 |  |  | K2, Custom Quote, Enter Quote Number and Custom Price | Inventory Item | 0.13 |  |  |  | No | Racking | Shippable | 0.13
600-0048 | 600-0048 |  |  | K2, Custom Quote, Enter Quote Number and Custom Price | Non-inventory Item |  |  |  |  | No | Racking | Shippable | 0
601-0001 | 601-0001 |  |  | ProSolar, Restocking Fee | Non-inventory Item |  |  |  |  | No | Racking | Shippable | 0
730-0039 | 730-0039 |  |  | AET, Rayport Roof Ballast Rack Sizing Tool, 80034 | Inventory Item | 1150 |  |  |  | No | Racking | Soligent De-listing | 0
730-0068 | 730-0068 |  |  | Krinner, KSF Ground Screw Driver tool, use with 76mm Ground Screws. 2” Hex, DTG76x2“Hex | Inventory Item | 846.36 |  |  |  | No | Racking | Shippable | 798.75
730-0069 | 730-0069 |  |  | Krinner, KSF Ground Screw Driver tool, use with 76mm Ground Screws. 2.5” Hex, DTG76x2.5“Hex | Inventory Item | 846.36 |  |  |  | No | Racking | Shippable | 798.75
730-0070 | 730-0070 |  |  | Krinner, KSF Ground Screw Driver tool, use with 76mm Ground Screws. 3” Hex, DTG76x3“Hex | Inventory Item | 846.36 |  |  |  | No | Racking | Shippable | 798.75
730-0071 | 730-0071 |  |  | Krinner, KSF Ground Screw Driver tool, use with 114mm Ground Screws. 2” Hex, DTG114x2“Hex | Inventory Item | 894.04 |  |  |  | No | Racking | Shippable | 843.75
730-0072 | 730-0072 |  |  | Krinner, KSF Ground Screw Driver tool, use with 114mm Ground Screws. 2.5” Hex, DTG114x2.5“Hex | Inventory Item | 894.04 |  |  |  | No | Racking | Shippable | 843.75
730-0073 | 730-0073 |  |  | Krinner, KSF Ground Screw Driver tool, use with 114mm Ground Screws. 3” Hex, DTG114x3“Hex | Inventory Item | 894.04 |  |  |  | No | Racking | Shippable | 843.75
760-0320 | 760-0320 |  |  | UniRac, DGFT - Ground Fixed Tilt Engineering, 990250 | Inventory Item | 0 |  |  |  | No | Racking | Soligent De-listing | 0
990-0150 | 990-0150 |  |  | Price Adjustments - Racking | Service | 0 |  |  |  | No | Racking | Shippable | 0
CERT-402396 | CERT-402396 |  |  | CertainTeed, 3 L-foot with open slot - anodized blACK | Inventory Item | 5.1 |  |  |  | No | Racking | Soligent De-listing | 4.7
CERT-405153 | CERT-405153 |  |  | CertainTeed, SM End Clamp 40mm | Inventory Item | 2 |  |  |  | No | Racking | Soligent De-listing | 1.84
CERT-410528 | CERT-410528 |  |  | CertainTeed, SM RAIL 168 DRK " | Inventory Item | 57.16 |  |  |  | No | Racking | Soligent De-listing | 56.45
CERT-411089 | CERT-411089 |  |  | SM ENDCLAMP C DRK AL (CT Module - 40mm frame) | Inventory Item | 2.52 |  |  |  | No | Racking | Soligent De-listing | 1.96
CERT-411122 | CERT-411122 |  |  | CertainTeed, SM BND MIDCLAMP BC DRK SS (CT Module - 40mm frame) | Inventory Item | 2.7 |  |  |  | No | Racking | Soligent De-listing | 2.49
CERT-411124 | CERT-411124 |  |  | CertainTeed, BND SPLICE BAR SERRATED DRK | Inventory Item | 6.13 |  |  |  | No | Racking | Soligent De-listing | 4.78
CERT-411128 | CERT-411128 |  |  | CertainTeed, MICRO MNT BND T-BOLT 1/4X1"SS " | Inventory Item | 0.97 |  |  |  | No | Racking | Soligent De-listing | 0.75
DONOTUSE260-0778 | DONOTUSE260-0778 |  |  | EJOT, DO NOT USE - WRONG ITEM TYPE. Custom Quote, (NOT for Hanger bolt- Use #260-0698 ) Enter Quote Number and Custom Price | Inventory Item | 0 |  |  |  | No | Racking | Soligent De-listing | 0
DS-210-0054 | DS-210-0054 |  |  | QuickMount, Flashing, Classic Composition Mounts, 12" x 12", Mill Finish, QBLOCK, Qty. 1, QMSC-A-12 | Inventory Item | 18.15 |  |  |  | No | Racking | Vendor De-listing | 17.12
DS-210-0213 | DS-210-0213 |  |  | IronRidge, XR100, Rail 168" (14') Mill, Qty. 1, XR-100-168M | Inventory Item | 48.88 |  |  |  | No | Racking | Soligent De-listing | 24.94
DS-210-0248 | DS-210-0248 |  |  | IronRidge, XR100, Rail 183" (15.25') Clear, Qty. 1, XR-100-183A | Inventory Item | 57.82 |  |  |  | No | Racking | Soligent De-listing | 31.09
DS-210-0296 | DS-210-0296 |  |  | QuickMount, Flashing, Shake Mounts, 18" x 18", Bronze, QBLOCK, Qty. 1, QMLC-B-12 | Inventory Item | 24.48 |  |  |  | No | Racking | Shippable | 23.1
DS-210-0501 | DS-210-0501 |  |  | QuickMount, Flashing, Classic Composition Mounts, 12" x 12", Bronze, QBLOCK, Qty. 1, QMSC-B-12 | Inventory Item | 21.92 |  |  |  | No | Racking | Vendor De-listing | 20.69
DS-210-0579 | DS-210-0579 |  |  | QuickMount, Flashing, Shake Mounts, 18" x 18", Mill Finish, QBLOCK, Qty. 1, QMLC-A-12 | Inventory Item | 30.38 |  |  |  | No | Racking | Vendor De-listing | 28.68
DS-210-0674 | DS-210-0674 |  |  | QuickMount, Flashing, Conduit Mount for Composition roofs, 9" x 12", Mill Finish, CONDUIT, Qty. 1, QMCC-A-12 | Inventory Item | 9.28 |  |  |  | No | Racking | Vendor De-listing | 8.76
DS-210-0678 | DS-210-0678 |  |  | QuickMount, Height Extension 4", with Washer and 5/16 x 1" Bolt, Mill Finish, QBLOCK, Qty. 1, QMEXT-4.0 A 1 | Inventory Item | 11.46 |  |  |  | No | Racking | Vendor De-listing | 5.79
DS-210-0691 | DS-210-0691 |  |  | IronRidge, Standoff, Flush Mount, 4", 1.5" diameter, Aluminum Mill Finish, Qty. 1, 51-6004-500L | Inventory Item | 10.9 |  |  |  | No | Racking | Vendor De-listing | 7.03
DS-210-0694 | DS-210-0694 |  |  | IronRidge, Standoff, Flush Mount, 7", 1.5" diameter, Aluminum Mill Finish, Qty. 1, 51-6007-500L | Inventory Item | 13.07 |  |  |  | No | Racking | Vendor De-listing | 8.43
DS-210-0949 | DS-210-0949 |  |  | QuickMount, Flashing, Universal Tile Mounts, 18" x 18", Mill Finish, QBASE, Qty. 1, QMUTM-A-12 | Inventory Item | 30.46 |  |  |  | No | Racking | Vendor De-listing | 28.75
DS-210-0989 | DS-210-0989 |  |  | QuickMount, Flashing, E-Mount, 9" x 12", with Hanger bolt, Mill Finish, QBLOCK, Qty. 1, QMSE-A-12 | Inventory Item | 10.2 |  |  |  | No | Racking | Vendor De-listing | 9.63
DS-210-0995 | DS-210-0995 |  |  | QuickMount, Flashing, E-Mount, 9" x 12", with Hanger bolt, Bronze Finish, QBLOCK, Qty. 12, QMSE-B-12 | Inventory Item | 11.01 |  |  |  | No | Racking | Shippable | 10.39
DS-210-0998 | DS-210-0998 |  |  | IronRidge, XR10, Rail 132" (11') Clear, Qty. 1, XR-10-132A | Inventory Item | 20.13 |  |  |  | No | Racking | Shippable | 19.91
DS-210-0999 | DS-210-0999 |  |  | IronRidge, XR10, Rail 168" (14') Clear, Qty. 1, XR-10-168A | Inventory Item | 31.85 |  |  |  | No | Racking | Shippable | 27.03
DS-210-1000 | DS-210-1000 |  |  | IronRidge, XR10, Rail 204" (17') Clear, Qty. 1, XR-10-204A | Inventory Item | 38.61 |  |  |  | No | Racking | Shippable | 32.77
DS-210-1001 | DS-210-1001 |  |  | IronRidge, XR100, Rail 132" (11') Clear, Qty. 1, XR-100-132A | Inventory Item | 32.96 |  |  |  | No | Racking | Shippable | 27.82
DS-210-1002 | DS-210-1002 |  |  | IronRidge, XR100, Rail 132" (11') Black, Qty. 1, XR-100-132B | Inventory Item | 37.78 |  |  |  | No | Racking | Shippable | 31.89
DS-210-1003 | DS-210-1003 |  |  | IronRidge, XR100, Rail 168" (14') Clear, Qty. 1, XR-100-168A | Inventory Item | 44.55 |  |  |  | No | Racking | Shippable | 37.81
DS-210-1004 | DS-210-1004 |  |  | IronRidge, XR100, Rail 168" (14') Black, Qty. 1, XR-100-168B | Inventory Item | 48.14 |  |  |  | No | Racking | Shippable | 40.63
DS-210-1005 | DS-210-1005 |  |  | IronRidge, XR100, Rail 204" (17') Clear, Qty. 1, XR-100-204A | Inventory Item | 54.09 |  |  |  | No | Racking | Shippable | 45.9
DS-210-1006 | DS-210-1006 |  |  | IronRidge, XR100, Rail 204" (17') Black, Qty. 1, XR-100-204B | Inventory Item | 58.5 |  |  |  | No | Racking | Shippable | 49.38
DS-210-1007 | DS-210-1007 |  |  | IronRidge, XR1000, Rail 132" (11') Clear, Qty. 1, XR-1000-132A | Inventory Item | 52.57 |  |  |  | No | Racking | Shippable | 44.38
DS-210-1008 | DS-210-1008 |  |  | IronRidge, XR1000, Rail 168" (14') Clear, Qty. 1, XR-1000-168A | Inventory Item | 70.28 |  |  |  | No | Racking | Shippable | 59.64
DS-210-1009 | DS-210-1009 |  |  | IronRidge, XR1000, Rail 204" (17') Clear, Qty. 1, XR-1000-204A | Inventory Item | 85.18 |  |  |  | No | Racking | Shippable | 72.29
DS-210-1010 | DS-210-1010 |  |  | QuickMount, Flashing, E-Mount, 9" x 12", with Lag bolt, Mill Finish, QBLOCK, Qty. 1, QMSE-LAG-A-12 | Inventory Item | 9.92 |  |  |  | No | Racking | Vendor De-listing | 9.36
DS-210-1025 | DS-210-1025 |  |  | IronRidge, XR10, Rail 132" (11') Black, Qty. 1, XR-10-132B | Inventory Item | 23.63 |  |  |  | No | Racking | Shippable | 23.38
DS-210-1026 | DS-210-1026 |  |  | IronRidge, XR10, Rail 168" (14') Black, Qty. 1, XR-10-168B | Inventory Item | 35.21 |  |  |  | No | Racking | Shippable | 29.72
DS-210-1027 | DS-210-1027 |  |  | IronRidge, XR10, Rail 204" (17') Black, Qty. 1, XR-10-204B | Inventory Item | 36.46 |  |  |  | No | Racking | Shippable | 36.06
DS-210-1040 | DS-210-1040 |  |  | QuickMount, Tile Replacement Flashing, Flat Tile, Use with QM Tile Hook, MILL, Qty.1, QMC-TRF-F-A-12 | Inventory Item | 6.11 |  |  |  | No | Racking | Shippable | 5.76
DS-210-1042 | DS-210-1042 |  |  | QuickMount, Tile Replacement Flashing, W-Tile, Use with QM Tile Hook, MILL, Qty. 1, QMC-TRF-W-A-12 | Inventory Item | 6.11 |  |  |  | No | Racking | Shippable | 5.76
DS-210-1044 | DS-210-1044 |  |  | QuickMount, Tile Replacement Flashing, S-Tile, Use with QM Tile Hook, MILL, Qty.1Q, QMC-TRF-S-A-12 | Inventory Item | 6.11 |  |  |  | No | Racking | Shippable | 5.76
DS-210-1049 | DS-210-1049 |  |  | QuickMount, QMR, Q-Rail Light, 168” (14’) Mill Finish, Qty. 1, QMR-RL14-A-60 | Inventory Item | 26.61 |  |  |  | No | Racking | Shippable | 22.6
DS-210-1066 | DS-210-1066 |  |  | IronRidge, XR10, Rail 168" (14') Mill, Qty. 1, XR-10-168M | Inventory Item | 30.86 |  |  |  | No | Racking | Shippable | 28.15
DS-211-0039 | DS-211-0039 |  |  | QuickMount, QMR, Q-Splice Internal for Light Rail, Mill Finish, Qty. 1, QMR-ISL-A-15 | Inventory Item | 4.73 |  |  |  | No | Racking | Shippable | 4.68
DS-211-0042 | DS-211-0042 |  |  | QuickMount, QMR, Q-Splice Internal for Standard Rail, Mill Finish, Qty. 1, QMR-ISS-A-15 | Inventory Item | 5.43 |  |  |  | No | Racking | Vendor De-listing | 5.36
DS-211-0057 | DS-211-0057 |  |  | QuickMount, Single Slot L-Foot Only, Mill Finish, Qty. 1, QMC-LF-A-12 | Inventory Item | 1.97 |  |  |  | No | Racking | Vendor De-listing | 1.95
DS-211-0058 | DS-211-0058 |  |  | QuickMount, Single Slot L-Foot Only, Black Finish, Qty. 1, QMC-LF-B-12 | Inventory Item | 2.06 |  |  |  | No | Racking | Vendor De-listing | 2.04
DS-211-0061 | DS-211-0061 |  |  | QuickMount, QMR, Light Rail End Cap, Qty. 1 QMR-CPL-B-50 | Inventory Item | 1.03 |  |  |  | No | Racking | Vendor De-listing | 1.01
DS-211-0063 | DS-211-0063 |  |  | QuickMount, 5 Degree Fixed-Tilt L-Foot Only, Mill Finish, Qty. 1, QMC-LF5-A-12 | Inventory Item | 2.4 |  |  |  | No | Racking | Vendor De-listing | 1.55
DS-211-0064 | DS-211-0064 |  |  | QuickMount, 10 Degree Fixed-Tilt L-Foot Only, Mill Finish, Qty. 1, QMC-LF10-A-12 | Inventory Item | 1.82 |  |  |  | No | Racking | Vendor De-listing | 1.8
DS-211-0095 | DS-211-0095 |  |  | IronRidge, Slotted L-Foot, hardware not included, Mill, UFO series, Qty. 1, LFT-03-M1 | Inventory Item | 2.37 |  |  |  | No | Racking | Shippable | 1.65
DS-211-0096 | DS-211-0096 |  |  | IronRidge, Slotted L-Foot, hardware not included, Black, UFO series, Qty. 1, LFT-03-B1 | Inventory Item | 2.62 |  |  |  | No | Racking | Shippable | 1.82
DS-211-0097 | DS-211-0097 |  |  | IronRidge, Splice XR1000, Bonding, with 4 screws, Mill, UFO series, Qty. 1, XR-1000-SPLC-M1 | Inventory Item | 6.53 |  |  |  | No | Racking | Vendor De-listing | 4.22
DS-211-0098 | DS-211-0098 |  |  | IronRidge, Splice XR100, Bonding, with 4 screws, Mill, UFO series, Qty. 1, XR-100-SPLC-M1 | Inventory Item | 5.8 |  |  |  | No | Racking | Vendor De-listing | 3.74
DS-211-0099 | DS-211-0099 |  |  | IronRidge, Splice XR10, Bonding, with 4 screws, Mill, UFO series, Qty. 1, XR-10-SPLC-M1 | Inventory Item | 5.07 |  |  |  | No | Racking | Vendor De-listing | 3.27
DS-211-0238 | DS-211-0238 |  |  | QuickMount, Mounts for Low Slope Roofs, 4.5" post + 1/2" base, Mill Finish, No Flashing, Q-Base, Qty. 1, QMLSH-5-A-12 | Inventory Item | 14.53 |  |  |  | No | Racking | Vendor De-listing | 9.38
DS-211-0240 | DS-211-0240 |  |  | QuickMount, Post, 1.25” OD X 8.5", Mill Finish, Qty. 1, QM-QBP-8.5-M1 | Inventory Item | 5.91 |  |  |  | No | Racking | Shippable | 5.84
DS-211-0369 | DS-211-0369 |  |  | QuickMount, Mounts for Low Slope Roofs -no flashing, 3 1/4" post + 1/2" base, Mill Finish, Q-Base, Qty. 1, QMLSH-3.75-A-12 | Inventory Item | 14.38 |  |  |  | No | Racking | Vendor De-listing | 9.28
DS-211-0371 | DS-211-0371 |  |  | QuickMount, Mounts for Low Slope Roofs -no flashing, 6 1/2" post + 1/2" base, Mill Finish, Q-Base, Qty. 1, QMLSH-7-A-12 | Inventory Item | 14.98 |  |  |  | No | Racking | Vendor De-listing | 9.67
DS-211-0373 | DS-211-0373 |  |  | QuickMount, Mounts for Low Slope Roofs -no flashing, 8 1/2" post + 1/2" base, Mill Finish, Q-Base, Qty. 1, QMLSH-9-A-12 | Inventory Item | 16.17 |  |  |  | No | Racking | Vendor De-listing | 10.43
DS-211-0375 | DS-211-0375 |  |  | QuickMount, Mounts for Low Slope Roofs -no flashing, 11 1/2" post + 1/2" base, Mill Finish, Q-Base, Qty. 1, QMLSH-12-A-12 | Inventory Item | 17.47 |  |  |  | No | Racking | Vendor De-listing | 11.27
DS-211-0462 | DS-211-0462 |  |  | IronRidge, Splice XR1000, Mill , Qty. 1, XR-1000-SPLC | Inventory Item | 7.2 |  |  |  | No | Racking | Vendor De-listing | 3.64
DS-211-0463 | DS-211-0463 |  |  | IronRidge, End Cap XR10, Qty. one bag of 10 Sets, XR-10-CAP | Inventory Item | 10.61 |  |  |  | No | Racking | Shippable | 8.56
DS-211-0464 | DS-211-0464 |  |  | IronRidge, End Cap XR100, Qty. one bag of 10 Sets, XR-100-CAP | Inventory Item | 10.61 |  |  |  | No | Racking | Shippable | 8.56
DS-211-0465 | DS-211-0465 |  |  | IronRidge, End Cap XR1000, Qty. one bag of 10 Sets, XR-1000-CAP | Inventory Item | 11.3 |  |  |  | No | Racking | Shippable | 9.17
DS-211-0481 | DS-211-0481 |  |  | IronRidge, Fixed Tilt Leg, Kit, 10", Mill, Qty. 1, TM-FTL-010 | Inventory Item | 24.52 |  |  |  | No | Racking | Shippable | 19.9
DS-211-0482 | DS-211-0482 |  |  | IronRidge, Fixed Tilt Leg, Kit, 15", Mill, Qty. 1, TM-FTL-015 | Inventory Item | 26.19 |  |  |  | No | Racking | Shippable | 21.12
DS-211-0483 | DS-211-0483 |  |  | IronRidge, Fixed Tilt Leg, Kit, 20", Mill, Qty. 1, TM-FTL-020 | Inventory Item | 28.03 |  |  |  | No | Racking | Shippable | 22.6
DS-211-0484 | DS-211-0484 |  |  | IronRidge, Fixed Tilt Leg, Kit, 25", Mill, Qty. 1, TM-FTL-025 | Inventory Item | 29.51 |  |  |  | No | Racking | Shippable | 23.8
DS-211-0485 | DS-211-0485 |  |  | IronRidge, Fixed Tilt Leg, Kit, 30", Mill, Qty. 1, TM-FTL-030 | Inventory Item | 31 |  |  |  | No | Racking | Shippable | 25
DS-211-0486 | DS-211-0486 |  |  | IronRidge, Splice XR10, Bonding, with 4 screws, Mill, UFO series, Qty. 1, XR-10-SPLC-BD | Inventory Item | 7.99 |  |  |  | No | Racking | Soligent De-listing | 0
DS-211-0487 | DS-211-0487 |  |  | IronRidge, Splice XR100, Bonding, with 4 screws, Mill, UFO series, Qty. 1, XR-100-SPLC-BD | Inventory Item | 8.99 |  |  |  | No | Racking | Soligent De-listing | 0
DS-211-0488 | DS-211-0488 |  |  | IronRidge, Splice XR1000, Bonding, with 4 screws, Mill, UFO series, Qty. 1, XR-1000-SPLC-BD | Inventory Item | 9.99 |  |  |  | No | Racking | Soligent De-listing | 0
DS-211-0491 | DS-211-0491 |  |  | IronRidge, Slotted L-Foot, hardware not included, Mill, UFO series, Qty. 4, FM-LFT-003 | Inventory Item | 10.99 |  |  |  | No | Racking | Soligent De-listing | 0
DS-211-0492 | DS-211-0492 |  |  | IronRidge, Slotted L-Foot, hardware not included, Black, UFO series, Qty. 4, FM-LFT-003-B | Inventory Item | 12.99 |  |  |  | No | Racking | Soligent De-listing | 0
DS-211-0497 | DS-211-0497 |  |  | IronRidge, BOSS (Bonded Structural Splice) XR10, Tool-Less Bonding Splice, Mill, Qty. 1, XR10-BOSS-01-M1 | Inventory Item | 6.12 |  |  |  | No | Racking | Shippable | 5.24
DS-211-0498 | DS-211-0498 |  |  | IronRidge, BOSS (Bonded Structural Splice) XR100, Tool-Less Bonding Splice, Mill, Qty. 1, XR100-BOSS-01-M1 | Inventory Item | 7.04 |  |  |  | No | Racking | Shippable | 6.03
DS-211-0501 | DS-211-0501 |  |  | IronRidge, BOSS (Bonded Structural Splice) XR1000, Tool-Less Bonding Splice, Mill, Qty. 1, XR1000-BOSS-01-M1 | Inventory Item | 8.12 |  |  |  | No | Racking | Shippable | 5.66
DS-211-0521 | DS-211-0521 |  |  | IronRidge, End Cap XR1000, Qty. one bag of 10 Sets, XR-1000-CAP | Inventory Item | 11.3 |  |  |  | No | Racking | Shippable | 10.4
DS-211-0522 | DS-211-0522 |  |  | IronRidge, End Cap XR100, Qty 1 one bag of 10 Sets, XR-100-CAP | Inventory Item | 10.54 |  |  |  | No | Racking | Shippable | 9.71
DS-212-0000 | DS-212-0000 |  |  | IronRidge, All Tile Hook Side Mount, (Incl. 2 Lags), Qty. 1, ATH-01-M1 | Inventory Item | 8.24 |  |  |  | No | Racking | Shippable | 8.14
DS-212-0001 | DS-212-0001 |  |  | IronRidge, All Tile Hook Flashing, Qty. 1, ATHF-01-M1 | Inventory Item | 2.11 |  |  |  | No | Racking | Vendor De-listing | 1.99
DS-212-0002 | DS-212-0002 |  |  | IronRidge, Tile Replacement Base (Incl. 1 L-Foot (Black), 1 Lag and Hardware) use with Tile Replacement Flashing, Qty. 1, KOB-1L01-B1 | Inventory Item | 11.1 |  |  |  | No | Racking | Shippable | 10.48
DS-212-0003 | DS-212-0003 |  |  | IronRidge, Tile Replacement ‘Flat’ Flashing, Tan, Qty. 1, KOF-F01-T1 | Inventory Item | 11.68 |  |  |  | No | Racking | Shippable | 11.03
DS-212-0004 | DS-212-0004 |  |  | IronRidge, Tile Replacement ‘S’ Flashing, Tan, Qty. 1, KOF-S01-T1 | Inventory Item | 11.76 |  |  |  | No | Racking | Shippable | 11.1
DS-212-0005 | DS-212-0005 |  |  | IronRidge, Tile Replacement ‘W’ Flashing, Tan, Qty. 1, KOF-W01-T1 | Inventory Item | 11.76 |  |  |  | No | Racking | Shippable | 11.1
DS-220-0349 | DS-220-0349 |  |  | IronRidge, SGA Top Cap, for 2" pipe, 70-0200-SGA | Inventory Item | 36.32 |  |  |  | No | Racking | Shippable | 29.48
DS-220-0350 | DS-220-0350 |  |  | IronRidge, SGA Top Cap, for 3" pipe, 70-0300-SGA | Inventory Item | 47.21 |  |  |  | No | Racking | Shippable | 38.32
DS-220-0359 | DS-220-0359 |  |  | IronRidge, SGA 2", 7.5' Brace Assembly, 70-0200-CBR | Inventory Item | 129.35 |  |  |  | No | Racking | Vendor De-listing | 104.31
DS-220-0360 | DS-220-0360 |  |  | IronRidge, SGA 3", 7.5' Brace Assembly, 70-0300-CBR | Inventory Item | 149.77 |  |  |  | No | Racking | Vendor De-listing | 120.78
DS-220-0361 | DS-220-0361 |  |  | IronRidge, SGA 3", 9' Brace Assembly, 70-0305-CBR , 5-panel | Inventory Item | 194.03 |  |  |  | No | Racking | Vendor De-listing | 156.47
DS-220-0714 | DS-220-0714 |  |  | IronRidge, SGA 2” (9’) Brace Assembly, 5-Panel, 70-0205-CBR | Inventory Item | 163.39 |  |  |  | No | Racking | Vendor De-listing | 131.76
DS-220-0715 | DS-220-0715 |  |  | IronRidge, SGA Bonding Rail Connector, for 2" pipe, UFO series, GM-BRC-002 | Inventory Item | 12.56 |  |  |  | No | Racking | Shippable | 10.6
DS-220-0716 | DS-220-0716 |  |  | IronRidge, SGA Bonding Rail Connector, for 3" pipe, UFO series, GM-BRC-003 | Inventory Item | 12.56 |  |  |  | No | Racking | Shippable | 10.6
DS-250-1051 | DS-250-1051 |  |  | IronRidge, BX 5° Chassis, BX-5D-P1 | Inventory Item | 40.25 |  |  |  | No | Racking | Shippable | 32.68
DS-250-1052 | DS-250-1052 |  |  | IronRidge, BX 10° Chassis, BX-10D-P1 | Inventory Item | 40.25 |  |  |  | No | Racking | Shippable | 32.68
DS-250-1053 | DS-250-1053 |  |  | IronRidge, BX String Inverter Mounting Kit, includes Rail and Hardware, BX-CMA-SI-M1 | Inventory Item | 76.34 |  |  |  | No | Racking | Shippable | 61.98
DS-250-1054 | DS-250-1054 |  |  | IronRidge, BX MLPE Mounting Hardware, BX-CMA-MI-M1 | Inventory Item | 1.39 |  |  |  | No | Racking | Shippable | 1.19
DS-250-1055 | DS-250-1055 |  |  | IronRidge, BX Flat Roof Attachment Kit w/L-Feet, BX-MA-FRA-M1 | Inventory Item | 10.2 |  |  |  | No | Racking | Shippable | 8.28
DS-260-0093 | DS-260-0093 |  |  | QuickMount, QMR, Universal End Clamp, 30-45mm, Mill Finish, Qty. 1, QMR-UEC3045-A-20 | Inventory Item | 2.5 |  |  |  | No | Racking | Shippable | 2.36
DS-260-0099 | DS-260-0099 |  |  | QuickMount, QMR, Universal Bonding Mid Clamp, 30-45mm, Black Finish, Qty. 1, QMR-UMC3045-B-20 | Inventory Item | 2.6 |  |  |  | No | Racking | Shippable | 2.45
DS-260-0101 | DS-260-0101 |  |  | IronRidge, Universal Bonding Module Clamp, Clear, Qty. 1, UFO-CL-01-A1 | Inventory Item | 3.01 |  |  |  | No | Racking | Shippable | 2.09
DS-260-0102 | DS-260-0102 |  |  | IronRidge, Universal Bonding Module Clamp, Black, Qty. 1, UFO-CL-01-B1 | Inventory Item | 3.26 |  |  |  | No | Racking | Shippable | 2.26
DS-260-0103 | DS-260-0103 |  |  | IronRidge, Stopper Sleeve, 30mm, Clear, Qty. 1, UFO-STP-30MM-M1 | Inventory Item | 0.71 |  |  |  | No | Racking | Shippable | 0.38
DS-260-0104 | DS-260-0104 |  |  | IronRidge, Stopper Sleeve, 30mm, Black, Qty. 1, UFO-STP-30MM-B1 | Inventory Item | 0.48 |  |  |  | No | Racking | Shippable | 0.39
DS-260-0105 | DS-260-0105 |  |  | IronRidge, Stopper Sleeve, 32mm, Clear, Qty. 1, UFO-STP-32MM-M1 | Inventory Item | 0.5 |  |  |  | No | Racking | Shippable | 0.34
DS-260-0106 | DS-260-0106 |  |  | IronRidge, Stopper Sleeve, 32mm, Black, Qty. 1, UFO-STP-32MM-B1 | Inventory Item | 0.73 |  |  |  | No | Racking | Shippable | 0.39
DS-260-0107 | DS-260-0107 |  |  | IronRidge, Stopper Sleeve, 33mm, Clear, Qty. 1, UFO-STP-33MM-M1 | Inventory Item | 0.65 |  |  |  | No | Racking | Shippable | 0.34
DS-260-0108 | DS-260-0108 |  |  | IronRidge, Stopper Sleeve, 33mm, Black, Qty. 1, UFO-STP-33MM-B1 | Inventory Item | 0.69 |  |  |  | No | Racking | Shippable | 0.37
DS-260-0109 | DS-260-0109 |  |  | IronRidge, Stopper Sleeve, 35mm, Clear, Qty. 1, UFO-STP-35MM-M1 | Inventory Item | 0.71 |  |  |  | No | Racking | Shippable | 0.38
DS-260-0110 | DS-260-0110 |  |  | IronRidge, Stopper Sleeve, 35mm, Black, Qty. 1, UFO-STP-35MM-B1 | Inventory Item | 0.73 |  |  |  | No | Racking | Shippable | 0.39
DS-260-0111 | DS-260-0111 |  |  | IronRidge, Stopper Sleeve, 38mm, Clear, Qty. 1, UFO-STP-38MM-M1 | Inventory Item | 0.71 |  |  |  | No | Racking | Shippable | 0.38
DS-260-0112 | DS-260-0112 |  |  | IronRidge, Stopper Sleeve, 38mm, Black, Qty. 1, UFO-STP-38MM-B1 | Inventory Item | 0.48 |  |  |  | No | Racking | Shippable | 0.39
DS-260-0113 | DS-260-0113 |  |  | IronRidge, Stopper Sleeve, 40mm, Clear, Qty. 1, UFO-STP-40MM-M1 | Inventory Item | 0.71 |  |  |  | No | Racking | Shippable | 0.38
DS-260-0114 | DS-260-0114 |  |  | IronRidge, Stopper Sleeve, 40mm, Black, Qty. 1, UFO-STP-40MM-B1 | Inventory Item | 0.73 |  |  |  | No | Racking | Shippable | 0.39
DS-260-0115 | DS-260-0115 |  |  | IronRidge, Stopper Sleeve, 42mm, Clear, Qty. 1, UFO-STP-42MM-M1 | Inventory Item | 0.37 |  |  |  | No | Racking | Vendor De-listing | 0.24
DS-260-0116 | DS-260-0116 |  |  | IronRidge, Stopper Sleeve, 42mm, Black, Qty. 1, UFO-STP-42MM-B1 | Inventory Item | 0.4 |  |  |  | No | Racking | Vendor De-listing | 0.26
DS-260-0117 | DS-260-0117 |  |  | IronRidge, Stopper Sleeve, 46mm, Clear, Qty. 1, UFO-STP-46MM-M1 | Inventory Item | 0.65 |  |  |  | No | Racking | Shippable | 0.34
DS-260-0118 | DS-260-0118 |  |  | IronRidge, Stopper Sleeve, 46mm, Black, Qty. 1, UFO-STP-46MM-B1 | Inventory Item | 0.79 |  |  |  | No | Racking | Shippable | 0.42
DS-260-0169 | DS-260-0169 |  |  | IronRidge, BX Top Clamp Mill Finish, 30mm, BX-TCL-30MM-M1 | Inventory Item | 1.27 |  |  |  | No | Racking | Shippable | 1.09
DS-260-0170 | DS-260-0170 |  |  | IronRidge, BX Top Clamp Mill Finish, 32mm, BX-TCL-32MM-M1 | Inventory Item | 1.27 |  |  |  | No | Racking | Shippable | 1.09
DS-260-0171 | DS-260-0171 |  |  | IronRidge, BX Top Clamp, Mill Finish 35mm, BX-TCL-35MM-M1 | Inventory Item | 1.27 |  |  |  | No | Racking | Shippable | 1.09
DS-260-0172 | DS-260-0172 |  |  | IronRidge, BX Top Clamp Mill Finish, 38mm, BX-TCL-38MM-M1 | Inventory Item | 1.27 |  |  |  | No | Racking | Shippable | 1.09
DS-260-0173 | DS-260-0173 |  |  | IronRidge, BX Top Clamp, Mill Finish 40mm, BX-TCL-40MM-M1 | Inventory Item | 1.27 |  |  |  | No | Racking | Shippable | 1.09
DS-260-0174 | DS-260-0174 |  |  | IronRidge, BX Top Clamp, Mill Finish 46mm, BX-TCL-46MM-M1 | Inventory Item | 1.27 |  |  |  | No | Racking | Shippable | 1.09
DS-260-0175 | DS-260-0175 |  |  | IronRidge, BX Bottom Clamp, Mill Finish with 5/16” Flange Nut, BX-BCL-M1 | Inventory Item | 1.59 |  |  |  | No | Racking | Shippable | 1.36
DS-260-0281 | DS-260-0281 |  |  | IronRidge, Universal Bonding Hidden End Clamp, Mill, Qty. 1, CAMO-01-M1 | Inventory Item | 5.23 |  |  |  | No | Racking | Shippable | 4.22
DS-260-0584 | DS-260-0584 |  |  | IronRidge, Frameless Mid Clamp, 0.07-0.38” (1.8-9.6mm), Black, FMLS-MC-001-B | Inventory Item | 10.56 |  |  |  | No | Racking | Shippable | 9.96
DS-260-0585 | DS-260-0585 |  |  | IronRidge, Frameless End Clamp, 0.07-0.38” (1.8-9.6mm), Black, FMLS-EC-001-B | Inventory Item | 9.47 |  |  |  | No | Racking | Shippable | 8.94
DS-260-0826 | DS-260-0826 |  |  | IronRidge, Stopper Sleeve, 32mm, Clear, Qty. 4, UFO-STP-32MM | Inventory Item | 1.53 |  |  |  | No | Racking | Vendor De-listing | 0
DS-260-0827 | DS-260-0827 |  |  | IronRidge, Universal Bonding Module Clamp, Clear, Qty. 4, UFO-CL-001 | Inventory Item | 14.99 |  |  |  | No | Racking | Soligent De-listing | 0
DS-260-0828 | DS-260-0828 |  |  | IronRidge, Universal Bonding Module Clamp, Black, Qty. 4, UFO-CL-001-B | Inventory Item | 15.99 |  |  |  | No | Racking | Soligent De-listing | 0
DS-260-0830 | DS-260-0830 |  |  | IronRidge, Stopper Sleeve, 33mm, Clear, Qty. 4, UFO-STP-33MM | Inventory Item | 1.99 |  |  |  | No | Racking | Soligent De-listing | 0
DS-260-0831 | DS-260-0831 |  |  | IronRidge, Stopper Sleeve, 35mm, Clear, Qty. 4, UFO-STP-35MM | Inventory Item | 1.99 |  |  |  | No | Racking | Soligent De-listing | 0
DS-260-0832 | DS-260-0832 |  |  | IronRidge, Stopper Sleeve, 38mm, Clear, Qty. 4, UFO-STP-38MM | Inventory Item | 1.99 |  |  |  | No | Racking | Soligent De-listing | 0
DS-260-0833 | DS-260-0833 |  |  | IronRidge, Stopper Sleeve, 40mm, Clear, Qty. 4, UFO-STP-40MM | Inventory Item | 1.99 |  |  |  | No | Racking | Soligent De-listing | 0
DS-260-0834 | DS-260-0834 |  |  | IronRidge, Stopper Sleeve, 46mm, Clear, Qty. 4, UFO-STP-46MM | Inventory Item | 1.99 |  |  |  | No | Racking | Soligent De-listing | 0
DS-260-0835 | DS-260-0835 |  |  | IronRidge, Stopper Sleeve, 32mm, Black, Qty. 4, UFO-STP-32MM-B | Inventory Item | 1.99 |  |  |  | No | Racking | Soligent De-listing | 0
DS-260-0836 | DS-260-0836 |  |  | IronRidge, Stopper Sleeve, 33mm, Black, Qty. 4, UFO-STP-33MM-B | Inventory Item | 1.99 |  |  |  | No | Racking | Soligent De-listing | 0
DS-260-0837 | DS-260-0837 |  |  | IronRidge, Stopper Sleeve, 35mm, Black, Qty. 4, UFO-STP-35MM-B | Inventory Item | 1.99 |  |  |  | No | Racking | Soligent De-listing | 0
DS-260-0838 | DS-260-0838 |  |  | IronRidge, Stopper Sleeve, 38mm, Black, Qty. 4, UFO-STP-38MM-B | Inventory Item | 1.99 |  |  |  | No | Racking | Soligent De-listing | 0
DS-260-0839 | DS-260-0839 |  |  | IronRidge, Stopper Sleeve, 40mm, Black, Qty. 4, UFO-STP-40MM-B | Inventory Item | 1.99 |  |  |  | No | Racking | Soligent De-listing | 0
DS-260-0840 | DS-260-0840 |  |  | IronRidge, Stopper Sleeve, 46mm, Black, Qty. 4, UFO-STP-46MM-B | Inventory Item | 1.99 |  |  |  | No | Racking | Soligent De-listing | 0
DS-270-0045 | DS-270-0045 |  |  | IronRidge, FX, Rail-Less Mount 32mm, Black, Qty 1, FX-MOUNT-32MM-B | Inventory Item | 10.86 |  |  |  | No | Racking | Shippable | 10.73
DS-270-0046 | DS-270-0046 |  |  | IronRidge, FX, Rail-Less Mount 40mm, Black, Qty 1, FX-MOUNT-40MM-B | Inventory Item | 10.86 |  |  |  | No | Racking | Shippable | 10.73
DS-270-0047 | DS-270-0047 |  |  | IronRidge, FX, Rail-Less Flashing, without Hanger-Bolt, Qty 1, FX-FLASH-B | Inventory Item | 4.45 |  |  |  | No | Racking | Shippable | 4.2
DS-270-0048 | DS-270-0048 |  |  | IronRidge, FX, Rail-Less Flashing Hardware Kit, 37 Hanger Bolts, 38 Hanger Nuts, Qty 1 Kit, FX-FLASH-HW | Inventory Item | 46.37 |  |  |  | No | Racking | Shippable | 45.79
DS-270-0049 | DS-270-0049 |  |  | IronRidge, FX, Rail-Less Bridge, 32mm Black, Qty 1, FX-BRIDGE-32MM-B | Inventory Item | 8.01 |  |  |  | No | Racking | Shippable | 7.91
DS-270-0050 | DS-270-0050 |  |  | IronRidge, FX, Rail-Less Bridge, 40mm Black, Qty 1, FX-BRIDGE-40MM-B | Inventory Item | 8.01 |  |  |  | No | Racking | Shippable | 7.91
DS-270-0051 | DS-270-0051 |  |  | IronRidge, FX, Rail-Less North Bridge Screw Kit, 12 pcs, Qty 1 Kit, FX-NORTH-SCREW | Inventory Item | 3.34 |  |  |  | No | Racking | Shippable | 3.3
DS-270-0052 | DS-270-0052 |  |  | IronRidge, FX, Rail-Less Trim, Black, 32mm, For 1 60 Cell Landscape Module, 1663mm, ~65.5", Qty 1, FX-TRIM-32MM-B-L | Inventory Item | 24.47 |  |  |  | No | Racking | Shippable | 24.16
DS-270-0055 | DS-270-0055 |  |  | IronRidge, FX, Rail-Less Trim, Black, 40mm, For 1 60 Cell Landscape Module, 1663mm, ~65.5", Qty 1, FX-TRIM-40MM-B-L | Inventory Item | 24.47 |  |  |  | No | Racking | Shippable | 24.16
DS-270-0056 | DS-270-0056 |  |  | IronRidge, FX, Rail-Less Trim, Black, 40mm, For 2 60 Cell Portrait Module, 2008mm, ~79", Qty 1, FX-TRIM-40MM-B-2P | Inventory Item | 29.28 |  |  |  | No | Racking | Shippable | 28.91
DS-270-0058 | DS-270-0058 |  |  | IronRidge, FX, Rail-Less Trim End Caps Kit, All Sizes, 1 Pair, Qty 1 Kit, FX-TRIM-CAP | Inventory Item | 1.11 |  |  |  | No | Racking | Shippable | 1.1
DS-270-0145 | DS-270-0145 |  |  | QuickMount, L-Mount, 9 X 12” Flashing with Single Slot L-Foot, 5/16 X 4” Lag and EDPM Washer, Mill Finish, Qty. 1, QMLM-A-12 | Inventory Item | 5.96 |  |  |  | No | Racking | Vendor De-listing | 5.63
DS-270-0146 | DS-270-0146 |  |  | QuickMount, L-Mount, 9 X 12” Flashing with Single Slot L-Foot, 5/16 X 4” Lag and EDPM Washer, Black Finish, Qty. 1, QMLM-B-12 | Inventory Item | 8.33 |  |  |  | No | Racking | Vendor De-listing | 6.25
DS-270-0152 | DS-270-0152 |  |  | IronRidge, Mounting Kit for Microinverters & Optimizers, includes One Bonding 1/4" x 3/4" SS T-Bolt and Hardware, UFO series, Qty. 1, BHW-MI-01-A1 | Inventory Item | 1.33 |  |  |  | No | Racking | Shippable | 0.92
DS-270-0157 | DS-270-0157 |  |  | QuickMount, Flashing, Tile Replacement, Flat Tile, 3-1/4" Post, order with Base Mount #270-0898, Black Finish, Qty. 1, QMTR-F3.25-B-12 | Inventory Item | 11.99 |  |  |  | No | Racking | Shippable | 11.31
DS-270-0158 | DS-270-0158 |  |  | QuickMount, Flashing, Tile Replacement, W-Tile, 4" Post, order with Base Mount #270-0898, Black Finish, Qty. 1, QMTR-W4-B-12 | Inventory Item | 11.99 |  |  |  | No | Racking | Shippable | 11.31
DS-270-0159 | DS-270-0159 |  |  | QuickMount, Flashing, Tile Replacement, S-Tile, 3-1/4" Post, order with Base Mount #270-0898, Black Finish, Qty. 1, QMTR-S3.25-B-12 | Inventory Item | 11.99 |  |  |  | No | Racking | Shippable | 11.31
DS-270-0160 | DS-270-0160 |  |  | IronRidge, Flashing, Flashfoot2 with Cap-foot, 9" x 12", includes: 5/16" x 4.75" SS Lag Bolt and EPDM washer, Mill, UFO series, Qty. 1,FF2-01-M2 | Inventory Item | 13.33 |  |  |  | No | Racking | Shippable | 9.3
DS-270-0161 | DS-270-0161 |  |  | IronRidge, Flashing, Flashfoot2 with Cap-foot, 9" x 12", includes: 5/16" x 4.75" SS Lag Bolt and EPDM washer, Black, UFO series, Qty. 1, FF2-01-B2 | Inventory Item | 12.41 |  |  |  | No | Racking | Shippable | 10.46
DS-270-0177 | DS-270-0177 |  |  | IronRidge, Flashfoot2 Replacement 5/16 X 4.75” SS Lag Bolt, Qty. 1 Pack of 4, FM-FF2-LGHW | Inventory Item | 5.57 |  |  |  | No | Racking | Shippable | 5.5
DS-270-0182 | DS-270-0182 |  |  | QuickMount, Quick Hook HLS, Low Height Hook for Side Mounted Rails, Mill Finish, No Flashing, Qty. 1, QMHLS-NF-A-12 | Inventory Item | 12.58 |  |  |  | No | Racking | Shippable | 11.88
DS-270-0725 | DS-270-0725 |  |  | QuickMount, Flashing, Composition Mounts, 12" x 12", 3 1/4" post + 1/2" Q-Base, Mill Finish, Qty. 1, QMNC-A-12 | Inventory Item | 22.46 |  |  |  | No | Racking | Vendor De-listing | 21.2
DS-270-0746 | DS-270-0746 |  |  | QuickMount, Flashing, New Roof Shake and Slate Mounts, 18" x 18", with 3.25" post/ net 3.75, Mill Finish, QBASE, Qty. 1, QMNS-A-12 | Inventory Item | 32.64 |  |  |  | No | Racking | Shippable | 30.8
DS-270-0776 | DS-270-0776 |  |  | QuickMount, Flashing, Conduit Penetration Flashings, Mill Finish, CONDUIT, Qty. 1, QMCPC-A-12 | Inventory Item | 11.88 |  |  |  | No | Racking | Vendor De-listing | 11.21
DS-270-0870 | DS-270-0870 |  |  | QuickMount, Flashing, Conduit Penetration Flashings, for Tile, Mill Finish, Qty. 1, QMCPT-A-12 | Inventory Item | 19.96 |  |  |  | No | Racking | Vendor De-listing | 18.84
DS-270-0894 | DS-270-0894 |  |  | IronRidge, Mounting Kit for Microinverters & optimizers, includes two Bonding 1/4" x 3/4" SS T-Bolt and hardware, UFO series, Qty. 1 Kit, MI-BHW | Inventory Item | 2.99 |  |  |  | No | Racking | Soligent De-listing | 0
DS-270-0898 | DS-270-0898 |  |  | QuickMount, Base Mount, for use with Tile Replacement, Mill Finish, QBLOCK, Qty. 1, QMTR-BM-A-12 | Inventory Item | 14.46 |  |  |  | No | Racking | Vendor De-listing | 12.2
DS-270-0899 | DS-270-0899 |  |  | QuickMount, Flashing, Tile Replacement, Flat Tile, 3-1/4" Post, order with Base Mount #270-0898, Mill Finish, Qty. 1, QMTR-F3.25-A-12 | Inventory Item | 11.6 |  |  |  | No | Racking | Shippable | 10.95
DS-270-0900 | DS-270-0900 |  |  | QuickMount, Flashing, Tile Replacement, W-Tile, 4" Post, order with Base Mount #270-0898, Mill Finish, Qty. 1, QMTR-W4-A-12 | Inventory Item | 11.59 |  |  |  | No | Racking | Vendor De-listing | 10.94
DS-270-0901 | DS-270-0901 |  |  | QuickMount, Flashing, Tile Replacement, S-Tile, 3-1/4" Post, order with Base Mount #270-0898, Mill Finish, Qty. 1, QMTR-S3.25-A-12 | Inventory Item | 11.59 |  |  |  | No | Racking | Vendor De-listing | 10.94
DS-270-0902 | DS-270-0902 |  |  | QuickMount, Conduit Mount for Tile, Mill Finish, QBLOCK, Qty. 1, QMCMT-A-12 | Inventory Item | 6.65 |  |  |  | No | Racking | Vendor De-listing | 5.4
DS-270-0905 | DS-270-0905 |  |  | QuickMount, Flashing, E-Mount, 9" x 12", with Lag bolt, Bronze, QBLOCK, Qty. 1, QMSE-LAG B 1 | Inventory Item | 9.23 |  |  |  | No | Racking | Vendor De-listing | 8.48
DS-270-0915 | DS-270-0915 |  |  | IronRidge, Flashing, Flashfoot2 kit with Cap-foot, 9" x 12", includes: 5/16" x 4.75" SS Lag Bolt and EPDM washer, Mill, UFO series, Qty. 1 box of 4 flashings, FM-FF2-001 | Inventory Item | 68.99 |  |  |  | No | Racking | Soligent De-listing | 0
DS-270-0916 | DS-270-0916 |  |  | IronRidge, Flashing, Flashfoot2 kit with Cap-foot, 9" x 12", includes: 5/16" x 4.75" SS Lag Bolt and EPDM washer, Black, UFO series, Qty. 1 box of 4 flashings, FM-FF2-001-B | Inventory Item | 77.99 |  |  |  | No | Racking | Soligent De-listing | 0
DS-270-0941 | DS-270-0941 |  |  | QuickMount, Accessory Frame Mount Bracket Universal, UL2703 for SolarEdge Optimizer, or Enphase IQ, module frame thickness and racking agnostic, Mill finish, Qty. 1, QMAFBU-A-25 | Inventory Item | 4.85 |  |  |  | No | Racking | Vendor De-listing | 3.94
DS-270-0942 | DS-270-0942 |  |  | IronRidge, Conduit Mount/Flashing for Composition roofs, for ¾ / 1” EMT, 9" x 12", Black, Qty. 1 box of 4, FM-CM-001-B | Inventory Item | 55.84 |  |  |  | No | Racking | Shippable | 52.7
DS-270-1001 | DS-270-1001 |  |  | QuickMount, L-Mount, 9 X 12” Flashing with Single Slot L-Foot, 5/16 X 4-1/2” Structural Screw, (T-30 or ½” socket), and EDPM Washer, Black Finish, Qty. 1, QMLM-ST-B-12 | Inventory Item | 8.33 |  |  |  | No | Racking | Vendor De-listing | 6.25
DS-270-1002 | DS-270-1002 |  |  | IronRidge, FX, Rail-Less Mount 35mm, Black, Qty 1, FX-MOUNT-35MM-B | Inventory Item | 13 |  |  |  | No | Racking | Vendor De-listing | 11.14
DS-270-1003 | DS-270-1003 |  |  | IronRidge, FX, Rail-Less Bridge, 35mm Black, Qty 1, FX-BRIDGE-35MM-B | Inventory Item | 18.62 |  |  |  | No | Racking | Vendor De-listing | 8.22
DS-270-1004 | DS-270-1004 |  |  | IronRidge, FX, Rail-Less Trim, Black, 35mm, For 1 60 Cell Landscape Module, 1663mm, ~65.5", Qty 1, FX-TRIM-35MM-B-L | Inventory Item | 29.29 |  |  |  | No | Racking | Vendor De-listing | 25.1
DS-270-1005 | DS-270-1005 |  |  | IronRidge, FX, Rail-Less Trim, Black, 35mm, For 2 60 Cell Portrait Module, 2008mm, ~79", Qty 1, FX-TRIM-35MM-B-2P | Inventory Item | 35.05 |  |  |  | No | Racking | Vendor De-listing | 30.04
DS-270-1032 | DS-270-1032 |  |  | IronRidge, FlashVue Flashing with GripCap, 8" x 12", includes: 5/16" x 4.25" SS Lag Bolt with EPDM Washer, Mill Finish, Qty. 1, FV-01-M1 | Inventory Item | 9.12 |  |  |  | No | Racking | Shippable | 7.82
DS-270-1033 | DS-270-1033 |  |  | IronRidge, FlashVue Flashing with GripCap, 8" x 12", includes: 5/16" x 4.25" SS Lag Bolt with EPDM Washer, Black Finish, Qty. 1, FV-01-B1 | Inventory Item | 9.77 |  |  |  | No | Racking | Shippable | 8.38
DS-270-1045 | DS-270-1045 |  |  | QuickMount, L-Mount, 9 X 12” Flashing with Open Slot L-Foot, 5/16 X 4” Lag and EPDM Washer, Mill Finish, Qty. 1, QM-LM-01-M1 | Inventory Item | 6.71 |  |  |  | No | Racking | Shippable | 6.17
DS-270-1046 | DS-270-1046 |  |  | QuickMount, L-Mount, 9 X 12” Flashing with Open Slot L-Foot, 5/16 X 4” Lag and EPDM Washer, Black Finish, Qty. 1, QM-LM-01-B1 | Inventory Item | 7.46 |  |  |  | No | Racking | Shippable | 6.87
DS-270-1117 | DS-270-1117 |  |  | IronRidge, Flashing, Flashfoot2 with Cap-foot, 8in x 12in, includes: 5/16in x 4.75in SS Lag Bolt with EPDM Washer, Black, UFO series, Qty. 1, FF2-02-B2 | Inventory Item | 12.91 |  |  |  | No | Racking | Shippable | 12.1
DS-270-1118 | DS-270-1118 |  |  | IronRidge, Flashing, Flashfoot2 with Cap-foot, 8in x 12in, includes: 5/16in x 4.75in SS Lag Bolt with EPDM Washer, Mill, UFO series, Qty. 1, FF2-02-M2 | Inventory Item | 11.39 |  |  |  | No | Racking | Shippable | 10.75
DS-271-0008 | DS-271-0008 |  |  | IronRidge, Flat Roof Attachment Mill Base, with 3/8 X 1.25” SS Bolt and Washers, Qty. 1, FRA-BASE-01-M1 | Inventory Item | 30.46 |  |  |  | No | Racking | Shippable | 25.71
DS-271-0009 | DS-271-0009 |  |  | IronRidge, Flat Roof Attachment Membrane, 60 mil, TPO, GAF, White, Qty. 1, FRA-M60T-GF-W1 | Inventory Item | 11.99 |  |  |  | No | Racking | Shippable | 9.73
DS-271-0010 | DS-271-0010 |  |  | IronRidge, Flat Roof Attachment Membrane, 60 mil, PVC, GAF, White, Qty. 1, FRA-M60P-GF-W1 | Inventory Item | 13.7 |  |  |  | No | Racking | Shippable | 11.12
DS-271-0012 | DS-271-0012 |  |  | IronRidge, Flat Roof Attachment Membrane, 60 mil, TPO, Mule Hide, White, Qty. 1, FRA-M60T-MH-W1 | Inventory Item | 11.99 |  |  |  | No | Racking | Shippable | 9.73
DS-271-0014 | DS-271-0014 |  |  | IronRidge, Flat Roof Attachment Membrane, 60 mil, TPO, Firestone, White, Qty. 1, FRA-M60T-FS-W1 | Inventory Item | 11.99 |  |  |  | No | Racking | Shippable | 9.73
DS-271-0015 | DS-271-0015 |  |  | IronRidge, Flat Roof Attachment Membrane, 60 mil, TPO, Carlisle, White, Qty. 1, FRA-M60T-CA-W1 | Inventory Item | 11.99 |  |  |  | No | Racking | Shippable | 9.73
DS-510-0258 | DS-510-0258 |  |  | QuickMount, Q-Box, Flashed Junction Box, 5.5 X 5.75” Polycarbonate Box, 12 X 12” Aluminum Flashing, For Comp Roofs, Bronze Finish, Qty. 1, QMQB-J1-B-10 | Inventory Item | 57.42 |  |  |  | No | Racking | Shippable | 54.19
DS-550-0287 | DS-550-0287 |  |  | IronRidge, BX Edge UV Cable Tie/Edge Clip, 1 ea, BX-CT-EC-P1 | Inventory Item | 0.69 |  |  |  | No | Racking | Shippable | 0.57
DS-550-0288 | DS-550-0288 |  |  | IronRidge, BX 12” UV Cable Tie, 1 Each, BX-CT-UV-P1 | Inventory Item | 0.13 |  |  |  | No | Racking | Shippable | 0.11
DS-550-0382 | DS-550-0382 |  |  | IronRidge, Wire Clip, for XRS & XRL, for (10) 5mm panel wires, or (1) MC4, (1) Enphase wire and (1) dual Enphase wire, PVC plastic, Qty. 1 bag of 20 pieces, 29-4000-077 | Inventory Item | 9.92 |  |  |  | No | Racking | Shippable | 8.18
DS-590-0101 | DS-590-0101 |  |  | IronRidge, Bonding Strap Expansion Joint, for Rail Splice, Includes Hardware with Bonding T-bolt, Clear, Qty. 1, UFO-RS-GDXP-001 | Inventory Item | 8 |  |  |  | No | Racking | Vendor De-listing | 5.16
DS-590-0102 | DS-590-0102 |  |  | IronRidge, Grounding Lug, Low Profile, with 1/4" T-Bolt and nut, UFO series, Qty. 1 bag of 2, GD-LUG-003 | Inventory Item | 14.99 |  |  |  | No | Racking | Soligent De-listing | 0
DS-590-0104 | DS-590-0104 |  |  | IronRidge, Bonding Attachment hardware for FF2 and L-feet, Square Bolt, UFO series, Qty. 1 bag of 4 sets, FM-SQ-BHW | Inventory Item | 8 |  |  |  | No | Racking | Vendor De-listing | 0
DS-590-0105 | DS-590-0105 |  |  | IronRidge, Bonding Attachment hardware for FF2 and L-feet, T-Bolt, UFO series, Qty. 1 bag of 4 sets, FM-TB-BHW | Inventory Item | 7.33 |  |  |  | No | Racking | Vendor De-listing | 0
DS-590-0108 | DS-590-0108 |  |  | IronRidge, FX, Rail-Less Ground Lug Kit, 2 pcs, Qty 1 Kit, FX-LUG | Inventory Item | 2.91 |  |  |  | No | Racking | Shippable | 2.37
DS-590-0109 | DS-590-0109 |  |  | IronRidge, Bonding Attachment hardware for FF2 and L-feet, Square Bolt, UFO series, Qty. 1 bag of 4 sets, FM-SQ-BHW-V2 | Inventory Item | 8.99 |  |  |  | No | Racking | Soligent De-listing | 0
DS-590-0111 | DS-590-0111 |  |  | IronRidge, Bonding Attachment hardware for FF2 and L-feet, Tee-Bolt, UFO series, Qty. 1 bag of 4 Bolts/Nuts, FM-TB-BHW-V2 | Inventory Item | 11.99 |  |  |  | No | Racking | Soligent De-listing | 0
DS-590-0115 | DS-590-0115 |  |  | IronRidge, Bonding Attachment hardware for FF2 and L-feet, Square Bolt, UFO series, Qty. 1, BHW-SQ-02-A1 | Inventory Item | 2.4 |  |  |  | No | Racking | Shippable | 1.28
DS-590-0116 | DS-590-0116 |  |  | IronRidge, Bonding Attachment hardware for FF2 and L-feet, T-Bolt, UFO series, Qty. 1, BHW-TB-02-A1 | Inventory Item | 2.02 |  |  |  | No | Racking | Shippable | 1.4
DS-590-0117 | DS-590-0117 |  |  | IronRidge, Grounding Lug, Low Profile, with 1/4" T-Bolt and nut, UFO series, Qty. 1, XR-LUG-03-A1 | Inventory Item | 5.91 |  |  |  | No | Racking | Shippable | 4.1
DS-590-0118 | DS-590-0118 |  |  | IronRidge, Frameless Clamp Bonding Hardware, Pack of 4, FMLS-BHW | Inventory Item | 3.59 |  |  |  | No | Racking | Shippable | 2.91
DS-590-0119 | DS-590-0119 |  |  | IronRidge, BX 8” Module Bonding Jumper, BX-MB8-M1 | Inventory Item | 3.47 |  |  |  | No | Racking | Shippable | 2.82
DS-590-0120 | DS-590-0120 |  |  | IronRidge, BX 38” Row Bonding Jumper, BX-RB38-M1 | Inventory Item | 7.99 |  |  |  | No | Racking | Shippable | 6.48
DS-590-0121 | DS-590-0121 |  |  | IronRidge, BX Module Ground Lug with Hardware, PV-LUG-01-A1 | Inventory Item | 4.86 |  |  |  | No | Racking | Shippable | 3.95
DS-590-0122 | DS-590-0122 |  |  | QuickMount, QMR Quick Rail, M8 X 20mm T-Bolt w/ Nut, w/Nylon Patch, SS,1 bag of 50, QMR-TB20P-A-300 | Inventory Item | 0.62 |  |  |  | No | Racking | Vendor De-listing | 0.61
DS-FF2-02-B2 | DS-FF2-02-B2 |  |  | IronRidge, Flashing, Flashfoot2 with Cap-foot, 8in x 12in, includes: 5/16in x 4.75in SS Lag Bolt with EPDM Washer, Black, UFO series, Qty. 1, FF2-02-B2 | Inventory Item | 12.91 |  |  |  | No | Racking | Shippable | 12.1
KRANDSMOQ-210-0691 | KRANDSMOQ-210-0691 |  |  | IronRidge, Standoff, Flush Mount, 4", 1.5" diameter, Aluminum Mill Finish, Qty. 20, 51-6004-500L | Inventory Item | 300 |  |  |  | No | Racking | Soligent De-listing | 0
KRANDSMOQ-210-0694 | KRANDSMOQ-210-0694 |  |  | IronRidge, Standoff, Flush Mount, 7", 1.5" diameter, Aluminum Mill Finish, Qty. 20, 51-6007-500L | Inventory Item | 360 |  |  |  | No | Racking | Soligent De-listing | 0
KRANDSMOQ-210-0998 | KRANDSMOQ-210-0998 |  |  | IronRidge, XR10, Rail 132" (11') Clear, Qty. 160,XR -10-132A | Inventory Item | 6048 |  |  |  | No | Racking | Soligent De-listing | 0
KRANDSMOQ-210-0999 | KRANDSMOQ-210-0999 |  |  | IronRidge, XR10, Rail 168" (14') Clear, Qty. 160, XR-10-168A | Inventory Item | 7704 |  |  |  | No | Racking | Soligent De-listing | 0
KRANDSMOQ-210-1000 | KRANDSMOQ-210-1000 |  |  | IronRidge, XR10, Rail 204" (17') Clear, Qty. 160, XR-10-204A | Inventory Item | 9345.6 |  |  |  | No | Racking | Soligent De-listing | 0
KRANDSMOQ-210-1001 | KRANDSMOQ-210-1001 |  |  | IronRidge, XR100, Rail 132" (11') Clear, Qty. 80, XR-100-132A | Inventory Item | 4176 |  |  |  | No | Racking | Soligent De-listing | 0
KRANDSMOQ-210-1002 | KRANDSMOQ-210-1002 |  |  | IronRidge, XR100, Rail 132" (11') Black, Qty. 80, XR-100-132B | Inventory Item | 4896 |  |  |  | No | Racking | Soligent De-listing | 0
KRANDSMOQ-210-1003 | KRANDSMOQ-210-1003 |  |  | IronRidge, XR100, Rail 168" (14') Clear, Qty. 80, XR-100-168A | Inventory Item | 5313.6 |  |  |  | No | Racking | Soligent De-listing | 0
KRANDSMOQ-210-1004 | KRANDSMOQ-210-1004 |  |  | IronRidge, XR100, Rail 168" (14') Black, Qty. 80, XR-100-168B | Inventory Item | 6228 |  |  |  | No | Racking | Soligent De-listing | 0
KRANDSMOQ-210-1005 | KRANDSMOQ-210-1005 |  |  | IronRidge, XR100, Rail 204" (17') Clear, Qty. 80, XR-100-204A | Inventory Item | 6451.2 |  |  |  | No | Racking | Soligent De-listing | 0
KRANDSMOQ-210-1006 | KRANDSMOQ-210-1006 |  |  | IronRidge, XR100, Rail 204" (17') Black, Qty. 80, XR-100-204B | Inventory Item | 7567.2 |  |  |  | No | Racking | Soligent De-listing | 0
KRANDSMOQ-210-1007 | KRANDSMOQ-210-1007 |  |  | IronRidge, XR1000, Rail 132" (11') Clear, Qty. 80, XR-1000-132A | Inventory Item | 5702.4 |  |  |  | No | Racking | Soligent De-listing | 0
KRANDSMOQ-210-1008 | KRANDSMOQ-210-1008 |  |  | IronRidge, XR1000, Rail 168" (14') Clear, Qty. 80, XR-1000-168A | Inventory Item | 7257.6 |  |  |  | No | Racking | Soligent De-listing | 0
KRANDSMOQ-210-1009 | KRANDSMOQ-210-1009 |  |  | IronRidge, XR1000, Rail 204" (17') Clear, Qty. 80, XR-1000-204A | Inventory Item | 8812.8 |  |  |  | No | Racking | Soligent De-listing | 0
KRANDSMOQ-210-1025 | KRANDSMOQ-210-1025 |  |  | IronRidge, XR10, Rail 132" (11') Black, Qty. 160, XR-10-132B | Inventory Item | 7257.6 |  |  |  | No | Racking | Soligent De-listing | 0
KRANDSMOQ-210-1026 | KRANDSMOQ-210-1026 |  |  | IronRidge, XR10, Rail 168" (14') Black, Qty. 160, XR-10-168B | Inventory Item | 9244.8 |  |  |  | No | Racking | Soligent De-listing | 0
KRANDSMOQ-210-1027 | KRANDSMOQ-210-1027 |  |  | IronRidge, XR10, Rail 204" (17') Black, Qty. 160 , XR-10-204B | Inventory Item | 11217.6 |  |  |  | No | Racking | Soligent De-listing | 0
KRANDSMOQ-211-0463 | KRANDSMOQ-211-0463 |  |  | IronRidge, End Cap XR10, Qty.25, XR-10-CAP | Inventory Item | 350 |  |  |  | No | Racking | Soligent De-listing | 0
KRANDSMOQ-211-0464 | KRANDSMOQ-211-0464 |  |  | IronRidge, End Cap XR100, Qty 25, XR-100-CAP | Inventory Item | 350 |  |  |  | No | Racking | Soligent De-listing | 0
KRANDSMOQ-211-0465 | KRANDSMOQ-211-0465 |  |  | IronRidge, End Cap XR1000, Qty. 25, XR-1000-CAP | Inventory Item | 375 |  |  |  | No | Racking | Soligent De-listing | 0
KRANDSMOQ-211-0481 | KRANDSMOQ-211-0481 |  |  | IronRidge, Fixed Tilt Leg, Kit, 10", Mill, Qty. 20, TM-FTL-010 | Inventory Item | 680 |  |  |  | No | Racking | Soligent De-listing | 0
KRANDSMOQ-211-0482 | KRANDSMOQ-211-0482 |  |  | IronRidge, Fixed Tilt Leg, Kit, 15", Mill, Qty. 20, TM-FTL-015 | Inventory Item | 720 |  |  |  | No | Racking | Soligent De-listing | 0
KRANDSMOQ-211-0483 | KRANDSMOQ-211-0483 |  |  | IronRidge, Fixed Tilt Leg, Kit, 20", Mill, Qty. 20, TM-FTL-020 | Inventory Item | 760 |  |  |  | No | Racking | Soligent De-listing | 0
KRANDSMOQ-211-0484 | KRANDSMOQ-211-0484 |  |  | IronRidge, Fixed Tilt Leg, Kit, 25", Mill, Qty. 20, TM-FTL-025 | Inventory Item | 800 |  |  |  | No | Racking | Soligent De-listing | 0
KRANDSMOQ-211-0485 | KRANDSMOQ-211-0485 |  |  | IronRidge, Fixed Tilt Leg, Kit, 30", Mill, Qty. 20, TM-FTL-030 | Inventory Item | 840 |  |  |  | No | Racking | Soligent De-listing | 0
KRANDSMOQ-211-0486 | KRANDSMOQ-211-0486 |  |  | IronRidge, Splice XR10, Bonding, with 4 screws, Mill, UFO series, Qty. 20, XR-10-SPLC-BD | Inventory Item | 140 |  |  |  | No | Racking | Soligent De-listing | 0
KRANDSMOQ-211-0487 | KRANDSMOQ-211-0487 |  |  | IronRidge, Splice XR100, Bonding, with 4 screws, Mill, UFO series, Qty. 20, XR-100-SPLC-BD | Inventory Item | 160 |  |  |  | No | Racking | Soligent De-listing | 0
KRANDSMOQ-211-0488 | KRANDSMOQ-211-0488 |  |  | IronRidge, Splice XR1000, Bonding, with 4 screws, Mill, UFO series, Qty. 20, XR-1000-SPLC-BD | Inventory Item | 180 |  |  |  | No | Racking | Soligent De-listing | 0
KRANDSMOQ-211-0491 | KRANDSMOQ-211-0491 |  |  | IronRidge, Slotted L-Foot, hardware not included, Mill, UFO series, Qty. 25, FM-LFT-003 | Inventory Item | 250 |  |  |  | No | Racking | Soligent De-listing | 0
KRANDSMOQ-211-0492 | KRANDSMOQ-211-0492 |  |  | IronRidge, Slotted L-Foot, hardware not included, Black, UFO series, Qty. 25, FM-LFT-003-B | Inventory Item | 300 |  |  |  | No | Racking | Soligent De-listing | 0
KRANDSMOQ-220-0349 | KRANDSMOQ-220-0349 |  |  | IronRidge, SGA Top Cap, for 2" pipe, Qty. 12, 70-0200-SGA | Inventory Item | 600 |  |  |  | No | Racking | Soligent De-listing | 0
KRANDSMOQ-220-0350 | KRANDSMOQ-220-0350 |  |  | IronRidge, SGA Top Cap, for 3" pipe, Qty. 12, 70-0300-SGA | Inventory Item | 780 |  |  |  | No | Racking | Soligent De-listing | 0
KRANDSMOQ-220-0359 | KRANDSMOQ-220-0359 |  |  | IronRidge, SGA 2", 7.5' Brace Assembly, Qty. 4, 70-0200-CBR | Inventory Item | 700 |  |  |  | No | Racking | Soligent De-listing | 0
KRANDSMOQ-220-0360 | KRANDSMOQ-220-0360 |  |  | IronRidge, SGA 3", 7.5' Brace Assembly, Qty. 4, 70-0300-CBR | Inventory Item | 800 |  |  |  | No | Racking | Soligent De-listing | 0
KRANDSMOQ-220-0361 | KRANDSMOQ-220-0361 |  |  | IronRidge, SGA 3", 9' Brace Assembly, Qty. 4, 5-panel, 70-0305-CBR | Inventory Item | 1040 |  |  |  | No | Racking | Soligent De-listing | 0
KRANDSMOQ-220-0714 | KRANDSMOQ-220-0714 |  |  | IronRidge, SGA 2” (9’) Brace Assembly, 5-Panel, Qty. 4, 70-0205-CBR | Inventory Item | 880 |  |  |  | No | Racking | Soligent De-listing | 0
KRANDSMOQ-220-0715 | KRANDSMOQ-220-0715 |  |  | IronRidge, SGA Bonding Rail Connector, for 2" pipe, UFO series, Qty. 36, GM-BRC-002 | Inventory Item | 648 |  |  |  | No | Racking | Soligent De-listing | 0
KRANDSMOQ-220-0716 | KRANDSMOQ-220-0716 |  |  | IronRidge, SGA Bonding Rail Connector, for 3" pipe, UFO series, Qty. 36, GM-BRC-003 | Inventory Item | 648 |  |  |  | No | Racking | Soligent De-listing | 0
KRANDSMOQ-260-0728 | KRANDSMOQ-260-0728 |  |  | IronRidge, Grounding Mid Clamp, with 2.00" T-Bolt, Clear, (31.0-34.8mm), UL 2703, Qty.50, RS-GD-MCL-200 | Inventory Item | 700 |  |  |  | No | Racking | Vendor De-listing | 0
KRANDSMOQ-260-0737 | KRANDSMOQ-260-0737 |  |  | IronRidge, Bonding Strap Expansion Joint, for Rail Splice, Clear, UL 2703, Qty. 25, RS-GDXP-001 | Inventory Item | 12.05 |  |  |  | No | Racking | Soligent De-listing | 0
KRANDSMOQ-260-0827 | KRANDSMOQ-260-0827 |  |  | IronRidge, Universal Bonding Module Clamp, Clear, Qty. 50, UFO-CL-001 | Inventory Item | 700 |  |  |  | No | Racking | Soligent De-listing | 0
KRANDSMOQ-260-0828 | KRANDSMOQ-260-0828 |  |  | IronRidge, Universal Bonding Module Clamp, Black, Qty. 50, UFO-CL-001-B | Inventory Item | 750 |  |  |  | No | Racking | Soligent De-listing | 0
KRANDSMOQ-260-0829 | KRANDSMOQ-260-0829 |  |  | IronRidge, Stopper Sleeve, 32mm, Clear, Qty. 25, UFO-STP-32MM | Inventory Item | 50 |  |  |  | No | Racking | Soligent De-listing | 0
KRANDSMOQ-260-0830 | KRANDSMOQ-260-0830 |  |  | IronRidge, Stopper Sleeve, 33mm, Clear, Qty. 25, UFO-STP-33MM | Inventory Item | 50 |  |  |  | No | Racking | Soligent De-listing | 0
KRANDSMOQ-260-0831 | KRANDSMOQ-260-0831 |  |  | IronRidge, Stopper Sleeve, 35mm, Clear, Qty. 25, UFO-STP-35MM | Inventory Item | 50 |  |  |  | No | Racking | Soligent De-listing | 0
KRANDSMOQ-260-0832 | KRANDSMOQ-260-0832 |  |  | IronRidge, Stopper Sleeve, 38mm, Clear, Qty. 25, UFO-STP-38MM | Inventory Item | 50 |  |  |  | No | Racking | Soligent De-listing | 0
KRANDSMOQ-260-0833 | KRANDSMOQ-260-0833 |  |  | IronRidge, Stopper Sleeve, 40mm, Clear, Qty. 25, UFO-STP-40MM | Inventory Item | 50 |  |  |  | No | Racking | Soligent De-listing | 0
KRANDSMOQ-260-0834 | KRANDSMOQ-260-0834 |  |  | IronRidge, Stopper Sleeve, 46mm, Clear, Qty. 25, UFO-STP-46MM | Inventory Item | 50 |  |  |  | No | Racking | Soligent De-listing | 0
KRANDSMOQ-260-0835 | KRANDSMOQ-260-0835 |  |  | IronRidge, Stopper Sleeve, 32mm, Black, Qty. 25, UFO-STP-32MM-B | Inventory Item | 56.25 |  |  |  | No | Racking | Soligent De-listing | 0
KRANDSMOQ-260-0836 | KRANDSMOQ-260-0836 |  |  | IronRidge, Stopper Sleeve, 33mm, Black, Qty. 25, UFO-STP-33MM-B | Inventory Item | 56.25 |  |  |  | No | Racking | Soligent De-listing | 0
KRANDSMOQ-260-0837 | KRANDSMOQ-260-0837 |  |  | IronRidge, Stopper Sleeve, 35mm, Black, Qty. 25, UFO-STP-35MM-B | Inventory Item | 56.25 |  |  |  | No | Racking | Soligent De-listing | 0
KRANDSMOQ-260-0838 | KRANDSMOQ-260-0838 |  |  | IronRidge, Stopper Sleeve, 38mm, Black, Qty. 25, UFO-STP-38MM-B | Inventory Item | 56.25 |  |  |  | No | Racking | Soligent De-listing | 0
KRANDSMOQ-260-0839 | KRANDSMOQ-260-0839 |  |  | IronRidge, Stopper Sleeve, 40mm, Black, Qty. 25, UFO-STP-40MM-B | Inventory Item | 56.25 |  |  |  | No | Racking | Soligent De-listing | 0
KRANDSMOQ-260-0840 | KRANDSMOQ-260-0840 |  |  | IronRidge, Stopper Sleeve, 46mm, Black, Qty. 25, UFO-STP-46MM-B | Inventory Item | 56.25 |  |  |  | No | Racking | Soligent De-listing | 0
KRANDSMOQ-270-0799 | KRANDSMOQ-270-0799 |  |  | IronRidge, Grounding Lug with 1/4" T-Bolt and nut, Qty. 50, RS-GDLG-002 | Inventory Item | 15 |  |  |  | No | Racking | Soligent De-listing | 0
KRANDSMOQ-270-0894 | KRANDSMOQ-270-0894 |  |  | IronRidge, Mounting Kit for Microinverters & optimizers, includes two Bonding 1/4" x 3/4" SS T-Bolt and hardware, UFO series, Qty. 150, MI-BHW | Inventory Item | 450 |  |  |  | No | Racking | Soligent De-listing | 0
KRANDSMOQ-270-0915 | KRANDSMOQ-270-0915 |  |  | IronRidge, Flashing, Flashfoot2 kit with Cap-foot, 9" x 12", includes: 5/16" x 4.75" SS Lag Bolt and EPDM washer, Mill, UFO series, Qty. 1 box of 4 flashings, FM-FF2-001 | Inventory Item | 64 |  |  |  | No | Racking | Soligent De-listing | 0
KRANDSMOQ-270-0916 | KRANDSMOQ-270-0916 |  |  | IronRidge, Flashing, Flashfoot2 kit with Cap-foot, 9" x 12", includes: 5/16" x 4.75" SS Lag Bolt and EPDM washer, Black, UFO series, Qty. 1 box of 4 flashings, FM-FF2-001-B | Inventory Item | 72 |  |  |  | No | Racking | Soligent De-listing | 0
KRANDSMOQ-590-0102 | KRANDSMOQ-590-0102 |  |  | IronRidge, Grounding Lug, Low Profile, with 1/4" T-Bolt and nut, UFO series, Qty. 50, GD-LUG-003 | Inventory Item | 700 |  |  |  | No | Racking | Soligent De-listing | 0
KRANDSMOQ-590-0104 | KRANDSMOQ-590-0104 |  |  | IronRidge, Bonding Attachment hardware for FF2 and L-feet, Square Bolt, UFO series, Qty. 100, FM-SQ-BHW | Inventory Item | 800 |  |  |  | No | Racking | Soligent De-listing | 0
KRANDSMOQ-590-0105 | KRANDSMOQ-590-0105 |  |  | IronRidge, Bonding Attachment hardware for FF2 and L-feet, T-Bolt, UFO series, Qty. 100, FM-TB-BHW | Inventory Item | 1100 |  |  |  | No | Racking | Soligent De-listing | 0
RAYDIUS-RR | RAYDIUS-RR |  |  | Raydius Lease Program, DO NOT USE - WRONG ITEM TYPE. R & R Custom Racking, Enter Quote Number and Custom Price | Inventory Item | 0 |  |  |  | No | Racking | Soligent De-listing | 0
530-1109 | 530-1109 |  |  | Enphase, Combiner-4 Breaker Hold Down Kit, X-IQ-NA-HD-125A | Inventory Item | 9.95 |  |  |  | No | Energy Storage | Shippable | 7.8 | 1046
530-1107 | 530-1107 |  |  | Enphase, 20A 2 Pole Breaker for IQ System Controller and IQ Combiner-4, for use with Hold Down Kit, Eaton BR220B, BRK-20A-2P-240V-B | Inventory Item | 27.69 |  |  |  | No | Energy Storage | Shippable | 21.69 | 951
550-9057 | 550-9057 |  |  | SolarEdge, Energy Bank Battery, Branch Connectors, 1 Pair MC-4, DC + DC-, required for multiple Batteries with 1 Inverter, IAC-RBAT-USYCBL-01 | Inventory Item | 35.83 |  |  |  | No | Energy Storage | Shippable | 33.93 | 915
570-0150 | 570-0150 |  |  | Enphase, Enpower USB Adapter Kit for IQ Envoy, Enables Wireless Communication with Encharge and Enpower, COMMS-KIT-01 | Inventory Item | 109.04 |  |  |  | No | Energy Storage | Shippable | 110.22 | 639
520-0043 | 520-0043 |  |  | Morningstar, SunSaver Charge Controller, 6A, 12VDC, with Low Voltage Disconnect, SS-6L-12V | Inventory Item | 58.51 |  |  |  | No | Energy Storage | Shippable | 55 | 637
560-0069 | 560-0069 |  |  | Enphase, IQ Load Controller for use with Enpower Auxiliary Contacts to Shed Heavy Loads, EP-NA-LK02-040 | Inventory Item | 339.36 |  |  |  | No | Energy Storage | Shippable | 322.22 | 512
570-1228 | 570-1228 |  |  | SolarEdge, Energy Net Communications Plug-In, for Wireless Communication with Energy Bank Batter or Home Load Controller, 1 EACH, ENET-HBNP-01 | Inventory Item | 57.58 |  |  |  | No | Energy Storage | Shippable | 54.53 | 411
530-1106 | 530-1106 |  |  | SolarEdge, 63A Breaker for StorEdge Backup Interface, Qty.1, CB-UPG-63-01 | Inventory Item | 36.24 |  |  |  | No | Energy Storage | Shippable | 31.03 | 305
480-0133 | 480-0133 |  |  | Enphase, IQ Battery 10T, 10.5kWh LFP Battery, with 12 integrated IQ8X-BAT Inverters, NEMA 3R, ENCHARGE-10T-1P-NA | Inventory Item | 5555.56 |  | 3800 |  | No | Energy Storage | Shippable | 4718.5 | 222
580-0192 | 580-0192 |  |  | Enphase, IQ System Controller 2, Microgrid Interconnect Device (MID), with RSD Switch, Grid Side Install, with 200A Capacity, includes Neutral-Forming Transformer, Intelligent Load Control, Generator Interconnection, Use with IQ-6, IQ-7 or IQ-8, EP200G-SC2-RSD-KIT | Inventory Item | 2094.67 |  |  |  | No | Energy Storage | Shippable | 1988.61 | 218
450-0186 | 450-0186 |  |  | Enphase, IQ Battery 10T UL9540A Middle Wall Mounting Bracket, B10T-MWM-1280-O | Inventory Item |  |  |  |  | No | Energy Storage | Shippable | 0 | 216
450-0185 | 450-0185 |  |  | Enphase, IQ Battery 10T UL9540A Additional Wall Mounting Bracket, B10T-AWM-1280-O | Inventory Item |  |  |  |  | No | Energy Storage | Shippable | 0 | 189
580-0152 | 580-0152 |  |  | SolarEdge, Energy Hub, Backup Interface, with 5kW Autoformer, Import/Export Meter, w/CT’s, Main Lug Only rated for Load Side Connection, BI-NUSGN-01 | Inventory Item | 2150.64 |  |  |  | No | Energy Storage | Vendor De-listing | 1852.29 | 158
580-0189 | 580-0189 |  |  | Generac, SnapRS, Module Level RSD, 1 in-line with each PV module, 15A Max for NEC-2017/2020 Compliant, RS802 | Inventory Item | 40.26 |  |  |  | No | Energy Storage | Shippable | 39.76 | 144
480-0132 | 480-0132 |  |  | Enphase, IQ Battery 3T, 3.36kWh LFP Battery, with 4 integrated IQ8X-BAT Inverters, NEMA 3R, ENCHARGE-3T-1P-NA | Inventory Item | 1851.85 |  | 1280 |  | No | Energy Storage | Shippable | 1630.43 | 106
480-0127 | 480-0127 |  |  | Generac, PWRcell DCB Battery Module, 3.0kWh Useable, NMC, 8004 | Inventory Item | 1886.75 |  | 3000 |  | No | Energy Storage | Shippable | 1734.07 | 104
577-0227 | 577-0227 |  |  | Generac, Smart Management Module (SMM) 50A for Automatic Load Shedding, use with Load Management ATS or Gen-Set, 7000 | Inventory Item | 151.58 |  |  |  | No | Energy Storage | Shippable | 139.32 | 100
450-0171 | 450-0171 |  |  | Enphase, Encharge-10 Cover Kit, includes Cover, Screws, Raceway and Wires for 3 IQ 3 Batteries, B10-C-1050-O | Inventory Item | 491.49 |  |  |  | No | Energy Storage | Shippable | 462 | 89
520-0034 | 520-0034 |  |  | Morningstar, SunLight Charge/Lighting Controller, 10A, 12VDC, SL-10L-12V | Inventory Item | 101.35 |  |  |  | No | Energy Storage | Soligent De-listing | 94.94 | 73
480-0128 | 480-0128 |  |  | SimpliPhi, Phi 3.8, Battery, 3.8kWh, LFP (Lithium Iron Phosphate), 48 volt, with 80A disco and BMS, UL-1973, White Metal Case, PHI-3.8-48-M | Inventory Item | 2448.45 |  | 3800 |  | No | Energy Storage | Shippable | 2203.67 | 69
520-0045 | 520-0045 |  |  | Morningstar, TriStar Charge Controller, 45A, 12/24/48VDC, TS-45 | Inventory Item | 200 |  |  |  | No | Energy Storage | Shippable | 187.34 | 69
520-0098 | 520-0098 |  |  | Morningstar, TriStar LCD Digital Meter display, mounts into TS and TS-MPPT controller front plate, TS-M-2 | Inventory Item | 110.81 |  |  |  | No | Energy Storage | Shippable | 103.8 | 55
580-0109 | 580-0109 |  |  | Generac, PWRcell 200A Automatic Transfer Switch (ATS), with Load Management, Manage up to 4 HVAC (24Vac Controlled) Loads for Whole Home Coverage, Service Rated, NEMA 3R, CXSW200A3 | Inventory Item | 820.97 |  |  |  | No | Energy Storage | Shippable | 771.71 | 55
480-0143 | 480-0143 |  |  | HomeGrid, 4.8kWh Battery Module - HG-FS48100-15OSJ1 | Inventory Item | 2587.63 |  | 4800 |  | No | Energy Storage | Shippable | 2348.54 | 49
520-0096 | 520-0096 |  |  | Morningstar, TriStar MPPT Charge Controller, 45A, 150VDC, 12/48VDC, with RTS, TS-MPPT-45 | Inventory Item | 536.49 |  |  |  | No | Energy Storage | Shippable | 502.53 | 47
450-0168 | 450-0168 |  |  | Generac, PWRcell 3R, Outdoor Rated, Battery Enclosure and Electronics for Li-ion Battery, requires 3-6 PWRcell Battery Modules, (Purchased Separately), APKE00028 | Inventory Item | 2963.67 |  |  |  | No | Energy Storage | Shippable | 2723.84 | 45
311-0098 | 311-0098 |  |  | Sol-Ark, 15K Battery or Battery-Less Inverter, 15kW/12kW from Battery, 120/240/208Vac, 50/60Hz, 48VDC, Transformerless Sinewave, Grid Tie/Off-Grid, AC and/or DC Coupled, Dual AC inputs, 200A Load Breaker, 3 MPPT PV inputs, with AFCI/GFDI, BTS, 100A CT’s, 10 Yr. Warr, UL1741-SB, NEMA 3R, SA-15K-2P-N | Inventory Item | 6036.59 |  | 15000 |  | No | Energy Storage | Shippable | 5823.53 | 43
565-0024 | 565-0024 |  |  | Generac, PV-Link Sub-String Optimizer, Compatible with SnapRS for Module Level RSD, MC-4, Max 420Voc, APKE00010 | Inventory Item | 536.23 |  |  |  | No | Energy Storage | Shippable | 492.83 | 43
480-0138 | 480-0138 |  |  | EndurEnergy Systems, 5.12kWh1 100Ah, 48 Vdc Nominal, Battery Pack, ESP-5100, B0005 | Inventory Item | 2091.7 |  | 5120 |  | No | Energy Storage | Shippable | 2078.71 | 39
321-0002 | 321-0002 |  |  | Morningstar, SureSine battery inverter, 300W, 115VAC, 60Hz, No Transfer, 12VDC, Sinewave, Off Grid, 2 Yr Warr, No Charger, internal BTS, SI-300-115V-UL | Inventory Item | 282.72 |  | 300 |  | No | Energy Storage | Shippable | 272.62 | 36
580-0185 | 580-0185 |  |  | SolarEdge, Energy Hub, Backup Interface, with 5kW Autoformer, Import/Export Meter, w/CTs, Main Lug Only rated for Load Side Connection, BI-NUSGN-02 | Inventory Item | 1704.5 |  |  |  | No | Energy Storage | Shippable | 1602.23 | 35
520-0038 | 520-0038 |  |  | Morningstar, SunSaver Charge Controller, 10A, 12VDC, with Low Voltage Disconnect, SS10L-12V | Inventory Item | 90.54 |  |  |  | No | Energy Storage | Shippable | 84.81 | 34
730-0001 | 730-0001 |  |  | Enphase, Enpower Reusable Lifting Handle Kit, use for easier Empower Wall Mounting, EP200G-HNDL-R1 | Inventory Item | 248.67 |  |  |  | No | Energy Storage | Shippable | 216.86 | 34
311-0040 | 311-0040 |  |  | SMA, Sunny Island 6048 battery inverter, 5750W, 120VAC, 60Hz, 56A Transfer, 48VDC, Sinewave, 100A Charger, 10 Yr Warr, with BTS, SI6048-US-10 | Inventory Item | 2765.96 |  | 5750 |  | No | Energy Storage | Shippable | 2600 | 33
577-0228 | 577-0228 |  |  | Generac, Smart Management Module (SMM) 100A for Automatic Load Shedding, use with Load Management ATS or Gen-Set, 7006 | Inventory Item | 277.07 |  |  |  | No | Energy Storage | Shippable | 254.65 | 32
730-0067 | 730-0067 |  |  | SolarEdge, Energy Bank Battery, Reusable Installation and Mounting Handles, 1 pack of 4 Handles, IAC-RBAT-HANDLE-01 | Inventory Item | 93.42 |  |  |  | No | Energy Storage | Shippable | 88.47 | 28
520-0055 | 520-0055 |  |  | Outback, FM80-150VDC MPPT Charge Controller, 80A, 150VDC, 12/24/48/60VDC, FM80 | Inventory Item | 501.27 |  |  |  | No | Energy Storage | Shippable | 477.11 | 26
460-0015 | 460-0015 |  |  | Morningstar, SunSaver MPPT Charge Controller, 15A, 75VDC, 12/24VDC, SS-MPPT-15L | Inventory Item | 275.68 |  |  |  | No | Energy Storage | Shippable | 258.23 | 23
310-0044 | 310-0044 |  |  | Generac, PWRcell 7.6kW Single Phase 120/240Vac Grid-Tie/Back-Up Inverter with 2 CT’s, UL1741-SA (Rule-21), XVT076A03 | Inventory Item | 3328.35 |  |  |  | No | Energy Storage | Shippable | 3059.01 | 22
500-0263 | 500-0263 |  |  | SimpliPhi, BOSS.12 Three Battery Bus Bar Kit, 3-Battery Horizontal, 1 Pair, Red/Black Bus Bars, 2, 2/0 Red/Black 45” cables, order 1 per shelf, BB-3-12 | Inventory Item | 378.38 |  |  |  | No | Energy Storage | Shippable | 350 | 21
580-0146 | 580-0146 |  |  | Enphase, Enpower Smart Switch with 200A capacity, Neutral-Forming Transformer, Microgrid Interconnect Device (MID), Use with IQ-6 or IQ-7, EP200G101-M240US00 | Inventory Item | 1332 |  |  |  | No | Energy Storage | Vendor De-listing | 1264.56 | 21
501-0092 | 501-0092 |  |  | Midnite Solar, Surge Protector Device, 3-wire, 150VDC/100VAC, for Battery-Based systems, MNSPD-115 | Inventory Item | 101.02 |  |  |  | No | Energy Storage | Shippable | 93.69 | 20
530-0127 | 530-0127 |  |  | Enphase, Enpower 80A Encharge/Combiner Breaker, 10kAIC, Eaton BR280, BRK-80A-2P-240V | Inventory Item | 55.25 |  |  |  | No | Energy Storage | Shippable | 51.8 | 20
580-0188 | 580-0188 |  |  | Enphase, Rapid Shutdown Switch, use with IQ System Controller 2, EP200G-NA-02-RSD | Inventory Item | 80 |  |  |  | No | Energy Storage | Vendor De-listing | 75.95 | 20
450-0157 | 450-0157 |  |  | SimpliPhi, Phi 3.5-3.8, Battery Mounting Bracket, B-3.8 | Inventory Item | 125 |  |  |  | No | Energy Storage | Shippable | 116.28 | 19
450-0178 | 450-0178 |  |  | SolarEdge, Energy Bank Battery, Floor Stand, required for Floor Mounting Battery, IAC-RBAT-FLRSTD-01 | Inventory Item | 534.83 |  |  |  | No | Energy Storage | Shippable | 506.52 | 18
480-0141 | 480-0141 |  |  | Storz Power, 5.12kWh, LFP (Lithium Iron Phosphate) Battery, 48 Volt Nominal, with BMS, UL-1973, 10247 | Inventory Item | 2866.67 |  |  |  | No | Energy Storage | Shippable | 2500 | 18
520-0099 | 520-0099 |  |  | Morningstar, TriStar Remote Digital Meter (for TS-MPPT) with 100' cable, TS-RM-2 | Inventory Item | 137.84 |  |  |  | No | Energy Storage | Shippable | 129.11 | 18
320-0106 | 320-0106 |  |  | Schneider Electric, Conext SW4048 battery inverter, 4000W, 120/240VAC, 50/60Hz, 30A Transfer, 48VDC, Sinewave, 45A Charger, 2 Yr Warr, with BTS, 865-4048-21 | Inventory Item | 1444.04 |  | 4000 |  | No | Energy Storage | Shippable | 1357.4 | 17
520-0040 | 520-0040 |  |  | Morningstar, SunSaver Charge Controller, 20A, 12VDC, with Low Voltage Disconnect, SS20L-12V | Inventory Item | 125.68 |  |  |  | No | Energy Storage | Shippable | 117.72 | 17
570-0757 | 570-0757 |  |  | Midnite Solar, Battery Meter, Capacity Meter, 70V max, Input 12/24/36/48V, MNBCM | Inventory Item | 69.86 |  |  |  | No | Energy Storage | Shippable | 65.24 | 17
570-1210 | 570-1210 |  |  | Sol-Ark, CT (Current Transformer) 200A for up to 4/0 Wire, Qty. 1 Pair, SA-CT-LG | Inventory Item | 235.29 |  |  |  | No | Energy Storage | Shippable | 224.72 | 17
480-0135 | 480-0135 |  |  | Fortress Power, eVault Max 18.5, 51.2V Nominal/360Ah, 18.43kWh, LiFePO4 (Lithium Iron Phosphate) Battery, 10 Yr Warranty, Max 20 units in Parallel, UL-1642, 1973, 9540, eVault Max 18.5 | Inventory Item | 9187.5 |  | 18500 |  | No | Energy Storage | Shippable | 8901.24 | 16
570-0116 | 570-0116 |  |  | Outback, Battery Remote Temperature Sensor with Inverter/Charger or Charge Controller, Includes 20' Cable, RTS | Inventory Item | 56.63 |  |  |  | No | Energy Storage | Shippable | 54.02 | 16
450-0190 | 450-0190 |  |  | HomeGrid, Base Unit with Low Voltage BMS, HG-MC100-200M2 | Inventory Item | 1512.89 |  |  |  | No | Energy Storage | Shippable | 1373.1 | 15
520-0059 | 520-0059 |  |  | Outback, FM100-300VDC MPPT Charge Controller, 100A, 300VDC, 24/36/48Vdc, 3R enclosure, integrated GFCI & AFCI,FM100-300VDC-AFCI | Inventory Item | 1418.99 |  |  |  | No | Energy Storage | Shippable | 1350.6 | 15
311-0075 | 311-0075 |  |  | OutBack, Radian GS8048A-01 battery inverter, 8000W, 120/240VAC, 60Hz, 50A Transfer, 48VDC, Sinewave, Grid Tied, 5 Yr Warr, 115A Charger, with BTS & dual AC inputs, UL1741-SA (Rule-21), Powder Coated Finish, GS8048A-01 | Inventory Item | 3848.1 |  | 8000 |  | No | Energy Storage | Shippable | 3662.65 | 14
520-0078 | 520-0078 |  |  | Outback, FM60-150VDC MPPT Charge Controller, 60A, 150VDC, 12/24/48/60VDC, FM60 | Inventory Item | 445.57 |  |  |  | No | Energy Storage | Shippable | 424.1 | 14
311-0080 | 311-0080 |  |  | Outback, VFXR3524A-01 Battery Inverter, 3500W, 120VAC, 60Hz(50Hz) selectable, 60A AC input, 24VDC, Sinewave, Grid Tied, 5 Yr Warr, 85A Charger, with BTS, VFXR3524A-01 | Inventory Item | 1959.49 |  | 3500 |  | No | Energy Storage | Shippable | 1865.06 | 13
311-0090 | 311-0090 |  |  | Storz Power, Sol-Ark, 12K Battery or Battery-Less Inverter, 9,000 watt 120/240-208Vac, 50/60Hz, 48VDC, Transformerless Sinewave, Grid Tie/Off-Grid, AC and/or DC Coupled, 2 MPPT PV inputs, with AFCI/GFDI, BTS & Dual AC inputs, 10 Yr. Warr, UL1741-SA (Rule-21), NEMA 3R, 10328 | Inventory Item | 6090.94 |  | 12000 |  | No | Energy Storage | Shippable | 5712.67 | 13
500-0255 | 500-0255 |  |  | Tesla, Powerwall Stacking Kit, for Stacked Powerwalls, Multi Powerwall Stacking Kit | Inventory Item | 256.76 |  |  |  | No | Energy Storage | Shippable | 249.67 | 13
577-0225 | 577-0225 |  |  | SolarEdge, Smart EV Charger Solar boost kit with HD-Wave inverter (each PN includes 5 units), SE-EV-KIT-V3UPG-01 | Inventory Item | 199.25 |  |  |  | No | Energy Storage | Shippable | 184.37 | 13
570-2230 | 570-2230 |  |  | SimpliPhi, ESS Energy Trak Gateway, Ethernet, Wi-Fi, Bluetooth, 1 per System with Outdoor Enclosure, ET-GWY-10 | Inventory Item | 1047.3 |  |  |  | No | Energy Storage | Shippable | 968.75 | 12
730-0065 | 730-0065 |  |  | Enphase, Encharge Base Unit Installation Handles (Pair of 1 front and 1 side handle), ENCHARGE-HNDL-R1 | Inventory Item | 136.76 |  |  |  | No | Energy Storage | Shippable | 128.21 | 12
480-0147 | 480-0147 |  |  | IQ 3T Battery Base kit, add IQ-3T or IQ-10T Cover Kit, B03-T01-US00-1-3 | Inventory Item | 1661.73 |  |  |  | No | Energy Storage | Shippable | 1621.69 | 11
520-0037 | 520-0037 |  |  | Morningstar, SunSaver Charge Controller, 10A, 12VDC, SS10-12V | Inventory Item | 75.68 |  |  |  | No | Energy Storage | Shippable | 70.89 | 10
520-0046 | 520-0046 |  |  | Morningstar, TriStar Charge Controller, 60A, 12/24/48VDC, TS-60 | Inventory Item | 263.51 |  |  |  | No | Energy Storage | Shippable | 246.84 | 10
570-0145 | 570-0145 |  |  | Morningstar, Remote Temperature Sensor, RTS | Inventory Item | 36.49 |  |  |  | No | Energy Storage | Shippable | 34.18 | 10
570-0959 | 570-0959 |  |  | Magnum, Battery Monitoring Kit, State of Charge Meter, Does Not Include DC Shunt, ME-BMK-NS | Inventory Item | 150.16 |  |  |  | No | Energy Storage | Shippable | 129.45 | 10
450-0187 | 450-0187 |  |  | Enphase, IQ Battery-10T Cover Kit, includes Cover, Screws, Raceway and Wires, for 3 IQ 3T Batteries, B10T-C-1290-O | Inventory Item | 571.6 |  |  |  | No | Energy Storage | Shippable | 557.83 | 9
480-0149 | 480-0149 |  |  | HomeGrid, 4.8kWh Battery Module with Heating Feature, 4000042, HG-FS48100-15OSJ1-H | Inventory Item | 2722.94 |  | 4800 |  | No | Energy Storage | Shippable | 2471.35 | 9
520-0143 | 520-0143 |  |  | Morningstar, SunLight Charge/Lighting Controller, 20A, 24VDC, SL-20L-24V | Inventory Item | 135.14 |  |  |  | No | Energy Storage | Shippable | 126.58 | 9
570-1088 | 570-1088 |  |  | Schneider Electric, CONEXT BATTERY MONITOR 24/48V, 865-1080-01 | Inventory Item | 654.13 |  |  |  | No | Energy Storage | Shippable | 563.91 | 9
349-0097 | 349-0097 |  |  | QCells, Q.HOME HYB-G1, 7.6kw 120/240Vac Hybrid Inverter DC or AC Coupled, 18.9kWh NMC (Nickel-Manganese-Cobalt) Battery Storage, includes, BMS, Autoformer, RGM, UL9540, Rule-21, 10/10 Warranty, HQCAESS1118 | Inventory Item | 12234.04 |  | 7600 |  | No | Energy Storage | Shippable | 7770.27 | 8
450-0158 | 450-0158 |  |  | SimpliPhi, Battery Enclosure, for up to 12 Phi 3.5-3.8 LFP batteries, with Shelves and 2 4/0 X 96” Cables, w/o Buss Bars, BOSS.12 | Inventory Item | 4500 |  |  |  | No | Energy Storage | Shippable | 4186.05 | 8
450-0180 | 450-0180 |  |  | EndurEnergy Systems, Battery Enclosure with BMS for 2 ESP-5100 Battery Packs, 10.24kWh Name Plate, (Batteries NOT Included), IP55 (Outdoor), ESP-EU10, E00010 | Inventory Item | 296.59 |  |  |  | No | Energy Storage | Shippable | 294.75 | 8
520-0081 | 520-0081 |  |  | Morningstar, ProStar PWM Charge Controller, Gen 3, 30A, 12/24VDC, w/o Meter, PS-30 | Inventory Item | 158.11 |  |  |  | No | Energy Storage | Shippable | 148.1 | 8
520-0082 | 520-0082 |  |  | Morningstar, ProStar PWM Charge Controller, Gen 3, 30A, 12/24VDC, with LCD Meter, PS-30M | Inventory Item | 218.92 |  |  |  | No | Energy Storage | Shippable | 205.06 | 8
577-0234 | 577-0234 |  |  | PLP, EV Charging Station Foundation, Charger and Charger Pole NOT included, EN-SS-1290 | Inventory Item | 493.75 |  |  |  | No | Energy Storage | Shippable | 493.75 | 8
311-0079 | 311-0079 |  |  | Outback, VFXR3648A-01 Battery Inverter, 3600W, 120VAC, 60Hz(50Hz) selectable, 60A AC input, 48VDC, Sinewave, Grid Tied, 5 Yr Warr, 45A Charger, with BTS, VFXR3648A-01 | Inventory Item | 1897.47 |  | 3600 |  | No | Energy Storage | Shippable | 1806.02 | 7
520-0036 | 520-0036 |  |  | Morningstar, SunLight Charge/Lighting Controller, 20A, 12VDC, SL-20L-12V | Inventory Item | 129.73 |  |  |  | No | Energy Storage | Shippable | 121.52 | 7
520-0136 | 520-0136 |  |  | Midnite Solar, The KID MPPT Charge Controller, 150VDC, 30A, 12-48V Battery, with LCD & wall mount bracket, Black, MNKID-B | Inventory Item | 328.5 |  |  |  | No | Energy Storage | Shippable | 304.67 | 7
520-0152 | 520-0152 |  |  | Schneider Electric, XW-MPPT60-150 Charge Controller, 60A, 150VDC, 12/24/48VDC, built-in GFI, White, 865-1030-1 | Inventory Item | 673.2 |  |  |  | No | Energy Storage | Shippable | 580.34 | 7
349-0096 | 349-0096 |  |  | QCells, Q.HOME HYB-G1, 7.6kw 120/240Vac Hybrid Inverter DC or AC Coupled, 13.5kWh NMC (Nickel-Manganese-Cobalt) Battery Storage, includes, BMS, Autoformer, RGM, UL9540, Rule-21, 10/10 Warranty, HQCAESS1117 | Inventory Item | 9787.23 |  | 7600 |  | No | Energy Storage | Shippable | 6092.72 | 6
450-0159 | 450-0159 |  |  | Pika, Harbor Plus Smart Battery Electronics and Enclosure for Li- ion Battery, compatible with REbus DC Nanogrid (requires Panasonic DCB-105 Battery Modules, Purchased Separately), HSBK | Inventory Item | 2540.13 |  |  |  | No | Energy Storage | Vendor De-listing | 2334.57 | 6
520-0080 | 520-0080 |  |  | Morningstar, ProStar PWM Charge Controller, Gen 3, 15A, 12/24VDC, with LCD Meter, PS-15M | Inventory Item | 182.43 |  |  |  | No | Energy Storage | Shippable | 170.89 | 6
450-0182 | 450-0182 |  |  | EndurEnergy Systems, Battery Enclosure with BMS for 4 ESP-5100 Battery Packs, 20.48kWh Name Plate, (Batteries NOT Included), IP55 (Outdoor), ESP-EU20, E00020 | Inventory Item | 593.18 |  |  |  | No | Energy Storage | Shippable | 589.49 | 5
520-0039 | 520-0039 |  |  | Morningstar, SunSaver Charge Controller, 10A, 24VDC, with Low Voltage Disconnect, SS10L-24V | Inventory Item | 102.7 |  |  |  | No | Energy Storage | Shippable | 96.2 | 5
530-0122 | 530-0122 |  |  | Enphase, Enpower 200A Main/Load Breaker, 25kAIC, CSR2200N, BRK-200A-2P-240V | Inventory Item | 200.21 |  |  |  | No | Energy Storage | Shippable | 187.7 | 5
570-1211 | 570-1211 |  |  | Sol-Ark, CT (Current Transformer) 600A 2” ID (Inside Diameter), Qty. 1 Pair, SA-CT-XL | Inventory Item | 470.59 |  |  |  | No | Energy Storage | Shippable | 449.44 | 5
577-0224 | 577-0224 |  |  | SolarEdge, Smart EV Charger (includes cable), with NEMA 6-50 Plug, SE-EV-SA-KIT-LJ40P | Inventory Item | 710.24 |  |  |  | No | Energy Storage | Shippable | 657.17 | 5
580-0048 | 580-0048 |  |  | Generac, Generator Smart Transfer Switch, 120/240V, 200A, NEMA 3R, Not Service-Rated, RXSC200A3 | Inventory Item | 655.84 |  |  |  | No | Energy Storage | Shippable | 620.39 | 5
310-0194 | 310-0194 |  |  | SMA, Sunny Boy Storage SB-3.8, 1 Ph Battery Inverter, 3800W, 240VAC, 60Hz, integrated DC Discon, 3, 10A DC Inputs, with SPS,10 Yr Warr, Transformerless, Arc-Fault Protection, Built in Ethernet/WLAN, use with Li-Ion battery, SBS3.8-US-10 | Inventory Item | 1853.66 |  | 3800 |  | No | Energy Storage | Shippable | 1688.89 | 4
311-0083 | 311-0083 |  |  | Sol-Ark, 12K Battery or Battery-Less Inverter, 9,000 watt 120/240-208Vac, 50/60Hz, 48VDC, Transformerless Sinewave, Grid Tie/Off-Grid, AC and/or DC Coupled, 2 MPPT PV inputs, with AFCI/GFDI, BTS, 100A CT’s & Dual AC inputs, 10 Yr. Warr, UL1741-SA (Rule-21), NEMA 3R ,(Outdoor), SA-12K-2P | Inventory Item | 4583.28 |  | 12000 |  | No | Energy Storage | Shippable | 4298.64 | 4
311-0097 | 311-0097 |  |  | Sol-Ark, 30K Battery or Battery-Less Inverter, 30,000 Watt 3 Phase 120/208Vac, 50/60Hz, 500Vdc max, Battery 300Vdc Nominal, Transformerless Sinewave, Grid Tie/Off-Grid, AC and/or DC Coupled, 4 MPPT PV inputs, with AFCI/GFDI, & Dual AC inputs, 10 Yr. Warr, NEMA 3R , 30K-3P-208V-N | Inventory Item | 13048.78 |  | 30000 |  | No | Energy Storage | Shippable | 12588.24 | 4
320-0068 | 320-0068 |  |  | Magnum, MS4024 battery inverter, 4000W, 120VAC, 60Hz, 2x30A Transfer, 24VDC, Sinewave, Off Grid, 3 Yr Warr, 105A Charger, with BTS, MS4024-L-U | Inventory Item | 1733.41 |  | 4000 |  | No | Energy Storage | Shippable | 1672.24 | 4
450-0167 | 450-0167 |  |  | Generac, PWRcell Battery Module Spacer Kit with Hardware Accessories to enable 3 and 5 battery configurations, APKE00008 | Inventory Item | 115.85 |  |  |  | No | Energy Storage | Shippable | 106.47 | 4
450-0181 | 450-0181 |  |  | EndurEnergy Systems, Battery Enclosure with BMS for 3 ESP-5100 Battery Packs, 15.36kWh Name Plate, (Batteries NOT Included), IP55 (Outdoor), ESP-EU15, E00015 | Inventory Item | 443.75 |  |  |  | No | Energy Storage | Shippable | 440.99 | 4
450-0188 | 450-0188 |  |  | Enphase, IQ Battery-3T Cover Kit, includes Cover, Mounting Bracket and Screws, for 1 IQ 3T Battery, B03T-C-0430-O | Inventory Item | 190.12 |  |  |  | No | Energy Storage | Shippable | 185.54 | 4
480-0146 | 480-0146 |  |  | Fortress Power, eFLEX 5.4-G2, 48V Nominal/105Ah, 5.37kWh, LiFePO4 (Lithium Iron Phosphate) Battery, 10 Yr Warranty, Max 15 units in Parallel, Wall Mount Kit included, UL-1642, UL9540, eFLEX 5.4 G2 | Inventory Item | 3011.36 |  |  |  | No | Energy Storage | Shippable | 2994.35 | 4
520-0042 | 520-0042 |  |  | Morningstar, SunSaver Charge Controller, 6A, 12VDC, SS6-12V | Inventory Item | 63.51 |  |  |  | No | Energy Storage | Shippable | 59.49 | 4
520-0097 | 520-0097 |  |  | Morningstar, TriStar MPPT Charge Controller, 60A, 150VDC, 12/48VDC, with RTS & Ethernet, TS-MPPT-60 | Inventory Item | 666.22 |  |  |  | No | Energy Storage | Shippable | 624.05 | 4
520-0166 | 520-0166 |  |  | Morningstar, ProStar MPPT Charge Controller, 40A, 12/24V, 30A Load Controller, 120V max input, With Meter PS-MPPT40-M | Inventory Item | 555.41 |  |  |  | No | Energy Storage | Shippable | 520.25 | 4
530-0125 | 530-0125 |  |  | Enphase, Enpower 125A Main/Load Breaker, 25kAIC, CSR2125N, BRK-125A-2P-240V | Inventory Item | 172.67 |  |  |  | No | Energy Storage | Shippable | 150.58 | 4
580-0165 | 580-0165 |  |  | Generac, Generator Smart Transfer Switch, 120/240V, 200A, NEMA 3R, Service-Rated, RXSW200A3 | Inventory Item | 775.46 |  |  |  | No | Energy Storage | Shippable | 733.55 | 4
310-0656 | 310-0656 |  |  | GENERAC, 7.6KW 1/0 POWERCELL INVERTER W/CTS | Inventory Item | 2877.21 |  | 7600 |  | No | Energy Storage | Vendor De-listing | 2644.37 | 3
450-0183 | 450-0183 |  |  | EndurEnergy Systems, Inverter/Battery Enclosure with BMS for 2 ESP-5100 Battery Packs, and 1 Sol-Ark 8 or 12k Inverter (Not Included), 10.24kWh Name Plate, Indoor Rated, ESP-IE10, IE00010 | Inventory Item | 424.59 |  |  |  | No | Energy Storage | Shippable | 421.95 | 3
500-0264 | 500-0264 |  |  | SimpliPhi, BOSS.6 Two Battery Bus Bar Kit, 2-Battery Horizontal, 1 Pair, Red/Black Bus Bars, 2, 1/0 Red/Black 25” cables, order 1 per shelf, BB-2-6 | Inventory Item | 222.97 |  |  |  | No | Energy Storage | Shippable | 206.25 | 3
520-0029 | 520-0029 |  |  | Morningstar, SunGuard Charge Controller, 4.5A, 12VDC, SG-4 | Inventory Item | 37.84 |  |  |  | No | Energy Storage | Shippable | 35.44 | 3
530-0126 | 530-0126 |  |  | Enphase, Enpower 100A Main/Load Breaker, 25kAIC, CSR2100N, BRK-100A-2P-240V | Inventory Item | 207.2 |  |  |  | No | Energy Storage | Shippable | 180.7 | 3
570-0332 | 570-0332 |  |  | Magnum, Battery Monitoring Kit, State of Charge Meter, Includes 500A DC Shunt, ME-BMK | Inventory Item | 142.8 |  |  |  | No | Energy Storage | Shippable | 123.1 | 3
310-0195 | 310-0195 |  |  | SMA, Sunny Boy Storage SB-5.0, 1 Ph Battery Inverter, 5000W, 240VAC, 60Hz, integrated DC Discon, 3, 10A DC Inputs, with SPS,10 Yr Warr, Transformerless, Arc-Fault Protection, Built in Ethernet/WLAN, use with Li-Ion battery, SMA, Sunny Boy Storage SB-5.0, 1 Ph Battery Inverter, 5000W, 240VAC, 60Hz, integrated DC Discon, 3, 10A DC Inputs, with SPS,10 Yr Warr, Transformerless, Arc-Fault Protection, Built in Ethernet/WLAN, use with Li-Ion battery, SBS5.0-US-10 | Inventory Item | 2048.78 |  | 5000 |  | No | Energy Storage | Shippable | 1866.67 | 2
311-0040-B |  |  |  | "B" Grade SMA, Sunny Island 6048 battery inverter, 5750W, 120VAC, 60Hz, 56A Transfer, 48VDC, Sinewave, 100A Charger, 10 Yr Warr, with BTS, SI6048-US-10 | Inventory Item | 2627.66 |  | 5750 |  | No | Energy Storage | Soligent De-listing | 2520.41 | 2
560-0070 | 560-0070 |  |  | Generac, PWRmanager Energy Management Module, to Control up to 12, 120V or 6, 240V Circuits, 8009 | Inventory Item | 994.47 |  |  |  | No | Energy Storage | Shippable | 982.11 | 2
570-2229 | 580-0229 |  |  | Generac, PWRview Monitor, W2HEM | Inventory Item | 226.2 |  |  |  | No | Energy Storage | Shippable | 207.9 | 2
580-0187 | 580-0187 |  |  | Enphase, IQ System Controller 2, Microgrid Interconnect Device (MID), Grid Side Install, with 200A Capacity, includes Neutral-Forming Transformer, Intelligent Load Control, Generator Interconnection, Use with IQ-6, IQ-7 or IQ-8, EP200G101-M240US01 | Inventory Item | 2000 |  |  |  | No | Energy Storage | Vendor De-listing | 1898.73 | 2
140-0019 | 140-0019 |  |  | Generac, Generator, 24kW Stand-By, Air-Cooled, 3600 RPM, 120/240Vac, Natural Gas or LPG, Aluminum Enclosure, Wi-Fi included, UL, CUL, EPA Compliant, 5 Year Warranty, 7209 | Inventory Item | 5482.65 |  | 24000 |  | No | Energy Storage | Shippable | 5186.29 | 1
311-0094 |  |  |  | Storz Power, Sol-Ark, 15K Battery or Battery-Less Inverter, 15kW/12kW from Battery, 120/240/208Vac, 50/60Hz, 48VDC, Transformerless Sinewave, Grid Tie/Off-Grid, AC and/or DC Coupled, Dual AC inputs, 200A Load Breaker, 3 MPPT PV inputs, with AFCI/GFDI, BTS, 100A CT’s, 10 Yr. Warr, UL1741-SA, NEMA 3R, 10332 | Inventory Item | 8070.18 |  | 15000 |  | No | Energy Storage | Shippable | 7805.43 | 1
320-0079 | 320-0079 |  |  | Outback, FX2536MT battery inverter, 2500W, 120VAC, 60Hz, 40A Transfer, 36VDC, Sinewave, Off Grid, 5 Yr Warr, 35A Charger, with BTS & Switched Ground, FX2536MT | Inventory Item | 1368.76 |  | 2500 |  | No | Energy Storage | Vendor De-listing | 1257.02 | 1
450-0163 | 450-0163 |  |  | sonnen, ECO Battery Extension Cabinet, holds 4 additional Batteries, EXTCAB31 | Inventory Item | 809.23 |  |  |  | No | Energy Storage | Soligent De-listing | 726.65 | 1
450-0177 | 450-0177 |  |  | Enphase, Encharge-3 Replacement Cover Kit, includes Cover, Mounting Bracket and Screws, B03-C-0350-O | Inventory Item | 206.67 |  |  |  | No | Energy Storage | Shippable | 186.75 | 1
450-0193 | 450-0193 |  |  | Fortress Power, Flex-Tower for 1 Sol-Ark 12 or 15kW Inverter (NOT included) Stacks On 1 DuraRack Battery Enclosure, UL9540, UL9540A, IP65/3R Enclosures, FlexTower | Inventory Item | 954.55 |  | 12000 |  | No | Energy Storage | Shippable | 949.15 | 1
480-0123 | 480-0123 |  |  | Enphase, Encharge 3.36kWh LFP Battery, with 4 integrated IQ8X-BATT inverters, NEMA 3R, ENCHARGE-3-1P-NA | Inventory Item | 1851.85 |  | 1280 |  | No | Energy Storage | Shippable | 1764.71 | 1
480-0125 | 480-0125 |  |  | Generac, PWRcell Battery Module, 3.38kWh Name Plate, 2.85kWh Useable, A0000391219 | Inventory Item | 1644.24 |  | 3380 |  | No | Energy Storage | Vendor De-listing | 1511.18 | 1
500-0129 | 500-0129 |  |  | SimpliPhi, Battery Bus Bars, 3-Battery Horizontal, 1 Pair, Red/Black, BB-3 | Inventory Item | 302.7 |  |  |  | No | Energy Storage | Shippable | 280 | 1
500-0262 | 500-0262 |  |  | SimpliPhi, BOSS.12 Two Battery Bus Bar Kit, 2-Battery Horizontal, 1 Pair, Red/Black Bus Bars, 2, 2/0 Red/Black 45” cables, order 1 per shelf, BB-2-12 | Inventory Item | 283.78 |  |  |  | No | Energy Storage | Shippable | 262.5 | 1
520-0041 | 520-0041 |  |  | Morningstar, SunSaver Charge Controller, 20A, 24VDC, with Low Voltage Disconnect, SS-20L-24V | Inventory Item | 131.08 |  |  |  | No | Energy Storage | Shippable | 122.78 | 1
520-0153 | 520-0153 |  |  | Schneider Electric, XW-MPPT-80/600 Charge Controller, 80A, 600VDC, 24 or 48VDC, (requires an SCP or Insight to program), UL/CSA, 865-1032 | Inventory Item | 1362.53 |  |  |  | No | Energy Storage | Shippable | 1174.6 | 1
520-0159 | 520-0159 |  |  | Midnite Solar, Charge Controller, 20A with 10A load control, 30A charger without load control, NEMA3R, Qty. 1, MNBRAT | Inventory Item | 104.76 |  |  |  | No | Energy Storage | Shippable | 97.16 | 1
520-0173 | 520-0173 |  |  | MidNite Solar, DIY MPPT Charge Controller, 150VDC, 60A, 12-48V Battery, with LCD display, 2 Yr. Warr, MNMPPT60DIY | Inventory Item | 321.82 |  |  |  | No | Energy Storage | Shippable | 300.5 | 1
570-0048 | 570-0048 |  |  | sonnen, Whole Home Self Consumption Meter/CT Kit, WHSSCK1 | Inventory Item | 319.2 |  |  |  | No | Energy Storage | Shippable | 275.17 | 1
577-0221 | 577-0221 |  |  | JLM, Linez, Residential consumption/production energy monitoring and WiFi communication hub. Four 200 Amp external CTs monitor PV production and energy consumption. Can control up to three JLM Loadz load controllers, 9999-Linez? ??PLZ100-2PR | Inventory Item | 388.89 |  |  |  | No | Energy Storage | Soligent De-listing | 357.14 | 1
577-0222 | 577-0222 |  |  | JLM, Loadz, single-circuit load management relay to automatically control a specific circuit, up to 30A/240V, based on utility rate plan pre-loaded into Linez monitor. Requires one Linez unit for up to four Loadz. WiFi network communication, manual override and remote control via Measurz app, 9999-Loadz | Inventory Item | 388.89 |  |  |  | No | Energy Storage | Soligent De-listing | 353.54 | 1
577-0251 | 577-0251 |  |  | Wallbox, Pulsar Plus Level 2 EV Charger, 48A-240/208V, Hardwired, with 25 ft SAE J1772 Charging Cable, Wi-Fi and Bluetooth, NEMA 4, PUP1-U-1-6-C 002A | Inventory Item | 634.97 |  |  |  | No | Energy Storage | Shippable | 620.02 | 1
580-0185-B | 580-0185-B |  |  | "B" Grade - SolarEdge, Energy Hub, Backup Interface, with 5kW Autoformer, Import/Export Meter, w/CTs, Main Lug Only rated for Load Side Connection, BI-NUSGN-02 | Inventory Item | 1403.53 |  |  |  | No | Energy Storage | Soligent De-listing | 1315.81 | 1
580-0186-B | 580-0186-B |  |  | "B" Grade SolarEdge, Energy Hub, Backup Interface, with 5kW Autoformer, Import/Export Meter w/CT’s, 200A Main Breaker rated for Service Side Connection, BI-EUSGN-02 | Inventory Item | 1652.64 |  |  |  | No | Energy Storage | Soligent De-listing | 1549.35 | 1
580-0229 | 580-0229 |  |  | Generac, 200A, 3 Phase 120/208V ATS (Automatic Transfer Switch), NEMA 3R Enclosure, Service-Rated, RTSW200G3 | Inventory Item | 2347.76 |  |  |  | No | Energy Storage | Shippable | 2208.84 | 1
140-0001 | 140-0001 |  |  | Generac, Generator Custom Quote | Inventory Item |  |  |  |  | No | Energy Storage | Soligent De-listing | 0
140-0001 : 140-0001_S | 140-0001_S |  |  | Generac, Generator Custom Quote | Inventory Item |  |  |  |  | No | Energy Storage | Special Order | 0
140-0002 | 140-0002 |  |  | Generac, Generator, 22kW Stand-By, Air-Cooled, 3600 RPM, 120/240Vac, Natural Gas or LPG, Aluminum Enclosure, Wi-Fi included, UL, CUL, EPA Compliant, 5 Year Warranty, 7042 | Inventory Item | 4331.65 |  |  |  | No | Energy Storage | Shippable | 4097.5
140-0002 : 140-0002_S | 140-0002_S |  |  | Generac, Generator, 22kW Stand-By, Air-Cooled, 3600 RPM, 120/240Vac, Natural Gas or LPG, Aluminum Enclosure, Wi-Fi included, UL, CUL, EPA Compliant, 5 Year Warranty, 7042-3 | Inventory Item | 4331.65 |  |  |  | No | Energy Storage | Soligent De-listing | 4097.5
140-0003 | 140-0003 |  |  | Generac, Generator, Composite Base, 54 X 31 X 3” GENPAD, for 10-22kW Generator, 10000007863 | Inventory Item | 360 |  |  |  | No | Energy Storage | Soligent De-listing | 0
140-0004 | 140-0004 |  |  | Generac, Generator, 1700 watt, 2200 max, Portable Inverter/Generator, 120Vac/60Hz Gasoline, Limited 2 year Warranty, 7117-0 | Inventory Item | 562.97 |  |  |  | No | Energy Storage | Vendor De-listing | 517.41
140-0005 | 140-0005 |  |  | Generac, Generator, 16kW Stand-By, Air-Cooled, 3600 RPM, 120/240Vac, Natural Gas or LPG, Aluminum Enclosure, Wi-Fi included, UL, CUL, EPA Compliant, 5 Year Warranty, 7176 | Inventory Item | 6391.8 |  |  |  | No | Energy Storage | Vendor De-listing | 3436.45
140-0006 | 140-0006 |  |  | Generac, Generator, 20kW Stand-By, Air-Cooled, 3600 RPM, 120/240Vac, Natural Gas or LPG, Aluminum Enclosure, Wi-Fi included, UL, CUL, EPA Compliant, 5 Year Warranty, 7038 | Inventory Item | 4097.34 |  | 20000 |  | No | Energy Storage | Shippable | 3875.86
140-0007 | 140-0007 |  |  | Generac, Generator, 32kW Stand-By, Liquid-Cooled, 1800 RPM, 120/240Vac, Natural Gas or LPG, Aluminum Enclosure, UL, CUL, EPA Compliant, 5 Year Warranty, (Not for sale in CA/MA),RG03224 | Inventory Item | 11153.39 |  | 32000 |  | No | Energy Storage | Shippable | 10550.51
140-0008 | 140-0008 |  |  | Generac, Generator, 36kW Stand-By, Liquid-Cooled, 3600 RPM, 120/240Vac, Natural Gas or LPG, Aluminum Enclosure, UL, CUL, EPA Compliant, 5 Year Warranty, (Not for sale in CA/MA),RG03624A | Inventory Item | 13125.81 |  |  |  | No | Energy Storage | Shippable | 12416.3
140-0009 | 140-0009 |  |  | Generac, Generator, 48kW Stand-By, Liquid-Cooled, 1800 RPM, 120/240Vac, Natural Gas or LPG, Aluminum Enclosure, UL, CUL, EPA Compliant, 5 Year Warranty, (Not for sale in CA/MA), RG04845ANAX | Inventory Item | 15316.58 |  |  |  | No | Energy Storage | Shippable | 14488.66
140-0010 | 140-0010 |  |  | Generac, Generator, Composite Base, 54 X 31 X 4” Hurricane GENPAD, for 10-22kW Generator, 10000007832 | Inventory Item | 400 |  |  |  | No | Energy Storage | Soligent De-listing | 0
140-0011 | 140-0011 |  |  | Generac, Generator, Composite Base, 83 X 41 X 4” GENPAD, for 32-36kW Generator, 10000005771 | Inventory Item | 1314 |  |  |  | No | Energy Storage | Soligent De-listing | 0
140-0012 | 140-0012 |  |  | Generac, Generator, Composite Base, 90 X 41 X 4” GENPAD, for 48kW Generator, A0000516140 | Inventory Item | 1374 |  |  |  | No | Energy Storage | Soligent De-listing | 0
140-0013 | 140-0013 |  |  | Generac, Generator, 48kW Stand-By, Liquid-Cooled, 1800 RPM, 120/240Vac, Natural Gas or LPG, Aluminum Enclosure, UL, CUL, EPA Compliant, 5 Year Warranty, SCAQMD Compliant, RG04845C | Inventory Item | 16560.1 |  | 48000 |  | No | Energy Storage | Shippable | 15664.96
140-0014 | 140-0014 |  |  | Generac , Air Cooled Generator Transport Cart, 5685 | Inventory Item | 356.06 |  |  |  | No | Energy Storage | Shippable | 336.81
140-0015 | 140-0015 |  |  | Generac, Generator, 22kW Stand-By Bundle, Air-Cooled, 3600 RPM, 120/240Vac, Natural Gas or LPG, Aluminum Enclosure, Wi-Fi included, with 200A Auto Transfer Switch, UL, EPA Compliant, 5 Year Warranty, 7043-3 | Inventory Item | 5912.47 |  |  |  | No | Energy Storage | Shippable | 5592.88
140-0016 | 140-0016 |  |  | Generac, Generator, 10kW Stand-By, Air-Cooled, 3600 RPM, 120/240Vac, Natural Gas or LPG, Aluminum Enclosure, Wi-Fi included, UL, CUL, EPA Compliant, 5 Year Warranty, 7171 | Inventory Item | 2575.86 |  | 10000 |  | No | Energy Storage | Shippable | 2436.63
140-0017 | 140-0017 |  |  | Generac, Generator, 13kW Stand-By, Air-Cooled, 3600 RPM, 120/240Vac, Natural Gas or LPG, Aluminum Enclosure, Wi-Fi included, UL, CUL, EPA Compliant, 5 Year Warranty, 7173 | Inventory Item | 3012.32 |  |  |  | No | Energy Storage | Shippable | 2849.49
140-0018 | 140-0018 |  |  | Generac, Generator, 10kW Stand-By Bundle, Air-Cooled, 3600 RPM, 120/240Vac, Natural Gas or LPG, Aluminum Enclosure, Wi-Fi included, with 100A 16-Circuit Auto Transfer Switch, UL, EPA Compliant, 5 Year Warranty, 7172 | Inventory Item | 3409.73 |  |  |  | No | Energy Storage | Shippable | 3225.42
140-0020 | 140-0020 |  |  | Generac, Generator, EcoGen 15kW Stand-By, Air-Cooled, 3600 RPM, 120/240Vac, Natural Gas or LPG, Aluminum Enclosure, Wi-Fi included, (Not for sale in CA), 3 Year Warranty, 7163 | Inventory Item | 4686.24 |  | 15000 |  | No | Energy Storage | Shippable | 4432.93
140-0021 | 140-0021 |  |  | Generac, PWRgenerator, 9kW 380Vdc, Air-Cooled, Natural Gas or LPG, Aluminum Enclosure, Use only with PWRcell Inverter/Battery, UL, CSA, 8005 | Inventory Item | 5879.93 |  | 9000 |  | No | Energy Storage | Shippable | 5562.1
140-0022 | 140-0022 |  |  | Generac, Generator, 20kW Stand-By, Air-Cooled, 3600 RPM, 3 Phase 208Vac, Natural Gas or LPG, Aluminum Enclosure, Wi-Fi included, UL, CUL, EPA Compliant, 5 Year Warranty, 7077 | Inventory Item | 5230.42 |  | 20000 |  | No | Energy Storage | Shippable | 5085.13
310-0044 : 310-0044_S | 310-0044_S |  |  | Generac, PWRcell 7.6kW Single Phase 120/240Vac Grid-Tie/Back-Up Inverter with 2 CT’s, UL1741-SA (Rule-21), XVT076A03 | Inventory Item | 2877.21 |  |  |  | No | Energy Storage | Vendor De-listing | 2644.37
310-0118 | 310-0118 |  |  | Pika, Storage-Ready 7.6kW Single Phase 120/240Vac Grid-Tie/Back-Up Inverter with REbus DC Nanogrid and REview Monitoring Dashboard, UL1741-SA (Rule-21), X7602 | Inventory Item | 2877.21 |  | 7600 |  | No | Energy Storage | Vendor De-listing | 2644.37
310-0118 : 310-0118_S | 310-0118_S |  |  | Pika, Storage-Ready 7.6kW Single Phase 120/240Vac Grid-Tie/Back-Up Inverter with REbus DC Nanogrid and REview Monitoring Dashboard, UL1741-SA (Rule-21), X7602 | Inventory Item | 3173.11 |  | 7600 |  | No | Energy Storage | Soligent De-listing | 2916.32
310-0119 | 310-0119 |  |  | Panasonic EverVolt, AC 120/240V Inverter, HB51 | Inventory Item | 4024.39 |  |  |  | No | Energy Storage | Shippable | 3666.67
310-0119 : 310-0119_S | 310-0119_S |  |  | Panasonic EverVolt, AC 120/240V Inverter, HB51 | Inventory Item | 4024.39 |  |  |  | No | Energy Storage | Soligent De-listing | 3666.67
310-0120 | 310-0120 |  |  | Panasonic EverVolt, DC 120/240V Inverter, H5001 | Inventory Item | 4024.39 |  |  |  | No | Energy Storage | Shippable | 3666.67
310-0120 : 310-0120_S | 310-0120_S |  |  | Panasonic EverVolt, DC 120/240V Inverter, H5001 | Inventory Item | 4024.39 |  |  |  | No | Energy Storage | Soligent De-listing | 3666.67
310-0194 : 310-0194_S | 310-0194_S |  |  | SMA, Sunny Boy Storage SB-3.8, 1 Ph Battery Inverter, 3800W, 240VAC, 60Hz, integrated DC Discon, 3, 10A DC Inputs, with SPS,10 Yr Warr, Transformerless, Arc-Fault Protection, Built in Ethernet/WLAN, use with Li-Ion battery, SBS3.8-US-10 | Inventory Item | 1853.66 |  | 3800 |  | No | Energy Storage | Soligent De-listing | 1688.89
310-0195 : 310-0195_S | 310-0195_S |  |  | SMA, Sunny Boy Storage SB-5.0, 1 Ph Battery Inverter, 5000W, 240VAC, 60Hz, integrated DC Discon, 3, 10A DC Inputs, with SPS,10 Yr Warr, Transformerless, Arc-Fault Protection, Built in Ethernet/WLAN, use with Li-Ion battery, SMA, Sunny Boy Storage SB-5.0, 1 Ph Battery Inverter, 5000W, 240VAC, 60Hz, integrated DC Discon, 3, 10A DC Inputs, with SPS,10 Yr Warr, Transformerless, Arc-Fault Protection, Built in Ethernet/WLAN, use with Li-Ion battery, SBS5.0-US-10 | Inventory Item | 2048.78 |  | 5000 |  | No | Energy Storage | Soligent De-listing | 1866.67
310-0196 | 310-0196 |  |  | SMA, Sunny Boy Storage SB-6.0, 1 Ph Battery Inverter, 6000W, 240VAC, 60Hz, integrated DC Discon, 3, 10A DC Inputs, with SPS,10 Yr Warr, Transformerless, Arc-Fault Protection, Built in Ethernet/WLAN, use with Li-Ion battery, SBS6.0-US-10 | Inventory Item | 2243.9 |  | 6000 |  | No | Energy Storage | Shippable | 2044.44
310-0196 : 310-0196_S | 310-0196_S |  |  | SMA, Sunny Boy Storage SB-6.0, 1 Ph Battery Inverter, 6000W, 240VAC, 60Hz, integrated DC Discon, 3, 10A DC Inputs, with SPS,10 Yr Warr, Transformerless, Arc-Fault Protection, Built in Ethernet/WLAN, use with Li-Ion battery, SBS6.0-US-10 | Inventory Item | 2243.9 |  | 6000 |  | No | Energy Storage | Soligent De-listing | 2044.44
311-0040 : 311-0040 : 311-0040_S | 311-0040 : 311-0040_S |  |  | SMA, Sunny Island 6048 battery inverter, 5750W, 120VAC, 60Hz, 56A Transfer, 48VDC, Sinewave, 100A Charger, 10 Yr Warr, with BTS, SI6048-US-10 | Inventory Item | 2888.89 |  | 5750 |  | No | Energy Storage | Soligent De-listing | 2888.89
311-0075 : 311-0075 : 311-0075_S | 311-0075 : 311-0075_S |  |  | OutBack, Radian GS8048A-01 battery inverter, 8000W, 120/240VAC, 60Hz, 50A Transfer, 48VDC, Sinewave, Grid Tied, 5 Yr Warr, 115A Charger, with BTS & dual AC inputs, UL1741-SA (Rule-21), Powder Coated Finish, GS8048A-01 | Inventory Item | 3562.32 |  | 8000 |  | No | Energy Storage | Soligent De-listing | 3436.59
311-0076 | 311-0076 |  |  | OutBack, Radian GS4048A-01 battery inverter, 4000W, 120/240VAC, 60Hz, 50A Transfer, 48VDC, Sinewave, Grid Tied, 5 Yr Warr, 57A Charger, with BTS & dual AC inputs, UL1741-SA (Rule-21), Powder Coated Finish, GS4048A-01 | Inventory Item | 2570.89 |  | 4000 |  | No | Energy Storage | Shippable | 2446.99
311-0076 : 311-0076_S | 311-0076_S |  |  | OutBack, Radian GS4048A-01 battery inverter, 4000W, 120/240VAC, 60Hz, 50A Transfer, 48VDC, Sinewave, Grid Tied, 5 Yr Warr, 57A Charger, with BTS & dual AC inputs, UL1741-SA (Rule-21), Powder Coated Finish, GS4048A-01 | Inventory Item | 2130.73 |  | 4000 |  | No | Energy Storage | Soligent De-listing | 2055.53
311-0079 : 311-0079_S | 311-0079_S |  |  | Outback, VFXR3648A-01 Battery Inverter, 3600W, 120VAC, 60Hz(50Hz) selectable, 60A AC input, 48VDC, Sinewave, Grid Tied, 5 Yr Warr, 45A Charger, with BTS, VFXR3648A-01 | Inventory Item | 1707.91 |  | 3600 |  | No | Energy Storage | Soligent De-listing | 1647.64
311-0080 : 311-0080 : 311-0080_S | 311-0080 : 311-0080_S |  |  | Outback, VFXR3524A-01 Battery Inverter, 3500W, 120VAC, 60Hz(50Hz) selectable, 60A AC input, 24VDC, Sinewave, Grid Tied, 5 Yr Warr, 85A Charger, with BTS, VFXR3524A-01 | Inventory Item | 1707.91 |  | 3500 |  | No | Energy Storage | Soligent De-listing | 1647.64
311-0083 : 311-0083_S | 311-0083_S |  |  | Sol-Ark, 12K Battery or Battery-Less Inverter, 9,000 watt 120/240-208Vac, 50/60Hz, 48VDC, Transformerless Sinewave, Grid Tie/Off-Grid, AC and/or DC Coupled, 2 MPPT PV inputs, with AFCI/GFDI, BTS & Dual AC inputs, 10 Yr Warr, UL1741-SA (Rule-21), NEMA 3R ,(Outdoor), SA-12K | Inventory Item | 5970.33 |  | 12000 |  | No | Energy Storage | Vendor De-listing | 5599.55
311-0084 | 311-0084 |  |  | Sol-Ark, 8kW Battery or Battery-Less Inverter, 8,000W, 120/240-208Vac, 50/60Hz, 48VDC, Transformerless Sine Wave, Grid Tie/Off-Grid, AC and/or DC Coupled, 2 MPPT PV inputs, with AFCI/GFDI, BTS & Dual AC inputs, with Standard 10 Yr. Warr, UL1741-SA (Rule-21), NEMA 3R, SA-8K-10YR | Inventory Item | 5975.61 |  | 9000 |  | No | Energy Storage | Soligent De-listing | 5764.71
311-0084 : 311-0084_S | 311-0084_S |  |  | Sol-Ark, 8kW Battery or Battery-Less Inverter, 8,000W, 120/240-208Vac, 50/60Hz, 48VDC, Transformerless Sine Wave, Grid Tie/Off-Grid, AC and/or DC Coupled, 2 MPPT PV inputs, with AFCI/GFDI, BTS & Dual AC inputs, with Standard 10 Yr Warr, UL1741-SA (Rule-21), NEMA 1 ,(Indoor), SA-8K | Inventory Item | 5853.66 |  | 9000 |  | No | Energy Storage | Soligent De-listing | 5647.06
311-0085 | 311-0085 |  |  | Sol-Ark,5kW Battery or Battery-Less Inverter, 5,000W, 120/240-208Vac, 50/60Hz, 48VDC,Transformerless Sinewave, Grid Tie/Off-Grid, AC and/or DC Coupled, 2 MPPT PV inputs, with AFCI/GFDI, BTS & Dual AC inputs, 5 Yr Warr, NEMA 3R ,(Outdoor), SA-5K | Inventory Item | 4512.2 |  | 5000 |  | No | Energy Storage | Vendor De-listing | 4157.3
311-0085 : 311-0085_S | 311-0085_S |  |  | Sol-Ark,5kW Battery or Battery-Less Inverter, 5,000W, 120/240-208Vac, 50/60Hz, 48VDC,Transformerless Sinewave, Grid Tie/Off-Grid, AC and/or DC Coupled, 2 MPPT PV inputs, with AFCI/GFDI, BTS & Dual AC inputs, 5 Yr Warr, NEMA 3R ,(Outdoor), SA-5K | Inventory Item | 4146.34 |  | 5000 |  | No | Energy Storage | Soligent De-listing | 3820.22
311-0085-B |  |  |  | "B" Grade Sol-Ark,5kW Battery or Battery-Less Inverter, 5,000W, 120/240-208Vac, 50/60Hz, 48VDC,Transformerless Sinewave, Grid Tie/Off-Grid, AC and/or DC Coupled, 2 MPPT PV inputs, with AFCI/GFDI, BTS & Dual AC inputs, 5 Yr Warr, NEMA 3R ,(Outdoor), SA-5K | Inventory Item | 3234.04 |  | 5000 |  | No | Energy Storage | Soligent De-listing | 3070.71
311-0086 | 311-0086 |  |  | MidNite, MN3024 DIY Off-Grid Battery Inverter, 3000W, 24Vdc, 120Vac Sinewave, 60Hz, 30A AC input, 1 Yr. Warr, 80A AC Charger, with Built In 100V MPPT Charge Controller, MN3024DIY | Inventory Item | 529.75 |  | 3000 |  | No | Energy Storage | Shippable | 526.52
311-0086 : 311-0086_S | 311-0086_S |  |  | MidNite, MN3024 DIY Off-Grid Battery Inverter, 3000W, 24Vdc, 120Vac Sinewave, 60Hz, 30A AC input, 1 Yr. Warr, 80A AC Charger, with Built In 100V MPPT Charge Controller, MN3024DIY | Inventory Item | 526.52 |  | 3000 |  | No | Energy Storage | Soligent De-listing | 507.94
311-0087 | 311-0087 |  |  | MidNite, MN3548 DIY Off-Grid Battery Inverter, 3500W, 48Vdc, 120Vac Sinewave, 60Hz, 40A AC input, 1 Yr. Warr, 30A AC Charger, with Built In 150V MPPT Charge Controller, MN3548DIY | Inventory Item | 773.37 |  | 3500 |  | No | Energy Storage | Vendor De-listing | 748.13
311-0087 : 311-0087_S | 311-0087_S |  |  | MidNite, MN3548 DIY Off-Grid Battery Inverter, 3500W, 48Vdc, 120Vac Sinewave, 60Hz, 40A AC input, 1 Yr. Warr, 30A AC Charger, with Built In 150V MPPT Charge Controller, MN3548DIY | Inventory Item | 768.66 |  | 3500 |  | No | Energy Storage | Soligent De-listing | 741.53
311-0088 | 311-0088 |  |  | Sol-Ark, 8kW Battery or Battery-Less Inverter, 8,000W, 120/240-208Vac, 50/60Hz, 48VDC, Transformerless Sine Wave, Grid Tie/Off-Grid, AC and/or DC Coupled, 2 MPPT PV inputs, with AFCI/GFDI, BTS & Dual AC inputs, with Standard 5 Yr. Warr, UL1741-SA (Rule-21), NEMA 3R, SA-8K-N | Inventory Item | 5365.85 |  | 8000 |  | No | Energy Storage | Shippable | 5176.47
311-0088 : 311-0088_S | 311-0088_S |  |  | Sol-Ark, 8kW Battery or Battery-Less Inverter, 8,000W, 120/240-208Vac, 50/60Hz, 48VDC, Transformerless Sine Wave, Grid Tie/Off-Grid, AC and/or DC Coupled, 2 MPPT PV inputs, with AFCI/GFDI, BTS & Dual AC inputs, with Standard 5 Yr Warr, UL1741-SA (Rule-21), NEMA 1 ,(Indoor), SA-8K | Inventory Item | 5243.9 |  | 8000 |  | No | Energy Storage | Soligent De-listing | 5058.82
311-0089 | 311-0089 |  |  | MidNite, MN5048 DIY Off-Grid Battery Inverter, 5000W, 48Vdc, 120Vac Sinewave, 60Hz, 63A AC By-Pass, 40A AC Charger, with Built In 500V MPPT Charge Controller, 1 Year Warranty, MN5048DIY | Inventory Item | 835.73 |  | 5000 |  | No | Energy Storage | Shippable | 806.24
311-0092 |  |  |  | Sol-Ark, 15K Battery or Battery-Less Inverter, 15kW/12kW from Battery, 120/240/208Vac, 50/60Hz, 48VDC, Transformerless Sinewave, Grid Tie/Off-Grid, AC and/or DC Coupled, Dual AC inputs, 200A Load Breaker, 3 MPPT PV inputs, with AFCI/GFDI, BTS, 100A CT’s, 10 Yr. Warr, UL1741-SA, NEMA 3R, SA-15K-LV | Inventory Item | 5789.47 |  | 15000 |  | No | Energy Storage | Vendor De-listing | 5599.55
311-0092-B |  |  |  | "B" Grade Sol-Ark, 15K Battery or Battery-Less Inverter, 15kW/12kW from Battery, 120/240/208Vac, 50/60Hz, 48VDC, Transformerless Sinewave, Grid Tie/Off-Grid, AC and/or DC Coupled, Dual AC inputs, 200A Load Breaker, 3 MPPT PV inputs, with AFCI/GFDI, BTS, 100A CT’s, 10 Yr. Warr, UL1741-SA, NEMA 3R, SA-15K-LV | Inventory Item |  |  | 15000 |  | No | Energy Storage | Soligent De-listing | 0
311-0093 |  |  |  | SimpliPhi, ESS 6kW Battery or Battery-Less Inverter, 6,000W, 120/240Vac, 50/60Hz, 48VDC,Transformerless Sinewave, Grid Tie/Off-Grid, AC or DC Coupled, 2 MPPT PV inputs, with AFCI/GFDI, BTS & Dual AC inputs, 10 Yr. Warranty, IP65, SPHI-IN-6 | Inventory Item | 3378.38 |  | 6000 |  | No | Energy Storage | Shippable | 3125
311-0096 | 311-0096 |  |  | Sol-Ark,5kW Battery or Battery-Less Inverter, 5,000W, 120Vac, 50/60Hz, 48VDC,Transformerless Sinewave, Grid Tie/Off-Grid, DC Coupled with 2 MPPT PV inputs, with AFCI/GFDI & BTS, 5 Yr Warr, NEMA 3R (Outdoor), 5K-1P-N | Inventory Item | 2621.95 |  | 5000 |  | No | Energy Storage | Shippable | 2529.41
311-0099 | 311-0099 |  |  | Fortress Power, Envy 12K Battery or Battery-Less Inverter, 12kW from Battery, 120/240Vac, 50/60Hz, 48VDC, Transformerless Sinewave, Grid Tie/Off-Grid, AC and/or DC Coupled, Dual AC inputs, 200A Pass-through Breaker, 3 600V MPPT PV inputs, with AFCI/GFDI, Built in APsmart transmitter, 10 Yr. Warr, UL1741-SB, NEMA 4X, ENVY 12kW | Inventory Item | 7000 |  | 12000 |  | No | Energy Storage | Shippable | 6436.78
320-0001 | 320-0001 |  |  | Outback, FX2012MT battery inverter, 2000W, 120VAC, 60Hz, 40A Transfer, 12VDC, Sinewave, Off Grid, 5 Yr Warr, 80A Charger, with BTS & Switched Ground, FX2012MT DC/SD INVERTE OUTBACK 2000W.. | Inventory Item | 1760.57 |  | 2000 |  | No | Energy Storage | Soligent De-listing | 1449.88
320-0004 | 320-0004 |  |  | Sol-Ark, 60K Battery or Battery-Less Inverter, 60,000 Watt 3 Phase 277/ 480Vac, 50/60Hz, 1,000Vdc max, Battery 600Vdc Nominal, Transformerless Sinewave, Grid Tie/Off-Grid, AC and/or DC Coupled, 4 MPPT PV inputs, with AFCI/GFDI, & Dual AC inputs, 10 Yr. Warr, NEMA 3R , 60K-3P-480V-N | Inventory Item | 17682.93 |  | 60000 |  | No | Energy Storage | Shippable | 17058.82
320-0008 | 320-0008 |  |  | Morningstar, SureSine Sinewave Battery Inverter, 700W, 120VAC, 50/60Hz, No Transfer, 24VDC, Off Grid, 5 Yr Warr, No Charger, Hard-Wire Output, SI-700-24-120-60-HW | Inventory Item | 572.84 |  | 700 |  | No | Energy Storage | Shippable | 552.38
320-0017 | 320-0017 |  |  | Outback, VFX3524M battery inverter, 3500W, 120VAC, 60Hz, 50A Transfer, 24VDC, Sinewave, Off Grid, 5 Yr Warr, 85A Charger, with BTS & Switched Ground, VFX3524M | Inventory Item | 2106.33 |  | 3500 |  | No | Energy Storage | Shippable | 2004.82
320-0017 : 320-0017_S | 320-0017_S |  |  | Outback, VFX3524M battery inverter, 3500W, 120VAC, 60Hz, 50A Transfer, 24VDC, Sinewave, Off Grid, 5 Yr Warr, 85A Charger, with BTS & Switched Ground, VFX3524M | Inventory Item | 1717.9 |  | 3500 |  | No | Energy Storage | Soligent De-listing | 1657.27
320-0065 | 320-0065 |  |  | Magnum, MS2012 battery inverter, 2000W, 120VAC, 60Hz, 2x30A Transfer, 12VDC, Sinewave, Off Grid, 2 Yr Warr, 100A Charger, with BTS & 2x20A AC Breakers, MS2012-20BL-U | Inventory Item | 1629.93 |  | 2000 |  | No | Energy Storage | Shippable | 1405.11
320-0065 : 320-0065_S | 320-0065_S |  |  | Magnum, MS2012 battery inverter, 2000W, 120VAC, 60Hz, 2x30A Transfer, 12VDC, Sinewave, Off Grid, 2 Yr Warr, 100A Charger, with BTS & 2x20A AC Breakers, MS2012-20BL-U | Inventory Item | 2406.14 |  | 2000 |  | No | Energy Storage | Soligent De-listing | 0
320-0067 | 320-0067 |  |  | Magnum, MS2812 battery inverter, 2800W, 120VAC, 60Hz, 2x30A Transfer, 12VDC, Sinewave, Off Grid, 3 Yr. Warr, 125A Charger, with BTS, MS2812-L-U | Inventory Item | 1685.01 |  | 2800 |  | No | Energy Storage | Shippable | 1625.54
320-0067 : 320-0067_S | 320-0067_S |  |  | Magnum, MS2812 battery inverter, 2800W, 120VAC, 60Hz, 2x30A Transfer, 12VDC, Sinewave, Off Grid, 3 Yr. Warr, 125A Charger, with BTS, MS2812-L-U | Inventory Item | 1528.35 |  | 2800 |  | No | Energy Storage | Soligent De-listing | 1474.41
320-0068 : 320-0068_S | 320-0068_S |  |  | Magnum, MS4024 battery inverter, 4000W, 120VAC, 60Hz, 2x30A Transfer, 24VDC, Sinewave, Off Grid, 3 Yr Warr, 105A Charger, with BTS, MS4024-L-U | Inventory Item | 1572.26 |  | 4000 |  | No | Energy Storage | Soligent De-listing | 1516.76
320-0071 | 320-0071 |  |  | Magnum, RD2824 battery inverter, 2800W, 120VAC, 60Hz, 30A Transfer, 24VDC, Modified Sine, Off Grid, 2 Yr Warr, 80A Charger, with BTS, RD2824 | Inventory Item | 1148.35 |  | 2800 |  | No | Energy Storage | Shippable | 1107.82
320-0071 : 320-0071_S | 320-0071_S |  |  | Magnum, RD2824 battery inverter, 2800W, 120VAC, 60Hz, 30A Transfer, 24VDC, Modified Sine, Off Grid, 2 Yr Warr, 80A Charger, with BTS, RD2824 | Inventory Item | 1041.59 |  | 2800 |  | No | Energy Storage | Soligent De-listing | 1004.82
320-0079 : 320-0079_S | 320-0079_S |  |  | Outback, FX2536MT battery inverter, 2500W, 120VAC, 60Hz, 40A Transfer, 36VDC, Sinewave, Off Grid, 5 Yr Warr, 35A Charger, with BTS & Switched Ground, FX2536MT | Inventory Item | 1368.76 |  | 2500 |  | No | Energy Storage | Soligent De-listing | 1257.02
320-0083 | 320-0083 |  |  | Magnum, MS4024PAE battery inverter, 4000W, 120/240VAC, 60Hz, 2x30A Transfer, 24VDC, Sinewave, Off Grid, 3 Yr Warr, 105A Charger, with BTS, MS4024PAE | Inventory Item | 1856.84 |  | 4000 |  | No | Energy Storage | Shippable | 1791.31
320-0083 : 320-0083 : 320-0083_S | 320-0083 : 320-0083_S |  |  | Magnum, MS4024PAE battery inverter, 4000W, 120/240VAC, 60Hz, 2x30A Transfer, 24VDC, Sinewave, Off Grid, 3 Yr Warr, 105A Charger, with BTS, MS4024PAE | Inventory Item | 1684.21 |  | 4000 |  | No | Energy Storage | Soligent De-listing | 1624.76
320-0084 | 320-0084 |  |  | Magnum, MS4448PAE battery inverter, 4400W, 120/240VAC, 60Hz, 2x30A Transfer, 48VDC, Sinewave, Off Grid, 3 Yr Warr, 60A Charger, with BTS, MS4448PAE | Inventory Item | 1908.27 |  | 4400 |  | No | Energy Storage | Shippable | 1840.92
320-0084 : 320-0084_S | 320-0084_S |  |  | Magnum, MS4448PAE battery inverter, 4400W, 120/240VAC, 60Hz, 2x30A Transfer, 48VDC, Sinewave, Off Grid, 3 Yr Warr, 60A Charger, with BTS, MS4448PAE | Inventory Item | 1730.85 |  | 4400 |  | No | Energy Storage | Soligent De-listing | 1669.76
320-0095 | 320-0095 |  |  | Schneider Electric, Conext SW4024-120/240 battery inverter, 4000W, 120/240VAC, 50/60Hz, 30A Transfer, 24VDC, Sinewave, 90A Charger, 2 Yr Warr, with BTS, 865-4024-21 | Inventory Item | 1568.17 |  | 4000 |  | No | Energy Storage | Shippable | 1512.82
320-0095 : 320-0095_S | 320-0095_S |  |  | Schneider Electric, Conext SW4024-120/240 battery inverter, 4000W, 120/240VAC, 50/60Hz, 30A Transfer, 24VDC, Sinewave, 90A Charger, 2 Yr Warr, with BTS, 865-4024-21 | Inventory Item | 1231.46 |  | 4000 |  | No | Energy Storage | Soligent De-listing | 1188
320-0106 : 320-0106 : 320-0106 : 320-0106_S | 320-0106 : 320-0106 : 320-0106_S |  |  | Schneider Electric, Conext SW4048 battery inverter, 4000W, 120/240VAC, 50/60Hz, 30A Transfer, 48VDC, Sinewave, 45A Charger, 2 Yr Warr, with BTS, 865-4048-21 | Inventory Item | 1352.2 |  | 4000 |  | No | Energy Storage | Soligent De-listing | 1304.47
321-0002 : 321-0002 : 321-0002_U | 321-0002 |  |  | Morningstar, SureSine battery inverter, 300W, 115VAC, 60Hz, No Transfer, 12VDC, Sinewave, Off Grid, 2 Yr Warr, No Charger, internal BTS, SI-300-115V-UL | Inventory Item | 265.43 |  | 300 |  | No | Energy Storage | Soligent De-listing | 255.95
321-0002 : 321-0002 : 321-0002_U : 321-0002_S | 321-0002_S |  |  | Morningstar, SureSine battery inverter, 300W, 115VAC, 60Hz, No Transfer, 12VDC, Sinewave, Off Grid, 2 Yr Warr, No Charger, internal BTS, SI-300-115V-UL | Inventory Item | 262.2 |  | 300 |  | No | Energy Storage | Soligent De-listing | 252.94
330-0026 | 330-0026 |  |  | Generac, PWRcell 11.4kW Three-Phase 120/208Vac Grid-Tie/Back-Up Inverter (Back-Up 120/240 Single Phase) with 3 CT’s, UL1741-SA (Rule-21), APKE00013 | Inventory Item | 4308.23 |  |  |  | No | Energy Storage | Vendor De-listing | 3959.58
330-0026 : 330-0026_S | 330-0026_S |  |  | Generac, PWRcell 11.4kW Three-Phase 120/208Vac Grid-Tie/Back-Up Inverter (Back-Up 120/240 Single Phase) with 3 CT’s, UL1741-SA (Rule-21), APKE00013 | Inventory Item | 4111.86 |  |  |  | No | Energy Storage | Soligent De-listing | 3779.11
341-0002 | 341-0002 |  |  | Sol-Ark, Factory Installed Inverter Add on Option for 15kW, Solar Flare/EMP Hardening to MIL-STD-461G, SA-EMP-15K | Inventory Item | 2500 |  |  |  | No | Energy Storage | Shippable | 2484.47
341-0003 | 341-0003 |  |  | Franklin WH, aGate X Energy Management Smart Switch, AGT-R1V1-US | Inventory Item | 1758.24 |  |  |  | No | Energy Storage | Shippable | 1524.49
341-0122 | 341-0122 |  |  | SimpliPhi, AccESS with Schneider XW+ 6848, SCP, System Control Panel, SCH-865-1050-01 | Inventory Item | 300 |  |  |  | No | Energy Storage | Vendor De-listing | 275.86
341-0123 | 341-0123 |  |  | SimpliPhi, AccESS with Schneider XW+ 6848, Optional AGS, Auto Gen Start, SCH-865-1060-01 | Inventory Item | 243.75 |  |  |  | No | Energy Storage | Soligent De-listing | 224.14
341-0124 | 341-0124 |  |  | Outback, Radian Prewired GS-8048 Load Center with Two 175A breakers, PV breakers for Two FM-100 Charge Controllers, FLEXnet DC, Three 500A shunts, 2-pole 120/240VAC 50A Bypass Breakers, 2, 2-pole 120/240VAC 50A Input Breakers, GSLC-PV-300VDC | Inventory Item | 1570.51 |  |  |  | No | Energy Storage | Shippable | 1475.9
341-0125 | 341-0125 |  |  | Outback, Radian Prewired GS-4048 Load Center with One 175A breaker, PV breakers for One FM-100 Charge Controller, FLEXnet DC, Two 500A shunts, 2-pole 120/240VAC 50A Bypass Breakers, 2, 2-pole 120/240VAC 50A Input Breakers, GSLC-PV1-300VDC | Inventory Item | 1842.5 |  |  |  | No | Energy Storage | Soligent De-listing | 1058.91
341-0126 | 341-0126 |  |  | Outback, Radian Prewired GS-7048E Load Center with Two 175A breakers, PV breakers for Two FM-100 Charge Controllers, FLEXnet DC, Three 500A shunts, 230V Bypass Breakers, 2, 50A 230VAC Input Breakers, GSLC-PV-300VDC-230 | Inventory Item | 1952.5 |  |  |  | No | Energy Storage | Soligent De-listing | 1122.13
341-0127 | 341-0127 |  |  | Outback, Radian Prewired GS-3548E Load Center with One 175A breaker, PV breakers for One FM-100 Charge Controller, FLEXnet DC, Two 500A shunts, 230V Bypass Breakers, 2, 50A 230VAC Input Breakers, GSLC-PV-300VDC-230 | Inventory Item | 1952.5 |  |  |  | No | Energy Storage | Soligent De-listing | 1122.13
348-0027 | 348-0027 |  |  | MidNite Solar, Pre-Wired Off Grid System, 120/240VAC, MS4024PAE 4000W 24V Inverter, Classic 150, ARC-50 display, BMK-NS Battery Monitor, MNE250STM-L E-Panel, 3 MN-SPD, MNEMS4024PAECL150 | Inventory Item | 5635.67 |  | 4000 |  | No | Energy Storage | Shippable | 4900.58
348-0052 | 348-0052 |  |  | MidNite Solar, Pre-Wired Off Grid System, 120/240VAC, MS4448PAE 4400W 48V Inverter, Classic 150 & WhizBang Jr., ARC-50 display, MNE175STM-L-240 E-Panel, 3 MN-SPD, MNEMS4448PAECL150 | Inventory Item | 5679.67 |  | 4000 |  | No | Energy Storage | Shippable | 4938.84
348-0066 | 348-0066 |  |  | Midnite Solar, Pre-Wired AC Coupled System, 120/240VAC, 1 SI6048 Inverter, 6000 watt/48 volt, MNE250SMA E-Panel, 250 amp Battery Main Breaker for the SI, 2 MNSPD300, 120/240 Autoformer, With Classic 150 including mount Bracket, SPD300 and 2DC breakers, MNSI6048-ACCPL-CL150 | Inventory Item | 6559.67 |  | 6000 |  | No | Energy Storage | Vendor De-listing | 5654.89
348-0088 | 348-0088 |  |  | MidNite Solar, Pre-Wired Off Grid System, 120/240VAC, 2 MS4448PAE 4400W 48V Inverters, Magnum Router, 2 MNE175STM-240 White Steel E-Panels, 2 Classic 150 & 4 Breakers, 4 MN-SPD, MNEMS4448PAED-2CL150 | Inventory Item | 9717.79 |  | 4000 |  | No | Energy Storage | Soligent De-listing | 9400.59
348-0125 | 348-0125 |  |  | MidNite Solar, Pre-Wired Off Grid System, 120/240VAC, MS4448PAE 4400W 48V Inverter, 2 Classic 150’s & WhizBang Jr., ARC-50 display, MNE175STM-L-240 E-Panel, 3 MN-SPD, MNEMS4448PAE-2CL150 | Inventory Item | 5817.18 |  | 4400 |  | No | Energy Storage | Soligent De-listing | 5627.3
348-0125 : 348-0125_S | 348-0125_S |  |  | MidNite Solar, Pre-Wired Off Grid System, 120/240VAC, MS4448PAE 4400W 48V Inverter, 2 Classic 150’s & WhizBang Jr., ARC-50 display, MNE175STM-L-240 E-Panel, 3 MN-SPD, MNEMS4448PAE-2CL150 | Inventory Item | 5358.48 |  | 4400 |  | No | Energy Storage | Soligent De-listing | 5169.35
348-0147 | 348-0147 |  |  | SimpliPhi, AccESS with Schneider XW 6848-PRO, 120/240Vac, 1 MPPT 80/600 Charge Controller, 3R Enclosure, No Batteries, A-CC-SCH-PRO | Inventory Item | 9312.5 |  |  |  | No | Energy Storage | Vendor De-listing | 8563.22
349-0000 | 349-0000 |  |  | EndurEnergy Systems, 5.12kWh1 100Ah, 48 Vdc Nominal, Battery Pack, can Series up to 16 Batteries, ESP-5100 HL | Inventory Item |  |  | 5120 |  | No | Energy Storage | Soligent De-listing | 0
349-0007 | 349-0007 |  |  | Enphase, IQ Battery 5P, Base Unit, Cover, and Will Bracket, 5kWh LFP Battery, with 6 Integrated IQ8D-BAT Inverters, NEMA 3R, IQBATTERY-5P-1P-NA | Inventory Item |  |  | 5000 |  | No | Energy Storage | Shippable | 0
349-0008 | 349-0008 |  |  | JLM, E100-2.4, Energizr 100, fully-assembled backup system, AC coupled, (2 kW max AC input from PV inverter) 4.4 kW off-grid, UL certified battery inverter, 2.4 kWh LiFePO4 battery with BMS, indoor enclosure, 20-Year warranty, lifetime Measurz software/app customer account. Max off-grid continuous current: 18.3A. Includes built-in 2kW battery charger powered from 240VAC. Use with 30 amp critical load panel and PV inverter (string or micro), 9999-E100-LFP-2.4 | Inventory Item | 9230 |  |  |  | No | Energy Storage | Soligent De-listing | 0
349-0009 | 349-0009 |  |  | JLM, E100-4.8, Energizr 100, fully-assembled backup system, AC coupled, (4 kW max AC PV inverter) 4.4 kW off-grid, UL certified battery inverter, 4.8 kWh LiFePO4 battery with BMS, indoor enclosure, 20-Year warranty, lifetime Measurz software/app customer account. Max off-grid continuous current: 18.3A. Includes built-in 2kW battery charger powered from 240VAC. Use with 30 amp critical load panel and PV inverter (string or micro), 9999-E100-LFP-4.8 | Inventory Item | 11700 |  |  |  | No | Energy Storage | Soligent De-listing | 0
349-0010 | 349-0010 |  |  | JLM, E100-7.2, Energizr 100, fully-assembled backup system, AC coupled, (4 kW max AC PV inverter) 4.4 kW off-grid, UL certified battery inverter, 7.2 kWh LiFePO4 battery with BMS, indoor enclosure, 20-Year warranty, lifetime Measurz software/app customer account. Max off-grid continuous current: 18.3A. Includes built-in 2kW battery charger powered from 240VAC. Use with 30 amp critical load panel and PV inverter (string or micro), 9999-E100-LFP-7.2 | Inventory Item | 13104.4 |  |  |  | No | Energy Storage | Soligent De-listing | 0
349-0025 | 349-0025 |  |  | SimpliPhi, AccESS with OutBack GS-8048A-01, 120/240Vac, 4 Phi 3.8, LFP Batteries (Lithium Iron Phosphate), 2 FM-80 Charge Controllers, Mate-3S, 3R Enclosure, UL-1973, UL-1741-SA (Rule 21), A-4PHI-2CC-OB | Inventory Item | 31600 |  |  |  | No | Energy Storage | Vendor De-listing | 0
349-0026 | 349-0026 |  |  | SimpliPhi, AccESS with Schneider XW+ 6848, 120/240Vac, 4 Phi 3.8, LFP Batteries (Lithium Iron Phosphate), 1 MPPT 80/600 Charge Controller, 3R Enclosure, UL-1973, A-4PHI-CC-SCH | Inventory Item | 29840 |  |  |  | No | Energy Storage | Vendor De-listing | 17149.43
349-0027 | 349-0027 |  |  | SimpliPhi, AccESS with Schneider XW+ 6848 Inverter 120/240Vac, SCP, 4 Phi 3.8, LFP Batteries (Lithium Iron Phosphate), AC Coupled, 3R Enclosure, UL-1973, A-4PHI-SCH | Inventory Item | 27840 |  |  |  | No | Energy Storage | Vendor De-listing | 16000
349-0028 | 349-0028 |  |  | SimpliPhi, AccESS with Schneider XW+ 6848, 120/240Vac, 3 Phi 3.8, LFP Batteries (Lithium Iron Phosphate), 1 MPPT 80/600 Charge Controller, 3R Enclosure, UL-1973, A-3PHI-CC-SCH | Inventory Item | 25540 |  |  |  | No | Energy Storage | Vendor De-listing | 14678.16
349-0029 | 349-0029 |  |  | SimpliPhi, AccESS with Schneider XW+ 6848 Inverter 120/240Vac, SCP, 3 Phi 3.8, LFP Batteries (Lithium Iron Phosphate), AC Coupled, 3R Enclosure, UL-1973, A-3PHI-SCH | Inventory Item | 23540 |  | 6800 |  | No | Energy Storage | Vendor De-listing | 13528.74
349-0030 | 349-0030 |  |  | SimpliPhi, AccESS with Schneider XW+ 6848, 120/240Vac, 2 Phi 3.8, LFP Batteries (Lithium Iron Phosphate), 1 MPPT 80/600 Charge Controller, 3R Enclosure, UL-1973, A-2PHI-CC-SCH | Inventory Item | 22800 |  |  |  | No | Energy Storage | Vendor De-listing | 0
349-0031 | 349-0031 |  |  | SimpliPhi, AccESS with Schneider XW+ 6848, 120/240Vac, 2 Phi 3.8, LFP Batteries (Lithium Iron Phosphate), 3R Enclosure, UL-1973, A-2PHI-SCH | Inventory Item | 21000 |  |  |  | No | Energy Storage | Vendor De-listing | 0
349-0032 | 349-0032 |  |  | Tesla, Powerwall-2, 7.6kW AC Coupled, 5kW 120/240 AC output, 13.5 Useable kWh Lithium-Ion Battery Pack, NEMA 3R, 10 Yr. Warranty, Powerwall-2 | Inventory Item | 8500 |  | 7600 |  | No | Energy Storage | Shippable | 8500
349-0032 : 349-0032_S | 349-0032_S |  |  | Tesla, Powerwall-2, 7.6kW AC Coupled, 5kW 120/240 AC output, 13.5 Useable kWh Lithium-Ion Battery Pack, NEMA 3R, 10 Yr. Warranty, Powerwall-2 | Inventory Item | 6000 |  | 7600 |  | No | Energy Storage | Soligent De-listing | 6000
349-0033 | 349-0033 |  |  | Outback, SystemEdge, Packaged FPR-8048A 8.0kW FLEXpower Radian, IBR-3-48-175 Battery Rack, 12, 200PLR Batteries, 28.8kWhs of nameplate Energy Storage, 1, ICSPLUS-2 Rapid Shutdown Combiner System, SE-830PLR | Inventory Item | 23661 |  |  |  | No | Energy Storage | Vendor De-listing | 0
349-0034 | 349-0034 |  |  | Outback, SystemEdge, Packaged FPR-4048A 4.0kW FLEXpower Radian, IBR-2-48-175 Battery Rack, 8, 200PLR Batteries, 19.2kWhs of nameplate Energy Storage,1, ICSPLUS-1 Rapid Shutdown Combiner System, SE-420PLR | Inventory Item | 17099.5 |  |  |  | No | Energy Storage | Vendor De-listing | 0
349-0035 | 349-0035 |  |  | Outback, SystemEdge, Packaged FPR-8048A-01, 8.0kW FLEXpower Radian, 1, High Capacity 1100RE Battery, 52.8kWhs of nameplate Energy Storage, includes: 2, FWPV6-FH600 Combiner Boxes with 6, 600Vdc Fuse Holders each, Cable Glands, Touch-Safe Distribution Blocks, 1 Ground Bus (Fuses sold separately), SE-1100RE | Inventory Item | 32763.5 |  |  |  | No | Energy Storage | Vendor De-listing | 0
349-0036 | 349-0036 |  |  | Outback, SystemEdge, Packaged SkyBox, 5.0kW SkyBox Inverter, 1 IBR-3-48-175 battery rack, 12, 200NC batteries, 28.8kWhs of nameplate Energy Storage, 1 Pair 200A External CT’s, 1 NEC-2014 RSD System, SE-SBX-530NC | Inventory Item | 23083.5 |  |  |  | No | Energy Storage | Vendor De-listing | 0
349-0037 | 349-0037 |  |  | Outback, SystemEdge, Bundled SkyBox, 5.0kW SkyBox Inverter, 1 IBR-3-48-175 Battery Rack, 12, 200PLR batteries, 28.8kWh of nameplate Energy Storage, 1 Pair 200A External CT’s, 16 Fire Raptor Module Level RSD Devices, 1 Fire Raptor Shutdown Switch and 24V Shutdown Relay, SE-530PLR-SBX | Inventory Item | 22764.5 |  |  |  | No | Energy Storage | Vendor De-listing | 0
349-0038 | 349-0038 |  |  | Outback, SystemEdge, Packaged SkyBox, 5.0kW SkyBox Inverter, 1 IBR-3-48-175 battery rack, 12, 200PLC batteries, 28.8kWhs of nameplate Energy Storage, 1 Pair 200A External CT’s, 1 NEC-2014 RSD System, SE-SBX-530PLC | Inventory Item | 24475 |  |  |  | No | Energy Storage | Vendor De-listing | 0
349-0039 | 349-0039 |  |  | Outback, SystemEdge, Bundled SkyBox, 5.0kW SkyBox Inverter, 1 IBR-3-48-175-Li Battery Rack, 6 SimpliPhi 3.8 Batteries, 22kWh of nameplate Energy Storage, 1 Pair 200A External CT’s, 16 Fire Raptor Module Level RSD Devices, 1 Fire Raptor Shutdown Switch and 24V Shutdown Relay, SE-521PHI-SBX | Inventory Item | 43934 |  |  |  | No | Energy Storage | Vendor De-listing | 0
349-0040 | 349-0040 |  |  | Outback, SystemEdge, Bundled SkyBox, 5.0kW SkyBox Inverter, 1 IBR-2-48-175-Li Battery Rack, 4 SimpliPhi 3.8 Batteries, 15kWh of nameplate Energy Storage, 1 Pair 200A External CT’s, 16 Fire Raptor Module Level RSD Devices, 1 Fire Raptor Shutdown Switch and 24V Shutdown Relay, SE-514PHI-SBX | Inventory Item | 16453.83 |  | 5000 |  | No | Energy Storage | Vendor De-listing | 15129.95
349-0040 : 349-0040 : 349-0040_S | 349-0040 : 349-0040_S |  |  | Outback, SystemEdge, Bundled SkyBox, 5.0kW SkyBox Inverter, 1 IBR-2-48-175-Li Battery Rack, 4 SimpliPhi 3.8 Batteries, 15kWh of nameplate Energy Storage, 1 Pair 200A External CT’s, 16 Fire Raptor Module Level RSD Devices, 1 Fire Raptor Shutdown Switch and 24V Shutdown Relay, SE-514PHI-SBX | Inventory Item | 16453.83 |  | 5000 |  | No | Energy Storage | Soligent De-listing | 15129.95
349-0041 | 349-0041 |  |  | Outback, SystemEdge, Packaged SkyBox, 5.0kW SkyBox Inverter, 1 LG RESU10-48 Battery, 10kWhs of nameplate Energy Storage, 1, 10’ Communication Cable, 1 NEC-2014 RSD System, SE-SBX510RESU | Inventory Item | 21165.1 |  |  |  | No | Energy Storage | Vendor De-listing | 0
349-0042 | 349-0042 |  |  | SimpliPhi, ExprESS 48V with Magnum MS4448PAE, Mini-Magnum Panel, 2 Phi 3.8, LFP Batteries (Lithium Iron Phosphate), 1, PT-100 MPPT Charge Controller, ME-ARC Interface, 2 USB & 4, 120V/15A GFI Receptacles, Free-Standing 3R Enclosure with Wheels, E-2PHI-48-60 | Inventory Item | 11281.25 |  | 4400 |  | No | Energy Storage | Soligent De-listing | 10373.56
349-0042 : 349-0042_S | 349-0042_S |  |  | SimpliPhi, ExprESS 48V with Magnum MS4448PAE, Mini-Magnum Panel, 2 Phi 3.8, LFP Batteries (Lithium Iron Phosphate), 1, PT-100 MPPT Charge Controller, ME-ARC Interface, 2 USB & 4, 120V/15A GFI Receptacles, Free-Standing 3R Enclosure with Wheels, E-2PHI-48-60 | Inventory Item | 11281.25 |  | 4400 |  | No | Energy Storage | Soligent De-listing | 10373.56
349-0043 | 349-0043 |  |  | sonnen, ECO-5kW, Smart Energy Storage System, 5kWh Capacity, 3kW Continuous, 90% DOD, No Screen, Standard Model, ECO5NS-31 | Inventory Item | 10529.45 |  | 3000 |  | No | Energy Storage | Soligent De-listing | 9963.35
349-0043 : 349-0043_S | 349-0043_S |  |  | sonnen, ECO-5kW, Smart Energy Storage System, 5kWh Capacity, 3kW Continuous, 90% DOD, No Screen, Standard Model, ECO5NS-31 | Inventory Item | 10529.45 |  | 3000 |  | No | Energy Storage | Soligent De-listing | 9963.35
349-0044 | 349-0044 |  |  | sonnen, ECO-5kW, Smart Energy Storage System, 5kWh Capacity, 3kW Continuous, 90% DOD, No Screen, California Model, ECO5NC-31 | Inventory Item | 10529.45 |  | 3000 |  | No | Energy Storage | Soligent De-listing | 9963.35
349-0044 : 349-0044_S | 349-0044_S |  |  | sonnen, ECO-5kW, Smart Energy Storage System, 5kWh Capacity, 3kW Continuous, 90% DOD, No Screen, California Model, ECO5NC-31 | Inventory Item | 10529.45 |  | 3000 |  | No | Energy Storage | Soligent De-listing | 9963.35
349-0045 | 349-0045 |  |  | sonnen, ECO-10kW, Smart Energy Storage System, 10kWh Capacity, 7kW Continuous, 90% DOD, No Screen, Standard Model, ECO10NS-31 | Inventory Item | 16105.95 |  | 7000 |  | No | Energy Storage | Soligent De-listing | 15240.04
349-0045 : 349-0045_S | 349-0045_S |  |  | sonnen, ECO-10kW, Smart Energy Storage System, 10kWh Capacity, 7kW Continuous, 90% DOD, No Screen, Standard Model, ECO10NS-31 | Inventory Item | 16105.95 |  | 7000 |  | No | Energy Storage | Soligent De-listing | 15240.04
349-0046 | 349-0046 |  |  | sonnen, ECO-10kW, Smart Energy Storage System, 10kWh Capacity, 7kW Continuous, 90% DOD, No Screen, California Model, ECO10NC-31 | Inventory Item | 16105.95 |  | 7000 |  | No | Energy Storage | Vendor De-listing | 15240.04
349-0046 : 349-0046_S | 349-0046_S |  |  | sonnen, ECO-10kW, Smart Energy Storage System, 10kWh Capacity, 7kW Continuous, 90% DOD, No Screen, California Model, ECO10NC-31 | Inventory Item | 16105.95 |  | 7000 |  | No | Energy Storage | Soligent De-listing | 15240.04
349-0047 | 349-0047 |  |  | sonnen, ECOLX-12kW, Smart Energy Storage System, 12kWh Useable Capacity, 8kW Continuous, With Screen, Standard Model, ECOLX12SS-15 | Inventory Item | 25045.59 |  | 8000 |  | No | Energy Storage | Shippable | 23699.05
349-0047 : 349-0047_S | 349-0047_S |  |  | sonnen, ECOLX-12kW, Smart Energy Storage System, 12kWh Useable Capacity, 8kW Continuous, With Screen, Standard Model, ECOLX12SS-15 | Inventory Item | 25045.59 |  | 8000 |  | No | Energy Storage | Soligent De-listing | 23699.05
349-0048 | 349-0048 |  |  | Sonnen, ECOLX-12kW, Smart Energy Storage System, 12kWh Useable Capacity, 8kW Continuous, With Screen, California Model, ECOLX12SC-15 | Inventory Item | 25045.59 |  | 8000 |  | No | Energy Storage | Shippable | 23699.05
349-0048 : 349-0048_S | 349-0048_S |  |  | Sonnen, ECOLX-12kW, Smart Energy Storage System, 12kWh Useable Capacity, 8kW Continuous, With Screen, California Model, ECOLX12SC-15 | Inventory Item | 25045.59 |  | 8000 |  | No | Energy Storage | Soligent De-listing | 23699.05
349-0049 | 349-0049 |  |  | Sonnen, ECO-5kW, Smart Energy Storage System, 5kWh Capacity, 3kW Continuous, 90% DOD, With Screen, Standard Model, ECO5SS-31 | Inventory Item | 11032.09 |  | 3000 |  | No | Energy Storage | Soligent De-listing | 10438.97
349-0049 : 349-0049_S | 349-0049_S |  |  | Sonnen, ECO-5kW, Smart Energy Storage System, 5kWh Capacity, 3kW Continuous, 90% DOD, With Screen, Standard Model, ECO5SS-31 | Inventory Item | 11032.09 |  | 3000 |  | No | Energy Storage | Soligent De-listing | 10438.97
349-0050 | 349-0050 |  |  | Sonnen, ECO-5kW, Smart Energy Storage System, 5kWh Capacity, 3kW Continuous, 90% DOD, With Screen, California Model, ECO5SC-31 | Inventory Item | 11032.09 |  | 3000 |  | No | Energy Storage | Soligent De-listing | 10438.97
349-0050 : 349-0050_S | 349-0050_S |  |  | Sonnen, ECO-5kW, Smart Energy Storage System, 5kWh Capacity, 3kW Continuous, 90% DOD, With Screen, California Model, ECO5SC-31 | Inventory Item | 11032.09 |  | 3000 |  | No | Energy Storage | Soligent De-listing | 10438.97
349-0051 | 349-0051 |  |  | Sonnen, ECO-10kW, Smart Energy Storage System, 10kWh Capacity, 7kW Continuous, 90% DOD, With Screen, Standard Model, ECO10SS-31 | Inventory Item | 16641.41 |  | 7000 |  | No | Energy Storage | Soligent De-listing | 15746.71
349-0051 : 349-0051_S | 349-0051_S |  |  | Sonnen, ECO-10kW, Smart Energy Storage System, 10kWh Capacity, 7kW Continuous, 90% DOD, With Screen, Standard Model, ECO10SS-31 | Inventory Item | 16641.41 |  | 7000 |  | No | Energy Storage | Soligent De-listing | 15746.71
349-0052 | 349-0052 |  |  | sonnen, ECO-10kW, Smart Energy Storage System, 10kWh Capacity, 7kW Continuous, 90% DOD, With Screen, California Model, ECO10SC-31 | Inventory Item | 16641.41 |  | 7000 |  | No | Energy Storage | Vendor De-listing | 15746.71
349-0052 : 349-0052_S | 349-0052_S |  |  | sonnen, ECO-10kW, Smart Energy Storage System, 10kWh Capacity, 7kW Continuous, 90% DOD, With Screen, California Model, ECO10SC-31 | Inventory Item | 16641.41 |  | 7000 |  | No | Energy Storage | Soligent De-listing | 15746.71
349-0053 | 349-0053 |  |  | SimpliPhi, AccESS 15.2 with Schneider XW 6848-PRO Inverter, 120/240Vac, SCP, 4 Phi 3.8, LFP Batteries (Lithium Iron Phosphate), 1 MPPT 80/600 Charge Controller, 3R Enclosure, UL-1973, A-4PHI-CC-SCH-PRO | Inventory Item | 18212.5 |  | 6800 |  | No | Energy Storage | Soligent De-listing | 15666.67
349-0053 : 349-0053_S | 349-0053_S |  |  | SimpliPhi, AccESS 15.2 with Schneider XW 6848-PRO Inverter, 120/240Vac, SCP, 4 Phi 3.8, LFP Batteries (Lithium Iron Phosphate), 1 MPPT 80/600 Charge Controller, 3R Enclosure, UL-1973, A-4PHI-CC-SCH-PRO | Inventory Item | 18212.5 |  | 6800 |  | No | Energy Storage | Soligent De-listing | 15666.67
349-0054 | 349-0054 |  |  | SimpliPhi, AccESS 15.2 with Schneider XW 6848-PRO Inverter, 120/240Vac, SCP, 4 Phi 3.8, LFP Batteries (Lithium Iron Phosphate), AC Coupled, 3R Enclosure, UL-1973, A-4PHI-SCH-PRO | Inventory Item | 16750 |  | 6800 |  | No | Energy Storage | Soligent De-listing | 14408.6
349-0054 : 349-0054_S | 349-0054_S |  |  | SimpliPhi, AccESS 15.2 with Schneider XW 6848-PRO Inverter, 120/240Vac, SCP, 4 Phi 3.8, LFP Batteries (Lithium Iron Phosphate), AC Coupled, 3R Enclosure, UL-1973, A-4PHI-SCH-PRO | Inventory Item | 16750 |  | 6800 |  | No | Energy Storage | Soligent De-listing | 14408.6
349-0055 | 349-0055 |  |  | SimpliPhi, AccESS with Schneider XW 6848-PRO Inverter, 120/240Vac, SCP, 3 Phi 3.8, LFP Batteries (Lithium Iron Phosphate), 1 MPPT 80/600 Charge Controller, 3R Enclosure, UL-1973, A-3PHI-CC-SCH-PRO | Inventory Item | 26440 |  |  |  | No | Energy Storage | Vendor De-listing | 14215.05
349-0056 | 349-0056 |  |  | SimpliPhi, AccESS with Schneider XW 6848-PRO, Inverter 120/240Vac, SCP, 3 Phi 3.8, LFP Batteries (Lithium Iron Phosphate), AC Coupled, 3R Enclosure, UL-1973, A-3PHI-SCH-PRO | Inventory Item | 24440 |  | 6800 |  | No | Energy Storage | Vendor De-listing | 13139.78
349-0057 | 349-0057 |  |  | SimpliPhi, AccESS with OutBack GS-8048A-01, 120/240Vac, 4 Phi 3.8, LFP Batteries (Lithium Iron Phosphate), No Charge Controllers, Mate-3S, 3R Enclosure, UL-1973, UL-1741-SA (Rule 21), A-4PHI-OB | Inventory Item | 28620 |  |  |  | No | Energy Storage | Vendor De-listing | 15387.1
349-0058 | 349-0058 |  |  | SMA, Sunny Boy Storage Bundle, includes: 1, Sunny Boy Storage 6.0 Inverter, 1, 200A ABU, Automatic Back-up Unit, 1, BYD Battery-Box-H10, 10.2kWh LFP Battery, UL-9540, BATB-102-BY-US-10 | Inventory Item | 11493.58 |  | 6000 |  | No | Energy Storage | Vendor De-listing | 9886.95
349-0058 : 349-0058_S | 349-0058_S |  |  | SMA, Sunny Boy Storage Bundle, includes: 1, Sunny Boy Storage 6.0 Inverter, 1, 200A ABU, Automatic Back-up Unit, 1, BYD Battery-Box-H10, 10.2kWh LFP Battery, UL-9540, BATB-102-BY-US-10 | Inventory Item | 11496.24 |  | 6000 |  | No | Energy Storage | Soligent De-listing | 9889.24
349-0059 | 349-0059 |  |  | SimpliPhi, AccESS with Sol-Ark 8kW AC/DC Coupled, 120/240Vac, 4 Phi 3.8, LFP Batteries (Lithium Iron Phosphate), Integrated Charge Controller, 3R Enclosure, UL-1973, UL-1741-SA, A-4PHI-SA-8 | Inventory Item | 28860 |  | 8000 |  | No | Energy Storage | Vendor De-listing | 15516.13
349-0060 | 349-0060 |  |  | SimpliPhi, AccESS 22.8 with Sol-Ark 12kW AC/DC Coupled, 208/240Vac, 6 Phi 3.8, LFP Batteries (Lithium Iron Phosphate), Integrated Charge Controller, 3R Enclosure, UL-1973, UL-1741-SA, A-6PHI-SA-12 | Inventory Item | 27187.5 |  | 12000 |  | No | Energy Storage | Shippable | 25290.7
349-0060 : 349-0060_S | 349-0060_S |  |  | SimpliPhi, AccESS 22.8 with Sol-Ark 12kW AC/DC Coupled, 208/240Vac, 6 Phi 3.8, LFP Batteries (Lithium Iron Phosphate), Integrated Charge Controller, 3R Enclosure, UL-1973, UL-1741-SA, A-6PHI-SA-12 | Inventory Item | 23837.5 |  | 12000 |  | No | Energy Storage | Soligent De-listing | 22174.42
349-0061 | 349-0061 |  |  | Panasonic EverVolt, AC Coupled Mini, 5.7 useable kWh, with 5.5kW 120/240Vac Inverter, Enclosure w/Kit, PowerHub Controller w/PLC, EVAC-105-2 | Inventory Item | 15998 |  |  |  | No | Energy Storage | Vendor De-listing | 8887.78
349-0062 | 349-0062 |  |  | Panasonic EverVolt, AC Coupled Standard, 11.4 useable kWh, with 5.5kW 120/240Vac Inverter, Enclosure w/Kit, PowerHub Controller w/PLC, EVAC-105-4 | Inventory Item | 11175.29 |  | 5500 |  | No | Energy Storage | Shippable | 10554.44
349-0062 : 349-0062_S | 349-0062_S |  |  | Panasonic EverVolt, AC Coupled Standard, 11.4 useable kWh, with 5.5kW 120/240Vac Inverter, Enclosure w/Kit, PowerHub Controller w/PLC, EVAC-105-4 | Inventory Item | 11175.29 |  | 5500 |  | No | Energy Storage | Soligent De-listing | 10554.44
349-0063 | 349-0063 |  |  | Panasonic EverVolt, AC Coupled Plus, 17.1 useable kWh, with 5.5kW 120/240Vac Inverter, Enclosure w/Kit, PowerHub Controller w/PLC, EVAC-105-6 | Inventory Item | 10587.06 |  | 5500 |  | No | Energy Storage | Shippable | 9998.89
349-0063 : 349-0063_S | 349-0063_S |  |  | Panasonic EverVolt, AC Coupled Plus, 17.1 useable kWh, with 5.5kW 120/240Vac Inverter, Enclosure w/Kit, PowerHub Controller w/PLC, EVAC-105-6 | Inventory Item | 12940 |  | 5500 |  | No | Energy Storage | Soligent De-listing | 12221.11
349-0064 | 349-0064 |  |  | Panasonic EverVolt, DC Coupled Mini, 5.7 useable kWh, with 5.5kW DC 120/240Vac Inverter, Enclosure w/Kit, PowerHub Controller w/PLC, EVDC-105-2 | Inventory Item | 15998 |  |  |  | No | Energy Storage | Vendor De-listing | 8887.78
349-0065 | 349-0065 |  |  | Panasonic EverVolt, DC Coupled Standard, 11.4 useable kWh, with 5.5kW DC 120/240Vac Inverter, Enclosure w/Kit, PowerHub Controller w/PLC, EVDC-105-4 | Inventory Item | 8234.12 |  | 5500 |  | No | Energy Storage | Shippable | 7776.67
349-0066 | 349-0066 |  |  | Panasonic EverVolt, DC Coupled Plus, 17.1 useable kWh, with 5.5kW DC 120/240Vac Inverter, Enclosure w/Kit, PowerHub Controller w/PLC, EVDC-105-6 | Inventory Item | 10587.06 |  | 5500 |  | No | Energy Storage | Vendor De-listing | 9998.89
349-0067 | 349-0067 |  |  | Outback, SystemEdge, Bundled SkyBox, 5.0kW SkyBox Inverter, 1, 1000XLC High Capacity Battery, 59kWh of nameplate Energy Storage, 1 Pair 200A External CT’s, 16 Fire Raptor Module Level RSD Devices, 1 Fire Raptor Shutdown Switch and 24V Shutdown Relay, SE-560XLC-SBX | Inventory Item | 26292.23 |  |  |  | No | Energy Storage | Vendor De-listing | 24708.36
349-0067 : 349-0067_S | 349-0067_S |  |  | Outback, SystemEdge, Bundled SkyBox, 5.0kW SkyBox Inverter, 1, 1000XLC High Capacity Battery, 59kWh of nameplate Energy Storage, 1 Pair 200A External CT’s, 16 Fire Raptor Module Level RSD Devices, 1 Fire Raptor Shutdown Switch and 24V Shutdown Relay, SE-560XLC-SBX | Inventory Item | 25442.4 |  |  |  | No | Energy Storage | Soligent De-listing | 23395.31
349-0068 | 349-0068 |  |  | Outback, SystemEdge, Bundled SkyBox, 5.0kW SkyBox Inverter, 1, IBR-3-48-175 Battery Rack, 12, Northstar NSB-190 Batteries, 28.8kWh of nameplate Energy Storage, 1 Pair 200A External CT’s, 16 Fire Raptor Module Level RSD Devices, 1 Fire Raptor Shutdown Switch and 24V Shutdown Relay, SE-530BLU-SBX | Inventory Item | 12301.72 |  | 5000 |  | No | Energy Storage | Vendor De-listing | 11560.65
349-0068 : 349-0068_S | 349-0068_S |  |  | Outback, SystemEdge, Bundled SkyBox, 5.0kW SkyBox Inverter, 1, IBR-3-48-175 Battery Rack, 12, Northstar NSB-190 Batteries, 28.8kWh of nameplate Energy Storage, 1 Pair 200A External CT’s, 16 Fire Raptor Module Level RSD Devices, 1 Fire Raptor Shutdown Switch and 24V Shutdown Relay, SE-530BLU-SBX | Inventory Item | 11153.96 |  | 5000 |  | No | Energy Storage | Soligent De-listing | 10256.52
349-0069 | 349-0069 |  |  | Outback, SystemEdge, Bundled FPR-4048A-300 AFCI, 4.0kW FLEXpower Radian, IBR-2-48-175 Battery Rack, 8, Northstar NSB-190 Batteries, 19.2kWhs of nameplate Energy Storage, 16 Fire Raptor Module Level RSD Devices, 1 Fire Raptor Shutdown Switch and 24V Shutdown Relay, and 1 FWPV6-FH600 Combiner Box, SE-420BLU-300AFCI | Inventory Item | 15422.72 |  |  |  | No | Energy Storage | Vendor De-listing | 8863.63
349-0070 | 349-0070 |  |  | Outback, SystemEdge, Bundled FPR-8048A-300 AFCI, 8.0kW FLEXpower Radian, IBR-3-48-175 Battery Rack, 12, Northstar NSB-190 Batteries, 28.8kWh of nameplate Energy Storage, 32 Fire Raptor Module Level RSD Devices, 1 Fire Raptor Shutdown Switch and 24V Shutdown Relay, and 2 FWPV6-FH600 Combiner Boxes, SE-830BLU-300AFCI | Inventory Item | 23116.12 |  |  |  | No | Energy Storage | Vendor De-listing | 13285.13
349-0071 | 349-0071 |  |  | Outback, SystemEdge, Bundled FPR-4048A-300 AFCI, 4.0kW FLEXpower Radian, IBR-2-48-175-Li Battery Rack, 4 SimpliPhi 3.8 Batteries, 15kWhs of nameplate Energy Storage, 16 Fire Raptor Module Level RSD Devices, 1 Fire Raptor Shutdown Switch and 24V Shutdown Relay, and 1 FWPV6-FH600 Combiner Box, SE-415PHI-300AFCI | Inventory Item | 20976.89 |  | 4000 |  | No | Energy Storage | Vendor De-listing | 19289.09
349-0071 : 349-0071_S | 349-0071_S |  |  | Outback, SystemEdge, Bundled FPR-4048A-300 AFCI, 4.0kW FLEXpower Radian, IBR-2-48-175-Li Battery Rack, 4 SimpliPhi 3.8 Batteries, 15kWhs of nameplate Energy Storage, 16 Fire Raptor Module Level RSD Devices, 1 Fire Raptor Shutdown Switch and 24V Shutdown Relay, and 1 FWPV6-FH600 Combiner Box, SE-415PHI-300AFCI | Inventory Item | 20976.89 |  | 4000 |  | No | Energy Storage | Soligent De-listing | 19289.09
349-0072 | 349-0072 |  |  | Outback, SystemEdge, Bundled FPR-8048A-300 AFCI, 8.0kW FLEXpower Radian, IBR-3-48-175-LI Battery Rack, 6, SimpliPhi 3.8 Batteries, 22kWhs of nameplate Energy Storage, 32 Fire Raptor Module Level RSD Devices, 1 Fire Raptor Shutdown Switch and 24V Shutdown Relay, 2 FM-100 Charge Controllers and 2 FWPV6-FH600 Combiner Boxes, SE-822PHI-300AFCI | Inventory Item | 32164.64 |  | 8000 |  | No | Energy Storage | Vendor De-listing | 29576.68
349-0072 : 349-0072 : 349-0072_S | 349-0072 : 349-0072_S |  |  | Outback, SystemEdge, Bundled FPR-8048A-300 AFCI, 8.0kW FLEXpower Radian, IBR-3-48-175-LI Battery Rack, 6, SimpliPhi 3.8 Batteries, 22kWhs of nameplate Energy Storage, 32 Fire Raptor Module Level RSD Devices, 1 Fire Raptor Shutdown Switch and 24V Shutdown Relay, and 2 FWPV6-FH600 Combiner Boxes, SE-822PHI-300AFCI | Inventory Item | 32164.64 |  | 8000 |  | No | Energy Storage | Soligent De-listing | 29576.68
349-0073 | 349-0073 |  |  | Outback, SystemEdge, Bundled FPR-4048A-300 AFCI, 4.0kW FLEXpower Radian, IBR-2-48-175 Battery Rack, 8, 200PLR Batteries, 19.2kWhs of nameplate Energy Storage, 16 Fire Raptor Module Level RSD Devices, 1 Fire Raptor Shutdown Switch and 24V Shutdown Relay, and 1 FWPV6-FH600 Combiner Box, SE-420PLR-300AFCI | Inventory Item | 13004.93 |  | 4000 |  | No | Energy Storage | Soligent De-listing | 12221.5
349-0073 : 349-0073_S | 349-0073_S |  |  | Outback, SystemEdge, Bundled FPR-4048A-300 AFCI, 4.0kW FLEXpower Radian, IBR-2-48-175 Battery Rack, 8, 200PLR Batteries, 19.2kWhs of nameplate Energy Storage, 16 Fire Raptor Module Level RSD Devices, 1 Fire Raptor Shutdown Switch and 24V Shutdown Relay, and 1 FWPV6-FH600 Combiner Box, SE-420PLR-300AFCI | Inventory Item | 12015.94 |  | 4000 |  | No | Energy Storage | Soligent De-listing | 11049.14
349-0074 | 349-0074 |  |  | Outback, SystemEdge, Bundled FPR-8048A-300 AFCI, 8.0kW FLEXpower Radian, IBR-3-48-175 Battery Rack, 12, 200PLR Batteries, 28.8kWhs of nameplate Energy Storage, 32 Fire Raptor Module Level RSD Devices, 1 Fire Raptor Shutdown Switch and 24V Shutdown Relay, and 2 FWPV6-FH600 Combiner Boxes, SE-830PLR-300AFCI | Inventory Item | 19383.14 |  | 8000 |  | No | Energy Storage | Soligent De-listing | 18215.48
349-0074 : 349-0074_S | 349-0074_S |  |  | Outback, SystemEdge, Bundled FPR-8048A-300 AFCI, 8.0kW FLEXpower Radian, IBR-3-48-175 Battery Rack, 12, 200PLR Batteries, 28.8kWhs of nameplate Energy Storage, 32 Fire Raptor Module Level RSD Devices, 1 Fire Raptor Shutdown Switch and 24V Shutdown Relay, and 2 FWPV6-FH600 Combiner Boxes, SE-830PLR-300AFCI | Inventory Item | 17542.31 |  | 8000 |  | No | Energy Storage | Soligent De-listing | 16130.86
349-0075 | 349-0075 |  |  | Outback, SystemEdge, Bundled FPR-8048A-300 AFCI, 8.0kW FLEXpower Radian, 1000 XLC High Capacity Battery, 59kWhs of nameplate Energy Storage, 32 Fire Raptor Module Level RSD Devices, 1 Fire Raptor Shutdown Switch and 24V Shutdown Relay, and 2 FWPV6-FH600 Combiner Boxes, 10 YEAR GLOBAL WARRANTY, SE-860XLC-300AFCI | Inventory Item | 31728.21 |  | 8000 |  | No | Energy Storage | Shippable | 29816.87
349-0075 : 349-0075_S | 349-0075_S |  |  | Outback, SystemEdge, Bundled FPR-8048A-300 AFCI, 8.0kW FLEXpower Radian, 1000 XLC High Capacity Battery, 59kWhs of nameplate Energy Storage, 32 Fire Raptor Module Level RSD Devices, 1 Fire Raptor Shutdown Switch and 24V Shutdown Relay, and 2 FWPV6-FH600 Combiner Boxes, 10 YEAR GLOBAL WARRANTY, SE-860XLC-300AFCI | Inventory Item | 28301.33 |  | 8000 |  | No | Energy Storage | Soligent De-listing | 26024.21
349-0076 | 349-0076 |  |  | sonnen, ECOLX-20kW, Smart Energy Storage System, 20kWh Useable Capacity, 8kW Continuous, With Screen, Standard Model, ECOLX20SS-15 | Inventory Item | 34278.33 |  | 8000 |  | No | Energy Storage | Shippable | 30780.54
349-0076 : 349-0076_S | 349-0076_S |  |  | sonnen, ECOLX-20kW, Smart Energy Storage System, 20kWh Useable Capacity, 8kW Continuous, With Screen, Standard Model, ECOLX20SS-15 | Inventory Item | 34278.33 |  | 8000 |  | No | Energy Storage | Soligent De-listing | 30780.54
349-0077 | 349-0077 |  |  | sonnen, ECOLX-20kW, Smart Energy Storage System, 20kWh Useable Capacity, 8kW Continuous, With Screen, California Model, ECOLX20SC-15 | Inventory Item | 34278.33 |  | 8000 |  | No | Energy Storage | Soligent De-listing | 30780.54
349-0077 : 349-0077_S | 349-0077_S |  |  | sonnen, ECOLX-20kW, Smart Energy Storage System, 20kWh Useable Capacity, 8kW Continuous, With Screen, California Model, ECOLX20SC-15 | Inventory Item | 34278.33 |  | 8000 |  | No | Energy Storage | Soligent De-listing | 30780.54
349-0078 | 349-0078 |  |  | Outback, SystemEdge, Bundled SkyBox, 5.0kW SkyBox Inverter, 1 IBR-2-48-175-Li Battery Rack, 3 SimpliPhi 3.8 Batteries, 11kWh of nameplate Energy Storage, Does NOT include CT’s or RSD Equipment, SE-511PHI-SBX-CA | Inventory Item | 18090.9 |  |  |  | No | Energy Storage | Vendor De-listing | 0
349-0079 | 349-0079 |  |  | Outback, SystemEdge, Bundled SkyBox, 5.0kW SkyBox Inverter, 1 IBR-2-48-175-Li Battery Rack, 4 SimpliPhi 3.8 Batteries, 15kWh of nameplate Energy Storage, Does NOT include CT’s or RSD Equipment, SE-514PHI-SBX-CA | Inventory Item | 21296 |  |  |  | No | Energy Storage | Vendor De-listing | 0
349-0080 | 349-0080 |  |  | Outback, SystemEdge, Bundled AC-Coupled Frequency Shifting GS8048A-01 Radian Kit, 1 GS8048,8.0kW, 120/240Vac, with GSLC175-120/240 Load Center, RTS, Mate3-S, Mate Mount, 30A 2 Pole breaker for GT inverter connection, Generator Relay Kit, 1 IBR-2-48-175-LI Battery Rack, 3 SimpliPhi 3.8 Batteries, 11kWh of nameplate Energy Storage, UL1741-SA, GS8048A-AC-11PHI-KIT | Inventory Item | 19509.1 |  |  |  | No | Energy Storage | Vendor De-listing | 0
349-0081 | 349-0081 |  |  | Outback, SystemEdge, Bundled FP-1-VFXR3648A-01, 3.6kW FLEXpower One, IBR-2-48-175 Battery Rack, 8, Northstar NSB-190 Batteries, 19.2kWhs of nameplate Energy Storage, Includes an ICSPLUS-1 Rapid Shutdown Combiner System, SE-320BLU | Inventory Item | 8890 |  | 3600 |  | No | Energy Storage | Soligent De-listing | 8174.71
349-0081 : 349-0081_S | 349-0081_S |  |  | Outback, SystemEdge, Bundled FP-1-VFXR3648A-01, 3.6kW FLEXpower One, IBR-2-48-175 Battery Rack, 8, Northstar NSB-190 Batteries, 19.2kWhs of nameplate Energy Storage, Includes an ICSPLUS-1 Rapid Shutdown Combiner System, SE-320BLU | Inventory Item | 8890 |  | 3600 |  | No | Energy Storage | Soligent De-listing | 8174.71
349-0082 | 349-0082 |  |  | sonnen, ECOLX-30kWh, Smart Energy Storage System, 30kWh Useable Capacity, 8kW Continuous, With Screen, Standard Model, ECOLX30SS-15 | Inventory Item | 46931.82 |  | 8000 |  | No | Energy Storage | Soligent De-listing | 42142.86
349-0082 : 349-0082_S | 349-0082_S |  |  | sonnen, ECOLX-30kWh, Smart Energy Storage System, 30kWh Useable Capacity, 8kW Continuous, With Screen, Standard Model, ECOLX30SS-15 | Inventory Item | 46931.82 |  | 8000 |  | No | Energy Storage | Soligent De-listing | 42142.86
349-0083 | 349-0083 |  |  | sonnen, ECOLX-30kWh, Smart Energy Storage System, 30kWh Useable Capacity, 8kW Continuous, With Screen, California Model, ECOLX30SC-15 | Inventory Item | 46931.82 |  | 8000 |  | No | Energy Storage | Shippable | 42142.86
349-0083 : 349-0083_S | 349-0083_S |  |  | sonnen, ECOLX-30kWh, Smart Energy Storage System, 30kWh Useable Capacity, 8kW Continuous, With Screen, California Model, ECOLX30SC-15 | Inventory Item | 46931.82 |  | 8000 |  | No | Energy Storage | Soligent De-listing | 42142.86
349-0084 | 349-0084 |  |  | sonnen, ECOLX-30kWh, Smart Energy Storage System, 30kWh Useable Capacity, 8kW Continuous, With Screen, Hawaii Model, ECOLX30SH-15 | Inventory Item | 46931.82 |  | 8000 |  | No | Energy Storage | Soligent De-listing | 42142.86
349-0084 : 349-0084_S | 349-0084_S |  |  | sonnen, ECOLX-30kWh, Smart Energy Storage System, 30kWh Useable Capacity, 8kW Continuous, With Screen, Hawaii Model, ECOLX30SH-15 | Inventory Item | 46931.82 |  | 8000 |  | No | Energy Storage | Soligent De-listing | 42142.86
349-0085 | 349-0085 |  |  | sonnen, ECOLX-30kWh, Smart Energy Storage System, 30kWh Useable Capacity, 8kW Continuous, With Screen, Puerto Rico Model, ECOLX30SP-15 | Inventory Item | 46931.82 |  | 8000 |  | No | Energy Storage | Soligent De-listing | 42142.86
349-0085 : 349-0085_S | 349-0085_S |  |  | sonnen, ECOLX-30kWh, Smart Energy Storage System, 30kWh Useable Capacity, 8kW Continuous, With Screen, Puerto Rico Model, ECOLX30SP-15 | Inventory Item | 46931.82 |  | 8000 |  | No | Energy Storage | Soligent De-listing | 42142.86
349-0086 | 349-0086 |  |  | Stem, Inc. Custom SunGrow Commercial Energy Storage System Powered by Stem’s AI, Athena™ Energy cost optimization through Demand Charge Management, Energy Arbitrage, Demand Response, and Wholesale Market Participation: SunGrow AC Coupled Grid-Services System | Non-inventory Item | 0.01 |  |  |  | No | Energy Storage | Shippable | 0
349-0086 | 349-0086 |  |  | SimpliPhi, ExprESS 24V with Magnum MS2024, Mini-Magnum Panel, 2 Phi 2.9, LFP Batteries (Lithium Iron Phosphate) 5.8kWh, 1, TriStar-45 PWM Charge Controller, ME-ARC Interface, 2 USB & 4, 120V/15A GFI Receptacles, Free-Standing 3R Enclosure with Wheels, E-2PHI-24-60 | Inventory Item | 10725.33 |  | 2000 |  | No | Energy Storage | Vendor De-listing | 10055
349-0087 | 349-0087 |  |  | Stem, Inc. Custom Tesla Commercial Energy Storage System Powered by Stem’s AI, Athena™ Energy cost optimization through Demand Charge Management, Energy Arbitrage, Demand Response, and Wholesale Market Participation: Tesla AC Coupled Grid-Services System | Non-inventory Item | 0.01 |  |  |  | No | Energy Storage | Shippable | 0
349-0088 | 349-0088 |  |  | Stem, Inc. Custom Tesla Commercial Energy Storage System Powered by Stem’s AI, Athena™ Energy cost optimization through Demand Charge Management, Energy Arbitrage, Demand Response, and Wholesale Market Participation: Tesla AC Coupled Back-Up/Resiliency System | Non-inventory Item | 0.01 |  |  |  | No | Energy Storage | Shippable | 0
349-0089 | 349-0089 |  |  | SimpliPhi, AmpliPHI AccESS 22.8 with Sol-Ark 12kW AC/DC Coupled, 208/240Vac, 6 AmpliPHI Communications Based 3.8kWh, LFP Batteries (Lithium Iron Phosphate), Integrated Charge Controller, 3R Enclosure, UL, CE, UL-1741-SA, A-6AMP-SA-12 | Inventory Item | 27287.5 |  | 12000 |  | No | Energy Storage | Soligent De-listing | 25091.95
349-0089 : 349-0089_S | 349-0089_S |  |  | SimpliPhi, AmpliPHI AccESS 22.8 with Sol-Ark 12kW AC/DC Coupled, 208/240Vac, 6 AmpliPHI Communications Based 3.8kWh, LFP Batteries (Lithium Iron Phosphate), Integrated Charge Controller, 3R Enclosure, UL, CE, UL-1741-SA, A-6AMP-SA-12 | Inventory Item | 27287.5 |  | 12000 |  | No | Energy Storage | Soligent De-listing | 25091.95
349-0090 | 349-0090 |  |  | sonnen, Core, Smart Energy Storage System, 10kWh Capacity, 4.8kW 120/240Vac Continuous, AC Coupled, 10 Yr. Warranty, UL9540, SCORE10-4 | Inventory Item | 8755.11 |  | 4800 |  | No | Energy Storage | Vendor De-listing | 8284.41
349-0090 : 349-0090_S | 349-0090_S |  |  | sonnen, Core, Smart Energy Storage System, 10kWh Capacity, 4.8kW 120/240Vac Continuous, AC Coupled, 10 Yr. Warranty, UL9540, SCORE10-4 | Inventory Item | 8755.11 |  | 4800 |  | No | Energy Storage | Soligent De-listing | 8284.41
349-0091 | 349-0091 |  |  | Outback,SystemEdge, Bundled FPR-4048A-300 AFCI, 4.0kW FLEXpower Radian, IBR-2-48-175Battery Rack, 8 Northstar NSB-190 Batteries, 19.2kWhs of nameplate EnergyStorage, 16 Fire Raptor Module Level RSD Devices, DC Rapid Shutdown Initiator(RSI), 24Vdc Power Supply, 1A breaker, and 1 FWPV6-FH600 Combiner Box,SE-420BLU-300AFCI | Inventory Item | 12768.75 |  | 4000 |  | No | Energy Storage | Shippable | 11741.38
349-0091 : 349-0091_S | 349-0091_S |  |  | Outback,SystemEdge, Bundled FPR-4048A-300 AFCI, 4.0kW FLEXpower Radian, IBR-2-48-175Battery Rack, 8 Northstar NSB-190 Batteries, 19.2kWhs of nameplate EnergyStorage, 16 Fire Raptor Module Level RSD Devices, DC Rapid Shutdown Initiator(RSI), 24Vdc Power Supply, 1A breaker, and 1 FWPV6-FH600 Combiner Box,SE-420BLU-300AFCI | Inventory Item | 9866.76 |  | 4000 |  | No | Energy Storage | Soligent De-listing | 9072.89
349-0092 | 349-0092 |  |  | Outback,SystemEdge, Bundled FPR-8048A-300 AFCI, 8.0kW FLEXpower Radian, IBR-3-48-175Battery Rack, 12 Northstar NSB-190 Batteries, 28.8kWh of nameplate EnergyStorage, 32 Fire Raptor Module Level RSD Devices, DC Rapid Shutdown Initiator(RSI), 24Vdc Power Supply, 1A breaker, and 2 FWPV6-FH600 Combiner Boxes,SE-830BLU-300AFCI | Inventory Item | 18986.25 |  | 8000 |  | No | Energy Storage | Shippable | 17458.62
349-0092 : 349-0092_S | 349-0092_S |  |  | Outback,SystemEdge, Bundled FPR-8048A-300 AFCI, 8.0kW FLEXpower Radian, IBR-3-48-175Battery Rack, 12 Northstar NSB-190 Batteries, 28.8kWh of nameplate EnergyStorage, 32 Fire Raptor Module Level RSD Devices, DC Rapid Shutdown Initiator(RSI), 24Vdc Power Supply, 1A breaker, and 2 FWPV6-FH600 Combiner Boxes,SE-830BLU-300AFCI | Inventory Item | 14447.58 |  | 8000 |  | No | Energy Storage | Soligent De-listing | 13285.13
349-0093 | 349-0093 |  |  | SimpliPhi, AccESS 15.2 with Sol-Ark 12kW AC/DC Coupled, 208/240Vac, 4 Phi 3.8, LFP Batteries (Lithium Iron Phosphate), Integrated Charge Controller, 3R Enclosure, UL-1973, UL-1741-SA, A-4PHI-SA-12 | Inventory Item | 22187.5 |  | 12000 |  | No | Energy Storage | Shippable | 20402.3
349-0093 : 349-0093_S | 349-0093_S |  |  | SimpliPhi, AccESS 15.2 with Sol-Ark 12kW AC/DC Coupled, 208/240Vac, 4 Phi 3.8, LFP Batteries (Lithium Iron Phosphate), Integrated Charge Controller, 3R Enclosure, UL-1973, UL-1741-SA, A-4PHI-SA-12 | Inventory Item | 19312.5 |  |  |  | No | Energy Storage | Soligent De-listing | 17758.62
349-0094 | 349-0094 |  |  | SimpliPhi, AccESS 19 with Sol-Ark 12kW AC/DC Coupled, 208/240Vac, 5 Phi 3.8, LFP Batteries (Lithium Iron Phosphate), Integrated Charge Controller, 3R Enclosure, UL-1973, UL-1741-SA, A-5PHI-SA-12 | Inventory Item | 21575 |  |  |  | No | Energy Storage | Soligent De-listing | 19839.08
349-0094 : 349-0094_S | 349-0094_S |  |  | SimpliPhi, AccESS 19 with Sol-Ark 12kW AC/DC Coupled, 208/240Vac, 5 Phi 3.8, LFP Batteries (Lithium Iron Phosphate), Integrated Charge Controller, 3R Enclosure, UL-1973, UL-1741-SA, A-5PHI-SA-12 | Inventory Item | 21575 |  |  |  | No | Energy Storage | Soligent De-listing | 19839.08
349-0095 | 349-0095 |  |  | QCells, Q.HOME HYB-G1, 7.6kw 120/240Vac Hybrid Inverter DC or AC Coupled, 12.6kWh NMC (Nickel-Manganese-Cobalt) Battery Storage, includes, BMS, Autoformer, RGM, UL9540, Rule-21, 10/10 Warranty, HQCAESS1116 | Inventory Item | 10116.28 |  | 7600 |  | No | Energy Storage | Shippable | 9354.84
349-0095 : 349-0095_S | 349-0095_S |  |  | QCells, Q.HOME HYB-G1, 7.6kw 120/240Vac Hybrid Inverter DC or AC Coupled, 12.6kWh NMC (Nickel-Manganese-Cobalt) Battery Storage, includes, BMS, Autoformer, RGM, UL9540, Rule-21, 10/10 Warranty, HQCAESS1116 | Inventory Item |  |  | 7600 |  | No | Energy Storage | Shippable | 9456.52
349-0096 : 349-0096_S | 349-0096_S |  |  | QCells, Q.HOME HYB-G1, 7.6kw 120/240Vac Hybrid Inverter DC or AC Coupled, 13.5kWh NMC (Nickel-Manganese-Cobalt) Battery Storage, includes, BMS, Autoformer, RGM, UL9540, Rule-21, 10/10 Warranty, HQCAESS1117 | Inventory Item | 10823.53 |  | 7600 |  | No | Energy Storage | Soligent De-listing | 10000
349-0097 : 349-0097_S | 349-0097_S |  |  | QCells, Q.HOME HYB-G1, 7.6kw 120/240Vac Hybrid Inverter DC or AC Coupled, 18.9kWh NMC (Nickel-Manganese-Cobalt) Battery Storage, includes, BMS, Autoformer, RGM, UL9540, Rule-21, 10/10 Warranty, HQCAESS1118 | Inventory Item | 13529.41 |  | 7600 |  | No | Energy Storage | Soligent De-listing | 12500
349-0098 | 349-0098 |  |  | Outback, Mojave ESS, AC Coupled ONLY, 8kW 120/240Vac Grid-Tie/Off Grid Inverter, with 14.8kWh name plate (11.8kWh useable) NMC Battery, 2, 200A CT’s, Cables and Hardware Included, UL1741-SA, UL9540, 10 year war., OGHESS8015A | Inventory Item | 10636.59 |  | 14800 |  | No | Energy Storage | Shippable | 10261.18
349-0100 | 349-0100 |  |  | SimpliPhi, AccESS 22.8 with Sol-Ark 12kW AC/DC Coupled, 208/240Vac, 6 AmpliPhi 3.8, LFP Batteries (Lithium Iron Phosphate), Integrated Charge Controller, 3R Enclosure, UL-1973, UL-1741-SA, A-6AMP-SA-12 | Inventory Item | 32187.5 |  | 12000 |  | No | Energy Storage | Shippable | 29597.7
349-0101 | 349-0101 |  |  | SimpliPhi, AccESS 15.2 with 6kW SimpliPhi Inverter 120/240Vac, AC/DC Coupled, with 4 AmpliPhi 3.8 LFP Batteries (Lithium Iron Phosphate), Integrated 2 MPPT Charge Controller, AGS and Energy Trak Gateway, 3R Enclosure, A-4APHI-SPHI-6 | Inventory Item | 23131.25 |  | 6000 |  | No | Energy Storage | Shippable | 21517.44
349-0102 | 349-0102 |  |  | SimpliPhi, AccESS 19 with 6kW SimpliPhi Inverter 120/240Vac, AC/DC Coupled, with 5 AmpliPhi 3.8 LFP Batteries (Lithium Iron Phosphate), Integrated 2 MPPT Charge Controller, AGS and Energy Trak Gateway, 3R Enclosure, A-5APHI-SPHI-6 | Inventory Item | 26037.5 |  | 6000 |  | No | Energy Storage | Shippable | 24220.93
349-0103 | 349-0103 |  |  | SimpliPhi, AccESS 22.8 with 6kW SimpliPhi Inverter 120/240Vac, AC/DC Coupled, with 6 AmpliPhi 3.8 LFP Batteries (Lithium Iron Phosphate), Integrated 2 MPPT Charge Controller, AGS and Energy Trak Gateway, 3R Enclosure, A-6APHI-SPHI-6 | Inventory Item | 28943.75 |  | 6000 |  | No | Energy Storage | Shippable | 26924.42
349-0104 | 349-0104 |  |  | SimpliPhi, AccESS 11.4 with 6kW SimpliPhi Inverter 120/240Vac, AC/DC Coupled, with 3 Phi 3.8 LFP Batteries (Lithium Iron Phosphate), Integrated 2 MPPT Charge Controller, AGS and Energy Trak Gateway, 3R Enclosure, A-3PHI-SPHI-6 | Inventory Item | 16905 |  | 6000 |  | No | Energy Storage | Shippable | 15725.58
349-0105 | 349-0105 |  |  | SimpliPhi, AccESS 15.2 with 6kW SimpliPhi Inverter 120/240Vac, AC/DC Coupled, with 4 Phi 3.8 LFP Batteries (Lithium Iron Phosphate), Integrated 2 MPPT Charge Controller, AGS and Energy Trak Gateway, 3R Enclosure, A-4PHI-SPHI-6 | Inventory Item | 19251.25 |  | 6000 |  | No | Energy Storage | Shippable | 17908.14
349-0106 | 349-0106 |  |  | SimpliPhi, AccESS 19 with 6kW SimpliPhi Inverter 120/240Vac, AC/DC Coupled, with 5 Phi 3.8 LFP Batteries (Lithium Iron Phosphate), Integrated 2 MPPT Charge Controller, AGS and Energy Trak Gateway, 3R Enclosure, A-5PHI-SPHI-6 | Inventory Item | 21597.5 |  | 6000 |  | No | Energy Storage | Shippable | 20090.7
349-0107 | 349-0107 |  |  | SimpliPhi, AccESS 22.8 with 6kW SimpliPhi Inverter 120/240Vac, AC/DC Coupled, with 6 Phi 3.8 LFP Batteries (Lithium Iron Phosphate), Integrated 2 MPPT Charge Controller, AGS and Energy Trak Gateway, 3R Enclosure, A-6PHI-SPHI-6 | Inventory Item | 23943.75 |  | 6000 |  | No | Energy Storage | Shippable | 22273.26
349-0108 | 349-0108 |  |  | SimpliPhi, AccESS 11.4 with 6kW SimpliPhi Inverter 120/240Vac, AC/DC Coupled, with 3 AmpliPhi 3.8 LFP Batteries (Lithium Iron Phosphate), Integrated 2 MPPT Charge Controller, AGS and Energy Trak Gateway, 3R Enclosure, A-3APHI-SPHI-6 | Inventory Item | 20225 |  | 6000 |  | No | Energy Storage | Shippable | 18813.95
349-1000 | 349-1000 |  |  | Storz Power, AI+ 30A Plus with Sol-Ark 5kW AC/DC Coupled, 120/240Vac Inverter, 2, 5.12kWh LFP(Lithium Iron Phosphate) Batteries 10.24kWh, with 1 Wall Mount Battery Cabinet, NEMA 3R Enclosure, UL-1973, UL-1741-SA, 10323 | Inventory Item | 10792.68 |  | 5000 |  | No | Energy Storage | Soligent De-listing | 10411.76
349-1001 | 349-1001 |  |  | Storz Power, AI+ 50A with Sol-Ark 12kW AC/DC Coupled, 120/240Vac Inverter, 2, 5.12kWh LFP(Lithium Iron Phosphate) Batteries 10.24kWh, with 1 Wall Mount Battery Cabinet, NEMA 3R Enclosure, UL-1973, UL-1741-SA, (Rule-21), 10324 | Inventory Item | 12682.93 |  | 12000 |  | No | Energy Storage | Soligent De-listing | 12235.29
349-1003 | 349-1003 |  |  | Storz Power, AI+ 70A Smart Access with Sol-Ark 12kW AC/DC Coupled, 120/240Vac Inverter, 3, 5.12kWh LFP(Lithium Iron Phosphate) Batteries 15.36kWh, with 2 Wall Mount Battery Cabinets and 1, 12 Circuit Smart Access Load Controller, NEMA 3R Enclosure, UL-1973, UL-1741-SA, (Rule-21), 10325 | Inventory Item | 18170.73 |  | 12000 |  | No | Energy Storage | Soligent De-listing | 17529.41
349-1005 | 349-1005 |  |  | Storz Power, AI+ 200A Smart Access with Sol-Ark 12kW AC/DC Coupled, 120/240Vac Inverter, 4, 5.12kWh LFP(Lithium Iron Phosphate) Batteries 20.48kWh, with 2 Wall Mount Battery Cabinets, 1, 12 Circuit Smart Access Load Controller and 1 AI+ Smart Switch, NEMA 3R Enclosure, UL-1973, UL-1741-SA, (Rule-21), 10326 | Inventory Item | 22256.1 |  | 12000 |  | No | Energy Storage | Soligent De-listing | 21470.59
350-0065 | 350-0065 |  |  | Sonnen, ECO Battery Extension Cabinet, holds 4 additional Batteries, EXTCAB31 | Inventory Item | 1405.5 |  |  |  | No | Energy Storage | Soligent De-listing | 0
360-0345 | 360-0345 |  |  | Tesla,Powerwall 2 AC Goodie Bag, 1104517-00-x | Inventory Item | 24 |  |  |  | No | Energy Storage | Shippable | 0
370-0123 | 370-0123 |  |  | Sol-Ark, Factory Installed Inverter Add on Option for 12kW, Solar Flare/EMP Hardening to MIL-STD-461G, SA-EMP-12K | Inventory Item | 1800.01 |  | 12000 |  | No | Energy Storage | Shippable | 1724.14
370-0124 | 370-0124 |  |  | Sol-Ark, Factory Installed Inverter Add on Option for 8kW, Solar Flare/EMP Hardening to MIL-STD-461G,SA-EMP-8K | Inventory Item | 1600 |  | 8000 |  | No | Energy Storage | Shippable | 1379.31
410-0000 | 410-0000 |  |  | Crown Battery, Sealed AGM Battery, 12V, 98ah @ 20hr, G27, 12CVR100 | Inventory Item | 312.15 |  | 1200 |  | No | Energy Storage | Shippable | 287.03
410-0003 | 410-0003 |  |  | Outback,EnergyCell TT VRLA-AGM Battery 12V 100Ah @ 20Hr, Top Terminal to accept M6 X 20mm bolt, Group 27, 106TT | Inventory Item | 211.54 |  |  |  | No | Energy Storage | Soligent De-listing | 194.12
410-0004 | 410-0004 |  |  | Outback,EnergyCell TT VRLA-AGM Battery 12V 112Ah @ 20Hr, Top Terminal to accept M6 X 20mm bolt, Group 31, 115TT | Inventory Item | 264.1 |  |  |  | No | Energy Storage | Shippable | 242.35
410-0005 | 410-0005 |  |  | Concorde, SunXtender Sealed AGM Battery, 12V, 258Ah @ 24hr, 8D, PVX-2580L | Inventory Item | 761.9 |  |  |  | No | Energy Storage | Shippable | 700.6
410-0022 | 410-0022 |  |  | MK Battery, Sealed AGM, 12V, 92Ah, G27, Flag terminal, 8A27-DEKA | Inventory Item | 263.45 |  |  |  | No | Energy Storage | Shippable | 242.25
410-0023 | 410-0023 |  |  | MK Battery, Sealed AGM, 12V, 104Ah, G31, 8A31DT-DEKA | Inventory Item | 303.26 |  |  |  | No | Energy Storage | Shippable | 278.86
410-0024 | 410-0024 |  |  | MK Battery, Sealed AGM, 12V, 198Ah, Size 4D, CANNOT TRAVEL BY AIR - Labeled "CORROSIVE", 8A4DLTP-DEKA | Inventory Item | 593.74 |  |  |  | No | Energy Storage | Shippable | 545.97
410-0025 | 410-0025 |  |  | MK Battery, Sealed AGM, 12V, 245Ah, Size 8D, CANNOT TRAVEL BY AIR - Labeled "CORROSIVE", 8A8DLTP-DEKA | Inventory Item | 699.16 |  |  |  | No | Energy Storage | Shippable | 642.91
410-0026 | 410-0026 |  |  | MK Battery, Sealed Gel, 12V, 183Ah, Size 4D, 8G4DLTP-DEKA | Inventory Item | 1233.99 |  |  |  | No | Energy Storage | Vendor De-listing | 0
410-0028 | 410-0028 |  |  | MK Battery, Sealed Gel, 12V, 50.9Ah, 37lb, G22, 8G22NF-DEKA | Inventory Item | 176.73 |  |  |  | No | Energy Storage | Soligent De-listing | 162.51
410-0031 | 410-0031 |  |  | MK Battery, Sealed Gel, 12V, 97.6Ah, 69.5lb, G31, Stud Terminal, 8G31-HST-DEKA | Inventory Item | 320.33 |  |  |  | No | Energy Storage | Shippable | 294.55
410-0033 | 410-0033 |  |  | MK Battery, Sealed Gel, 6V, 180Ah, Golf Cart Type, Automotive-Stud Terminal, 8GGC2-DT-DEKA | Inventory Item | 346.33 |  |  |  | No | Energy Storage | Shippable | 318.46
410-0034 | 410-0034 |  |  | MK Battery, Sealed Gel, 12V, 225Ah, Size 8D, LT (T975) Terminal, 8G8D-HLT-DEKA | Inventory Item | 764.16 |  |  |  | No | Energy Storage | Shippable | 702.68
410-0035 | 410-0035 |  |  | MK Battery, Sealed Gel, 12V, 31.6Ah, 23.4lb, Size U1, 8GU1-DEKA | Inventory Item | 103.69 |  |  |  | No | Energy Storage | Vendor De-listing | 95.34
410-0036 | 410-0036 |  |  | Hawker, Envirolink Battery, 1250 Cycle, Sealed Gel, 24V, 369Ah, Bolt-on Terminal, 075EL09 - 24V | Inventory Item | 8599 |  |  |  | No | Energy Storage | Soligent De-listing | 0
410-0037 | 410-0037 |  |  | Hawker, Envirolink Battery, 1250 Cycle, Sealed Gel, 24V, 553Ah, Bolt-on Terminal, Bolt-on Terminal, 075EL13 - 24V | Inventory Item | 10856 |  |  |  | No | Energy Storage | Soligent De-listing | 0
410-0038 | 410-0038 |  |  | Hawker, Envirolink Battery, 1250 Cycle, Sealed Gel, 24V, 925Ah, Bolt-on Terminal, 075EL21 - 24V | Inventory Item | 16214 |  |  |  | No | Energy Storage | Soligent De-listing | 0
410-0039 | 410-0039 |  |  | Hawker, Envirolink Battery, 1250 Cycle, Sealed Gel, 24V, 1110Ah, Bolt-on Terminal, Bolt-on Terminal, 075EL25 - 24V | Inventory Item | 19044 |  |  |  | No | Energy Storage | Soligent De-listing | 0
410-0040 | 410-0040 |  |  | Hawker, Envirolink Battery, 1250 Cycle, Sealed Gel, 12V, 369Ah, Bolt-on Terminal, 075EL09 - 12V | Inventory Item | 4650 |  |  |  | No | Energy Storage | Soligent De-listing | 0
410-0041 | 410-0041 |  |  | Hawker, Envirolink Battery, 1250 Cycle, Sealed Gel, 12V, 553Ah, Bolt-on Terminal, 075EL13 - 12V | Inventory Item | 5732 |  |  |  | No | Energy Storage | Soligent De-listing | 0
410-0042 | 410-0042 |  |  | Hawker, Envirolink Battery, 1250 Cycle, Sealed Gel, 12V, 738Ah, Bolt-on Terminal, 075EL17 - 12V | Inventory Item | 7091 |  |  |  | No | Energy Storage | Soligent De-listing | 0
410-0043 | 410-0043 |  |  | Hawker, Envirolink Battery, 1250 Cycle, Sealed Gel, 12V, 925Ah, Bolt-on Terminal, 075EL21 - 12V | Inventory Item | 8277 |  |  |  | No | Energy Storage | Soligent De-listing | 0
410-0044 | 410-0044 |  |  | Hawker, Envirolink Battery, 1250 Cycle, Sealed Gel, 12V, 1110Ah, Bolt-on Terminal, 075EL25 - 12V | Inventory Item | 9559 |  |  |  | No | Energy Storage | Soligent De-listing | 0
410-0049 | 410-0049 |  |  | Rolls Surrette, Battery, (1) One Cell, 2V, 1766Ah @ 20Hr, 2 KS 33P | Inventory Item | 1290 |  |  |  | No | Energy Storage | Soligent De-listing | 0
410-0050 | 410-0050 |  |  | Rolls Surrette, Battery, (3) Three Cells, 6V, 820Ah @ 20Hr, 6 CS 25P | Inventory Item | 1890 |  |  |  | No | Energy Storage | Soligent De-listing | 0
410-0051 | 410-0051 |  |  | Rolls Surrette, Battery, (3) Three Cells, 6V, 350Ah @ 20Hr, S-460 | Inventory Item | 490 |  |  |  | No | Energy Storage | Soligent De-listing | 0
410-0052 | 410-0052 |  |  | Rolls Surrette, Battery, (3) Three Cells, 6V, 400Ah @ 20Hr, S-530 | Inventory Item | 528 |  |  |  | No | Energy Storage | Soligent De-listing | 0
410-0054 | 410-0054 |  |  | Rolls Surrette, Battery, (3) Three Cells, 6V, 546Ah @ 20Hr , 6 CS 17P | Inventory Item | 1318 |  |  |  | No | Energy Storage | Soligent De-listing | 0
410-0059 | 410-0059 |  |  | Rolls Surrette, Battery, (1) One Cell, 2V, 2430Ah @ 20Hr, 2 YS 31P | Inventory Item | 1800 |  |  |  | No | Energy Storage | Soligent De-listing | 0
410-0060 | 410-0060 |  |  | Concorde, SunXtender Sealed AGM Battery, 12V, 104Ah @ 24hr, G27, PVX-1040T | Inventory Item | 330.6 |  |  |  | No | Energy Storage | Shippable | 304
410-0062 | 410-0062 |  |  | Concorde, SunXtender Sealed AGM Battery, 12V, 108Ah @ 24hr, G31, PVX-1080T | Inventory Item | 312.03 |  |  |  | No | Energy Storage | Soligent De-listing | 286.92
410-0064 | 410-0064 |  |  | Concorde, Sealed AGM Battery, 12V, 212Ah @ 24hr, 4D, PVX-2120L | Inventory Item | 638.45 |  |  |  | No | Energy Storage | Shippable | 587.08
410-0066 | 410-0066 |  |  | Concorde, SunXtender Sealed AGM Battery, 6V, 224Ah @ 24hr, Golf Cart, PVX-2240T | Inventory Item | 318.86 |  |  |  | No | Energy Storage | Soligent De-listing | 293.21
410-0068 | 410-0068 |  |  | Concorde, SunXtender Sealed AGM Battery, 6V, 305Ah @ 24hr, GC2, PVX-3050T | Inventory Item | 448.01 |  |  |  | No | Energy Storage | Shippable | 411.97
410-0070 | 410-0070 |  |  | Concorde, SunXtender Sealed AGM Battery, 12V, 34Ah @ 24hr, U1, PVX-340T | Inventory Item | 128.95 |  |  |  | No | Energy Storage | Soligent De-listing | 118.57
410-0072 | 410-0072 |  |  | Concorde, SunXtender Sealed AGM Battery, 12V, 42Ah @ 24hr, U1, PVX-420T | Inventory Item | 151.44 |  |  |  | No | Energy Storage | Soligent De-listing | 139.25
410-0074 | 410-0074 |  |  | Concorde, SunXtender Sealed AGM Battery, 12V, 49Ah @ 24hr, G22, PVX-490T | Inventory Item | 174.45 |  |  |  | No | Energy Storage | Soligent De-listing | 160.41
410-0076 | 410-0076 |  |  | Concorde, Sealed AGM Battery, 2V, 534Ah, G24, PVX-5340T | Inventory Item | 558 |  |  |  | No | Energy Storage | Soligent De-listing | 0
410-0078 | 410-0078 |  |  | Concorde, SunXtender Sealed AGM Battery, 12V, 56Ah @ 24hr, G22, PVX-560T | Inventory Item | 327 |  |  |  | No | Energy Storage | Soligent De-listing | 0
410-0080 | 410-0080 |  |  | Concorde, SunXtender Sealed AGM Battery, 2V, 648Ah @ 24hr, G31, PVX-6480T | Inventory Item | 321.34 |  |  |  | No | Energy Storage | Soligent De-listing | 295.48
410-0082 | 410-0082 |  |  | Concorde, SunXtender Sealed AGM Battery, 12V, 69Ah @ 24hr, G24, PVX-690T | Inventory Item | 378 |  |  |  | No | Energy Storage | Soligent De-listing | 0
410-0084 | 410-0084 |  |  | Concorde, SunXtender Sealed AGM Battery, 12V, 84Ah @ 24hr, G24, PVX-840T | Inventory Item | 259.51 |  |  |  | No | Energy Storage | Soligent De-listing | 238.63
410-0086 | 410-0086 |  |  | Concorde, SunXtender Sealed AGM Battery, 12V, 89Ah @ 24hr, G31, PVX-890T | Inventory Item | 474 |  |  |  | No | Energy Storage | Soligent De-listing | 0
410-0088 | 410-0088 |  |  | Concorde, SunXtender Sealed AGM Battery, 2V, 915Ah @ 24hr, PVX-9150T | Inventory Item | 475.61 |  |  |  | No | Energy Storage | Shippable | 437.34
410-0091 | 410-0091 |  |  | Rolls Surrette, Battery, (2) Two Cells, 4V, 1350Ah @ 20Hr, 4 KS 25P | Inventory Item | 2024 |  |  |  | No | Energy Storage | Soligent De-listing | 0
410-0094 | 410-0094 |  |  | Trojan, Flooded Battery, 6V, 225Ah @ 20Hr, Golf Cart GC2, Embedded Low Profile Terminal, T105 | Inventory Item | 331.74 |  |  |  | No | Energy Storage | Vendor De-listing | 0
410-0098 | 410-0098 |  |  | Trojan, Flooded Battery, 12V, 205Ah @ 20Hr, Group 921, Auto Post and Stud Terminal, J185P-AC | Inventory Item |  |  |  |  | No | Energy Storage | Vendor De-listing | 0
410-0099 | 410-0099 |  |  | Trojan, Flooded Battery, 12V, 150Ah @ 20Hr, Embedded High Profile Terminal, J150 | Inventory Item | 499.86 |  |  |  | No | Energy Storage | Vendor De-listing | 0
410-0100 | 410-0100 |  |  | Trojan, Flooded Battery, 2V, 1110Ah @ 20Hr, Group 903 [L-16], L-Terminal, L16RE-2V | Inventory Item | 775.92 |  |  |  | No | Energy Storage | Vendor De-listing | 0
410-0109 | 410-0109 |  |  | Trojan, Flooded Battery, 6V, 370Ah @ 20Hr, Group 903 [L-16], L-Terminal, L16RE-B | Inventory Item | 765.06 |  |  |  | No | Energy Storage | Vendor De-listing | 0
410-0111 | 410-0111 |  |  | Rolls Surrette, Battery, (4) four Cells, 8V, 820Ah @ 20Hr, 8 CS 25P | Inventory Item | 2510 |  |  |  | No | Energy Storage | Soligent De-listing | 0
410-0112 | 410-0112 |  |  | Trojan, Flooded Battery, 12V, 115Ah @ 20Hr, Group 27, Wingnut Terminal, 27TMH | Inventory Item | 182.68 |  |  |  | No | Energy Storage | Soligent De-listing | 167.85
410-0114 | 410-0114 |  |  | Trojan, Sealed AGM Battery, 12V, 76Ah @ 20Hr, Group 24, Auto Post and Stud Terminal, 24-AGM | Inventory Item | 298.13 |  |  |  | No | Energy Storage | Soligent De-listing | 273.94
410-0115 | 410-0115 |  |  | Trojan, Sealed AGM Battery, 12V, 89Ah @ 20Hr, Group 27, Auto Post and Stud Terminal, 27-AGM | Inventory Item | 332.19 |  |  |  | No | Energy Storage | Soligent De-listing | 305.23
410-0116 | 410-0116 |  |  | Trojan, Sealed AGM Battery, 12V, 100Ah @ 20Hr, Group 31, Auto Post and Stud Terminal, 31-AGM | Inventory Item | 343.08 |  |  |  | No | Energy Storage | Shippable | 315.23
410-0119 | 410-0119 |  |  | Trojan, Sealed GEL Battery, 6V, 189Ah @ 20Hr, Golf Cart, Universal Terminal, 6V-GEL | Inventory Item | 433.44 |  |  |  | No | Energy Storage | Soligent De-listing | 398.26
410-0120 | 410-0120 |  |  | Trojan, Sealed GEL Battery, 12V, 77Ah @ 20Hr, Group 24, Universal Terminal, 24-GEL | Inventory Item | 333.88 |  |  |  | No | Energy Storage | Soligent De-listing | 306.78
410-0121 | 410-0121 |  |  | Trojan, Sealed GEL Battery, 12V, 91Ah @ 20Hr, Group 27, Universal Terminal, 27-GEL | Inventory Item | 402.21 |  |  |  | No | Energy Storage | Soligent De-listing | 369.57
410-0122 | 410-0122 |  |  | Trojan, Sealed GEL Battery, 12V, 102Ah @ 20Hr, Group 31, Universal Terminal, 31-GEL | Inventory Item | 416.61 |  |  |  | No | Energy Storage | Soligent De-listing | 382.79
410-0123 | 410-0123 |  |  | MK Battery, Custom Item, Enter Quote Number and Custom Price | Non-inventory Item | 0 |  |  |  | No | Energy Storage | Vendor De-listing | 0
410-0124 | 410-0124 |  |  | Trojan, Flooded Battery, 6V, 260Ah @ 20Hr, Golf Cart GC2H, Embedded Low Profile Terminal, T145 | Inventory Item | 446.46 |  |  |  | No | Energy Storage | Vendor De-listing | 0
410-0125 | 410-0125 |  |  | Trojan, Flooded Battery, 6V, 225Ah @ 20Hr, Golf Cart GC2H, L-Terminal, T105-RE | Inventory Item | 381.92 |  |  |  | No | Energy Storage | Vendor De-listing | 0
410-0126 | 410-0126 |  |  | MK Battery, Sealed AGM, 12V, 79Ah, DT Terminal, 8A24DT-DEKA | Inventory Item | 203.13 |  |  |  | No | Energy Storage | Soligent De-listing | 186.78
410-0127 | 410-0127 |  |  | MK Battery, Sealed Gel, 12V, 97.6Ah, G31, Flag (T876) Terminal, 8G30-HFL-DEKA | Inventory Item | 320.33 |  |  |  | No | Energy Storage | Shippable | 294.55
410-0128 | 410-0128 |  |  | MK Battery, Sealed Gel, 12V, 73.6Ah, 52lb, G24, UT, 8G24-UT-DEKA | Inventory Item | 263.25 |  |  |  | No | Energy Storage | Shippable | 242.07
410-0129 | 410-0129 |  |  | MK Battery, Sealed Gel, 12V, 31.6Ah, Size U1, T873 Terminal, 8GU1H-DEKA | Inventory Item | 114.76 |  |  |  | No | Energy Storage | Shippable | 105.53
410-0130 | 410-0130 |  |  | MK Battery, Unigy II, 6V, 3 Cell Module, 1740Ah @ 24hr, Interlock, 3AVR95-31 | Inventory Item | 3577.66 |  |  |  | No | Energy Storage | Soligent De-listing | 3289.8
410-0137 | 410-0137 |  |  | Rolls Surrette, Battery, (3) Three Cells, 6V, 450Ah @ 20Hr, S-600 | Inventory Item | 616 |  |  |  | No | Energy Storage | Soligent De-listing | 0
410-0138 | 410-0138 |  |  | MK Battery, Sealed AGM, 6V, 190Ah, Golf Cart type, 8AGC2-DEKA | Inventory Item | 303.06 |  |  |  | No | Energy Storage | Shippable | 278.68
410-0139 | 410-0139 |  |  | Outback, EnergyCell 2V OPzV Tubular Gel Batteries, 24 Volt Kit, with Rack and Interconnects, 389.9Ah @20hr, 24-OPzV-450 | Inventory Item | 4586.56 |  |  |  | No | Energy Storage | Vendor De-listing | 0
410-0140 | 410-0140 |  |  | Outback, EnergyCell 2V OPzV Tubular Gel Batteries, 24 Volt Kit, with Rack and Accessories, 667.4Ah @20hr, 24-OPzV-750 | Inventory Item | 6254.4 |  |  |  | No | Energy Storage | Vendor De-listing | 0
410-0141 | 410-0141 |  |  | Outback, EnergyCell 2V OPzV Tubular Gel Batteries, 24 Volt Kit, with Rack and Accessories, 1632Ah @20hr, 24-OPzV-2000 | Inventory Item | 12508.8 |  |  |  | No | Energy Storage | Vendor De-listing | 0
410-0142 | 410-0142 |  |  | Outback, EnergyCell 2V OPzV Tubular Gel Batteries, 24 Volt Kit, with Rack and Accessories, 2529Ah @20hr, 24-OPzV-3000 | Inventory Item | 20222.56 |  |  |  | No | Energy Storage | Vendor De-listing | 0
410-0143 | 410-0143 |  |  | Outback, EnergyCell 2V OPzV Tubular Gel Batteries, 48 Volt Kit, with Rack and Accessories, 389.9Ah @20hr, 48-OPzV-450 | Inventory Item | 8339.2 |  |  |  | No | Energy Storage | Vendor De-listing | 0
410-0144 | 410-0144 |  |  | Outback, EnergyCell 2V OPzV Tubular Gel Batteries, 48 Volt Kit, with Rack and Accessories, 667.4Ah @20hr, 48-OPzV-750 | Inventory Item | 11987.6 |  |  |  | No | Energy Storage | Vendor De-listing | 0
410-0145 | 410-0145 |  |  | Outback, EnergyCell 2V OPzV Tubular Gel Batteries, 48 Volt Kit, with Rack and Accessories, 1632Ah @20hr, 48-OPzV-2000 | Inventory Item | 23975.2 |  |  |  | No | Energy Storage | Vendor De-listing | 0
410-0149 | 410-0149 |  |  | Outback, EnergyCell 2V OPzV Tubular Gel Batteries, 48 Volt Kit, with Rack and Interconnects, 2529Ah @20hr, 48-OPzV-3000 | Inventory Item | 39611.2 |  |  |  | No | Energy Storage | Vendor De-listing | 0
410-0150 | 410-0150 |  |  | MK Battery, Sealed Gel, 12V, 88Ah, G27, Flag Terminal, 8G27-HFL-DEKA | Inventory Item | 257.36 |  |  |  | No | Energy Storage | Soligent De-listing | 236.66
410-0151 | 410-0151 |  |  | MK Battery, Sealed Gel, 12V, 125Ah, Flag (T876) Terminal, 8G5SHP-HFL-DEKA | Inventory Item | 377.2 |  |  |  | No | Energy Storage | Soligent De-listing | 346.85
410-0152 | 410-0152 |  |  | MK Battery, Sealed Gel, 6V, 210Ah, T876, 8GTE35-DEKA | Inventory Item | 716.99 |  |  |  | No | Energy Storage | Vendor De-listing | 0
410-0153 | 410-0153 |  |  | Outback, NorthStar BLUE+ VRLA-AGM Pure Lead Carbon Battery 37Ah @ 10Hr, 12V Front Terminal, with Interconnect Bus Bars, NSB40FT BLUE+ | Inventory Item | 280.77 |  |  |  | No | Energy Storage | Soligent De-listing | 257.65
410-0154 | 410-0154 |  |  | Outback, NorthStar BLUE+ VRLA-AGM Pure Lead Carbon Battery 100Ah @ 10Hr, 12V Front 3Terminal, with Interconnect Bus Bars, NSB100FT BLUE+ | Inventory Item | 346.15 |  |  |  | No | Energy Storage | Shippable | 317.65
410-0155 | 410-0155 |  |  | Outback, NorthStar BLUE+ VRLA-AGM Pure Lead Carbon Battery 170Ah @ 10Hr, 12V Front Terminal, with Interconnect Bus Bars, NSB170FT BLUE+ | Inventory Item | 461.54 |  |  |  | No | Energy Storage | Soligent De-listing | 423.53
410-0156 | 410-0156 |  |  | Outback, NorthStar BLUE+ VRLA-AGM Pure Lead Carbon Battery 183Ah @ 10Hr, 12V Front Terminal, with Interconnect Bus Bars, NSB190FT BLUE+ | Inventory Item | 487.18 |  |  |  | No | Energy Storage | Shippable | 447.06
410-0157 | 410-0157 |  |  | Rolls Surrette, Battery, AGM 6V, 250Ah @ 20hr, GC2 type, S6-275AGM | Inventory Item | 505.98 |  |  |  | No | Energy Storage | Soligent De-listing | 0
410-0158 | 410-0158 |  |  | Rolls Surrette, Battery, AGM 6V, 415Ah @ 20hr, L16 type, S6-460AGM | Inventory Item | 840 |  |  |  | No | Energy Storage | Soligent De-listing | 0
410-0159 | 410-0159 |  |  | Outback, NorthStar BLUE+ VRLA-AGM Pure Lead Carbon Battery 200Ah @ 10Hr, 12V Front Terminal, with Interconnect Bus Bars, NSB210FT BLUE+ | Inventory Item | 537.18 |  |  |  | No | Energy Storage | Shippable | 492.94
410-0160 | 410-0160 |  |  | Outback, NorthStar RED HT VRLA-AGM Pure Lead High Temperature Battery 96Ah @ 10Hr, 12V Top Terminal, NSB 90 TT HT RED | Inventory Item | 312.5 |  |  |  | No | Energy Storage | Vendor De-listing | 287.36
410-0161 | 410-0161 |  |  | Concorde, Sealed AGM Battery, 2V, 1215Ah @ 24hr, PVX-12150HT | Inventory Item | 713.95 |  |  |  | No | Energy Storage | Shippable | 656.51
410-0162 | 410-0162 |  |  | Concorde, Sealed AGM Battery, 6V, 405Ah @ 24hr, PVX-4050HT | Inventory Item | 680.24 |  |  |  | No | Energy Storage | Shippable | 625.51
410-0163 | 410-0163 |  |  | Outback, NorthStar RED HT VRLA-AGM Pure Lead High Temperature Battery 125Ah @ 10Hr, 12V Top Terminal, NSB 125 TT HT RED | Inventory Item | 343.75 |  |  |  | No | Energy Storage | Vendor De-listing | 316.09
410-0164 | 410-0164 |  |  | Trojan, Sealed GEL Battery, 12V, 225Ah @ 20Hr, Group 8D, L-Terminal, 8D-GEL | Inventory Item | 973.03 |  |  |  | No | Energy Storage | Soligent De-listing | 894.06
410-0165 | 410-0165 |  |  | Trojan, Sealed GEL Battery, 12V, 125Ah @ 20Hr, Group DIN, Auto Post Terminal, 5SHP-GEL | Inventory Item | 496.45 |  |  |  | No | Energy Storage | Shippable | 456.16
410-0166 | 410-0166 |  |  | Trojan, Sealed GEL Battery, 6V, 210Ah @ 20Hr, Group DIN, Auto Post Terminal, TE35-GEL | Inventory Item | 434.33 |  |  |  | No | Energy Storage | Soligent De-listing | 399.08
410-0167 | 410-0167 |  |  | Trojan, Sealed AGM Battery, 12V, 33Ah @ 20Hr, Group U1, Insert Terminal, U1-AGM | Inventory Item | 143.47 |  |  |  | No | Energy Storage | Soligent De-listing | 131.83
410-0168 | 410-0168 |  |  | Trojan, Sealed AGM Battery, 12V, 50Ah @ 20Hr, Group 22, Insert Terminal, 22-AGM | Inventory Item | 293.94 |  |  |  | No | Energy Storage | Vendor De-listing | 0
410-0172 | 410-0172 |  |  | Outback, EnergyCell 200RE Deep Cycle AGM Battery, 12V, 178Ah @ 20hr, Front 1/4" insert terminal, 200RE | Inventory Item | 1042.99 |  |  |  | No | Energy Storage | Vendor De-listing | 0
410-0173 | 410-0173 |  |  | Outback, EnergyCell 170RE Deep Cycle AGM Battery, 12V, 154Ah @ 20hr, Front 1/4" insert terminal, 170RE | Inventory Item | 774 |  |  |  | No | Energy Storage | Vendor De-listing | 0
410-0174 | 410-0174 |  |  | Rolls Surrette, Battery, AGM 2V, 2200Ah @ 20hr, S2-2375AGM | Inventory Item | 2516 |  |  |  | No | Energy Storage | Soligent De-listing | 0
410-0175 | 410-0175 |  |  | Rolls Surrette, Battery, AGM 2V, 550Ah @ 20 hr, S2-590AGM | Inventory Item | 620 |  |  |  | No | Energy Storage | Soligent De-listing | 0
410-0176 | 410-0176 |  |  | Rolls Surrette, Battery, AGM 2V, 880Ah @ 20 hr, S2-945AGM | Inventory Item | 1012 |  |  |  | No | Energy Storage | Soligent De-listing | 0
410-0177 | 410-0177 |  |  | Rolls Surrette, Battery, AGM 2V, 1150Ah @ 20 hr, S2-1275AGM | Inventory Item | 833.98 |  |  |  | No | Energy Storage | Soligent De-listing | 0
410-0178 | 410-0178 |  |  | Rolls Surrette, Battery, AGM 2V, 1100Ah @ 20 hr, S2-1180AGM | Inventory Item | 1240 |  |  |  | No | Energy Storage | Soligent De-listing | 0
410-0179 | 410-0179 |  |  | Rolls Surrette, Battery, AGM 2V, 1750Ah @ 20 hr, S2-1895AGM | Inventory Item | 2000 |  |  |  | No | Energy Storage | Soligent De-listing | 0
410-0180 | 410-0180 |  |  | Rolls Surrette, Battery, AGM 2V, 3300Ah @ 20 hr, S2-3560AGM | Inventory Item | 3674 |  |  |  | No | Energy Storage | Soligent De-listing | 0
410-0181 | 410-0181 |  |  | Rolls Surrette, Battery, AGM 12V, 260Ah @ 20 hr, S12-290AGM | Inventory Item | 1103.98 |  |  |  | No | Energy Storage | Soligent De-listing | 0
410-0182 | 410-0182 |  |  | Outback, EnergyCell 34RE Battery, 12V, 33Ah @ 20hr, Top-Terminal to accept 10”-32 UNC bolt, 34RE | Inventory Item | 271 |  |  |  | No | Energy Storage | Vendor De-listing | 0
410-0183 | 410-0183 |  |  | Outback, EnergyCell 52RE Battery, 12V, 50Ah @ 20hr, Top-Terminal to accept 10”-32 UNC bolt, 52RE | Inventory Item | 321 |  |  |  | No | Energy Storage | Vendor De-listing | 0
410-0184 | 410-0184 |  |  | Outback, EnergyCell 78RE Battery, 12V, 75Ah @ 20hr, Top-Terminal to accept ¼”-20 UNC bolt, 78RE | Inventory Item | 402 |  |  |  | No | Energy Storage | Vendor De-listing | 0
410-0185 | 410-0185 |  |  | Outback, EnergyCell 95RE Battery, 12V, 88Ah @ 20hr, Top-Terminal to accept ¼”-20 UNC bolt, 95RE | Inventory Item | 438 |  |  |  | No | Energy Storage | Vendor De-listing | 0
410-0186 | 410-0186 |  |  | Outback, EnergyCell 106RE Battery,12V,100Ah @ 20hr, Top-Terminal to accept ¼”-20 UNC bolt, 106RE | Inventory Item | 376 |  |  |  | No | Energy Storage | Vendor De-listing | 0
410-0188 | 410-0188 |  |  | Outback, EnergyCell 200GH Float Service AGM for GridHybrid Battery Back-up Applications, 12V, 200AH Front Terminal VRLA battery, 200GH | Inventory Item | 1250.99 |  |  |  | No | Energy Storage | Vendor De-listing | 0
410-0189 | 410-0189 |  |  | Outback, EnergyCell 220GH Float Service AGM for GridHybrid Battery Back-up Applications, 12V, 220AH Front Terminal VRLA battery, 220GH | Inventory Item | 1022 |  |  |  | No | Energy Storage | Vendor De-listing | 0
410-0190 | 410-0190 |  |  | Outback, EnergyCell RE High Capacity AGM Battery and Rack System, 48V (6x4x2V), 672Ah @ 20hr, with interconnects, 800RE | Inventory Item | 25884 |  |  |  | No | Energy Storage | Soligent De-listing | 14875.86
410-0191 | 410-0191 |  |  | Outback, EnergyCell RE High Capacity AGM Battery and Rack System, 48V (4x6x2V), 960Ah @ 20hr, with interconnects, 1100RE | Inventory Item | 21232 |  |  |  | No | Energy Storage | Soligent De-listing | 12202.3
410-0192 | 410-0192 |  |  | Outback, EnergyCell RE High Capacity AGM Battery and Rack System, 48V (4x6x2V), 1148Ah @ 20hr, with interconnects, 1300RE | Inventory Item | 24276 |  |  |  | No | Energy Storage | Soligent De-listing | 13951.72
410-0193 | 410-0193 |  |  | Outback, EnergyCell RE High Capacity AGM Battery and Rack System, 48V (3x8x2V), 1378Ah @ 20hr, with interconnects, 1600RE | Inventory Item | 28217.95 |  |  |  | No | Energy Storage | Shippable | 25894.12
410-0194 | 410-0194 |  |  | Outback, EnergyCell RE High Capacity AGM Battery and Rack System, 48V (4x6x2V), 1716Ah @ 20hr, with interconnects, 2000RE | Inventory Item | 35183.33 |  |  |  | No | Energy Storage | Shippable | 32285.88
410-0195 | 410-0195 |  |  | Outback, EnergyCell RE High Capacity AGM Battery and Rack System, 48V (4x6x2V), 1836Ah @ 20hr, with interconnects, 2200RE | Inventory Item | 36166 |  |  |  | No | Energy Storage | Soligent De-listing | 20785.06
410-0196 | 410-0196 |  |  | Outback, EnergyCell RE High Capacity AGM Battery and Rack System, 48V (4x6x2V), 2288Ah @ 20hr, with interconnects, 2700RE | Inventory Item | 42101.28 |  |  |  | No | Energy Storage | Shippable | 38634.12
410-0197 | 410-0197 |  |  | Concorde, SunXtender Sealed AGM Battery, 2V, 768Ah @ 24hr, G31, PVX-7680T | Inventory Item | 701 |  |  |  | No | Energy Storage | Vendor De-listing | 0
410-0198 | 410-0198 |  |  | Outback, EnergyCell RE High Capacity AGM Battery and Rack System, 24V (4x3x2V), 2770Ah @ 20hr, with interconnects, 2700RE-24 | Inventory Item | 16047.44 |  |  |  | No | Energy Storage | Soligent De-listing | 14725.88
410-0199 | 410-0199 |  |  | Outback, EnergyCell RE High Capacity AGM Battery and Rack System, 24V (3x4x2V), 1378Ah @ 20hr, with interconnects, 1600RE-24 | Inventory Item | 13706 |  |  |  | No | Energy Storage | Soligent De-listing | 7877.01
410-0200 | 410-0200 |  |  | Trojan, Reliant, Sealed AGM Battery, 6V, 217Ah @ 20Hr, Group GC2, Auto Post and Stud Terminal, T105-AGM | Inventory Item | 299.6 |  |  |  | No | Energy Storage | Vendor De-listing | 0
410-0201 | 410-0201 |  |  | Trojan, Reliant, Sealed AGM Battery, 6V, 310Ah @ 20Hr, Group 902, Auto Post and Stud Terminal, J305-AGM | Inventory Item | 889.86 |  |  |  | No | Energy Storage | Vendor De-listing | 0
410-0202 | 410-0202 |  |  | Trojan, Reliant, Sealed AGM Battery, 6V, 370Ah @ 20Hr, Group 903, Auto Post and Stud Terminal, L16-AGM | Inventory Item | 1047.82 |  |  |  | No | Energy Storage | Vendor De-listing | 0
410-0203 | 410-0203 |  |  | Trojan, Reliant, Sealed AGM Battery, 8V, 160Ah @ 20Hr, Group GC8, Auto Post and Stud Terminal, T875-AGM | Inventory Item | 668.88 |  |  |  | No | Energy Storage | Vendor De-listing | 0
410-0204 | 410-0204 |  |  | Trojan, Reliant, Sealed AGM Battery, 12V, 150Ah @ 20Hr, Group GC12, Auto Post and Stud Terminal, T1275-AGM | Inventory Item | 849.82 |  |  |  | No | Energy Storage | Vendor De-listing | 0
410-0205 | 410-0205 |  |  | Trojan, Reliant, Sealed AGM Battery, 12V, 200Ah @ 20Hr, Group 921, Auto Post and Stud Terminal, J185-AGM | Inventory Item | 1085.1 |  |  |  | No | Energy Storage | Vendor De-listing | 0
410-0206 | 410-0206 |  |  | Outback, EnergyCell RE High Capacity AGM Battery and Rack System, 24V (4x3x2V), 1836Ah @ 20hr, with interconnects, 2200RE-24 | Inventory Item | 13317.95 |  |  |  | No | Energy Storage | Soligent De-listing | 12221.18
410-0207 | 410-0207 |  |  | Concorde, SunXtender, Custom Item, Enter Quote Number and Custom Price | Non-inventory Item | 0 |  |  |  | No | Energy Storage | Shippable | 0
410-0208 | 410-0208 |  |  | Outback, EnergyCell RE High Capacity AGM Battery and Rack System, 24V (4x3x2V), 1716Ah @ 20hr, with interconnects, 2000RE-24 | Inventory Item | 16900 |  |  |  | No | Energy Storage | Soligent De-listing | 9712.64
410-0209 | 410-0209 |  |  | Outback, EnergyCell 106NC, Deep Cycle Nano-Carbon VRLA AGM Battery, 12V, 100Ah @ 20hr, Top-Terminal, Group 31, 106NC | Inventory Item | 368 |  |  |  | No | Energy Storage | Vendor De-listing | 0
410-0210 | 410-0210 |  |  | Outback, EnergyCell 170NC, Deep Cycle Nano-Carbon VRLA-AGM Battery, 12V,153.8Ah @ 20hr, Front 1/4" insert terminal, 170NC | Inventory Item | 826 |  |  |  | No | Energy Storage | Vendor De-listing | 0
410-0211 | 410-0211 |  |  | Outback, EnergyCell 200NC, Deep Cycle Nano-Carbon VRLA-AGM Battery, 12V, 178Ah @ 20hr, Front 1/4" insert terminal, 200NC | Inventory Item | 640 |  |  |  | No | Energy Storage | Vendor De-listing | 0
410-0212 | 410-0212 |  |  | Outback, EnergyCell RE High Capacity AGM Battery and Rack System, 24V (4x3x2V), 672Ah @ 20hr, with interconnects, 800RE-24 | Inventory Item | 12942 |  |  |  | No | Energy Storage | Soligent De-listing | 7437.93
410-0213 | 410-0213 |  |  | Outback, EnergyCell RE High Capacity AGM Battery and Rack System, 24V (4x3x2V), 960Ah @ 20hr, with interconnects, 1100RE-24 | Inventory Item | 10329.49 |  |  |  | No | Energy Storage | Shippable | 9478.82
410-0214 | 410-0214 |  |  | Outback, EnergyCell RE High Capacity AGM Battery and Rack System, 24V (4x3x2V), 1148Ah @ 20hr, with interconnects, 1300RE-24 | Inventory Item | 8938.46 |  |  |  | No | Energy Storage | Soligent De-listing | 8202.35
410-0215 | 410-0215 |  |  | Outback, EnergyCell Nano-Carbon High CapacityVRLA-AGM Battery and Rack System, 48V (4x6x2V), 918.0Ah @ 20hr, 1100NC | Inventory Item | 25017.6 |  |  |  | No | Energy Storage | Vendor De-listing | 0
410-0216 | 410-0216 |  |  | Outback, EnergyCell Nano-Carbon High CapacityVRLA-AGM Battery and Rack System, 48V (4x6x2V), 1376.0Ah @ 20hr, 1600NC | Inventory Item | 31272 |  |  |  | No | Energy Storage | Vendor De-listing | 0
410-0217 | 410-0217 |  |  | Outback, EnergyCell Nano-Carbon High CapacityVRLA-AGM Battery and Rack System, 48V (4x6x2V), 1720.0Ah @ 20hr, 2000NC | Inventory Item | 50035.99 |  |  |  | No | Energy Storage | Vendor De-listing | 0
410-0218 | 410-0218 |  |  | Outback, EnergyCell Nano-Carbon High CapacityVRLA-AGM Battery and Rack System, 48V (4x6x2V), 1834.0Ah @ 20hr, 2200NC | Inventory Item | 38777.28 |  |  |  | No | Energy Storage | Vendor De-listing | 0
410-0219 | 410-0219 |  |  | Outback, EnergyCell OPzV Battery, Tubular Gel, 2V, 389.9Ah @ 20 hr, with interconnects, OPzV-450 | Inventory Item | 302.3 |  |  |  | No | Energy Storage | Vendor De-listing | 0
410-0220 | 410-0220 |  |  | Outback, EnergyCell OPzV Battery, Tubular Gel, 2V, 667.4Ah @ 20 hr, with interconnects, OPzV-750 | Inventory Item | 437.8 |  |  |  | No | Energy Storage | Vendor De-listing | 0
410-0221 | 410-0221 |  |  | Outback, EnergyCell OPzV Battery, Tubular Gel, 2V, 1632.2Ah @ 20 hr, with interconnects, OPzV-2000 | Inventory Item | 938.16 |  |  |  | No | Energy Storage | Vendor De-listing | 0
410-0222 | 410-0222 |  |  | Outback, EnergyCell OPzV Battery, Tubular Gel, 2V, 2529.4Ah @ 20 hr, with interconnects, OPzV-3000 | Inventory Item | 1511.48 |  |  |  | No | Energy Storage | Vendor De-listing | 0
410-0223 | 410-0223 |  |  | Trojan, Flooded Battery, 6V, 390Ah @ 20Hr, Group 903 [L-16], UT-Terminal, L16G-AC | Inventory Item | 0 |  |  |  | No | Energy Storage | Soligent De-listing | 0
410-0224 | 410-0224 |  |  | Trojan, Flooded Battery, 6V, 390Ah @ 20Hr, Group 903 [L-16], UT-Terminal, L16G-AC | Inventory Item | 296.77 |  |  |  | No | Energy Storage | Shippable | 272.68
410-0225 | 410-0225 |  |  | MK Battery, Sealed Gel, 12V, 183Ah, Size 4D, LT (T975) Terminal, 8G4D-HLT-DEKA | Inventory Item | 565.3 |  |  |  | No | Energy Storage | Soligent De-listing | 519.82
410-0226 | 410-0226 |  |  | Trojan, SOLAR AGM Line, AGM Battery, 12V, 135Ah @ 20Hr, Group 31, 6/8mm Insert Terminal, SAGM 12 135 | Inventory Item | 455.9 |  |  |  | No | Energy Storage | Soligent De-listing | 418.9
410-0227 | 410-0227 |  |  | Trojan, SOLAR AGM Line, AGM Battery, 12V, 205Ah @ 20Hr, 6/8mm Insert Terminal, SAGM 12 205 | Inventory Item | 700.58 |  |  |  | No | Energy Storage | Soligent De-listing | 643.72
410-0228 | 410-0228 |  |  | Trojan, SOLAR AGM Line, AGM Battery, 8V, 165Ah @ 20Hr, 6/8mm Insert Terminal, SAGM 8 165 | Inventory Item | 413.72 |  |  |  | No | Energy Storage | Soligent De-listing | 380.14
410-0229 | 410-0229 |  |  | Trojan, SOLAR AGM Line, AGM Battery, 6V, 220Ah @ 20Hr, Group GC2, 6/8mm Insert Terminal, SAGM 6 220 | Inventory Item | 376.45 |  |  |  | No | Energy Storage | Soligent De-listing | 345.9
410-0230 | 410-0230 |  |  | Trojan, SOLAR AGM Line, AGM Battery, 6V, 315Ah @ 20Hr, Group 902, 6/8mm Insert Terminal, SAGM 6 315 | Inventory Item | 562.65 |  |  |  | No | Energy Storage | Soligent De-listing | 516.99
410-0231 | 410-0231 |  |  | Trojan, SOLAR AGM Line, AGM Battery, 6V, 375Ah @ 20Hr, Group 903 [L-16], 6/8mm Insert Terminal, SAGM 6 375 | Inventory Item | 663.55 |  |  |  | No | Energy Storage | Soligent De-listing | 609.69
410-0232 | 410-0232 |  |  | Outback, EnergyCell 200PLC, Deep Cycle Pure Lead Carbon VRLA-AGM Battery, 12V, 178Ah @ 20hr, Front 1/4" insert terminal, 200PLC | Inventory Item | 880 |  |  |  | No | Energy Storage | Vendor De-listing | 0
410-0233 | 410-0233 |  |  | Outback, EnergyCell 200PLR, Deep Cycle Pure Lead VRLA-AGM Battery, 12V, 203.8Ah @ 20hr, Front 1/4" insert terminal, 200PLR | Inventory Item | 519.23 |  |  |  | No | Energy Storage | Vendor De-listing | 476.47
410-0234 | 410-0234 |  |  | Outback, EnergyCell 1000-XLC High Capacity Lead Carbon AGM VRLA Battery and Rack System, 48V (4x6x2V), 972Ah @ 20hr, 1000XLC | Inventory Item | 20511.54 |  |  |  | No | Energy Storage | Shippable | 18822.35
410-0235 | 410-0235 |  |  | Concorde, SunXtender Sealed AGM Battery, 6V, 138Ah @ 24hr, G24, PVX-1380T | Inventory Item | 230.94 |  |  |  | No | Energy Storage | Soligent De-listing | 212.36
410-0236 | 410-0236 |  |  | Concorde, SunXtender Sealed AGM Battery, 12V, 153Ah @ 24hr, G30H Tall, PVX-1530T | Inventory Item | 499.19 |  |  |  | No | Energy Storage | Shippable | 459.02
410-0237 | 410-0237 |  |  | Concorde, SunXtender Sealed AGM Battery, 2V, 504Ah @ 24hr, G24, PVX-5040T | Inventory Item | 320.51 |  |  |  | No | Energy Storage | Soligent De-listing | 294.72
410-0238 | 410-0238 |  |  | Concorde, SunXtender Sealed AGM Battery, 2V, 624Ah @ 24hr, G27, PVX-6240T | Inventory Item | 359.83 |  |  |  | No | Energy Storage | Soligent De-listing | 330.87
410-0239 | 410-0239 |  |  | Concorde, SunXtender Sealed AGM Battery, 2V, 672Ah @ 24hr, GC2, PVX-6720T | Inventory Item | 346.11 |  |  |  | No | Energy Storage | Soligent De-listing | 318.26
410-0240 | 410-0240 |  |  | Sol-Ark Battery, Sealed Carbon AGM, 12V, 230Ah @ 24hr, M8 Terminals, with Interconnect Bus Bars, SA-PCC-230 | Inventory Item | 1150 |  |  |  | No | Energy Storage | Vendor De-listing | 625
410-0241 | 410-0241 |  |  | Outback, AlphaCell 210HP, Pure Lead VRLA-AGM Battery, 12V, 203.8Ah @ 20hr, Front M6 Terminal, 210HP | Inventory Item | 519.23 |  |  |  | No | Energy Storage | Shippable | 476.47
420-0001 | 420-0001 |  |  | Interstate Batteries, Vented, 6V, 380Ah, L-16 type, UL16 | Inventory Item | 584.64 |  |  |  | No | Energy Storage | Soligent De-listing | 0
420-0003 | 420-0003 |  |  | Hawker, PV1 Solar Industrial Battery, 2100 Cycle, Non-Removable Cells, 12V, 632Ah, Bolt-on Terminal, 085F13 - 12V | Inventory Item | 3505 |  |  |  | No | Energy Storage | Soligent De-listing | 0
420-0004 | 420-0004 |  |  | Hawker, PV1 Solar Industrial Battery, 2100 Cycle, Non-Removable Cells, 12V, 735Ah, Bolt-on Terminal, 085F15 - 12V | Inventory Item | 3916 |  |  |  | No | Energy Storage | Soligent De-listing | 0
420-0005 | 420-0005 |  |  | Hawker, PV1 Solar Industrial Battery, 2100 Cycle, Non-Removable Cells, 12V, 845Ah, Bolt-on Terminal, 085F17- 12V | Inventory Item | 4340 |  |  |  | No | Energy Storage | Soligent De-listing | 0
420-0006 | 420-0006 |  |  | Hawker, PV1 Solar Industrial Battery, 2100 Cycle, Non-Removable Cells, 12V, 950Ah, Bolt-on Terminal, 085F19 - 12V | Inventory Item | 4702 |  |  |  | No | Energy Storage | Soligent De-listing | 0
420-0007 | 420-0007 |  |  | Hawker, PV1 Solar Industrial Battery, 2100 Cycle, Non-Removable Cells, 12V, 1055Ah, Bolt-on Terminal, 085F21 - 12V | Inventory Item | 5061 |  |  |  | No | Energy Storage | Soligent De-listing | 0
420-0008 | 420-0008 |  |  | Hawker, PV1 Solar Industrial Battery, 2100 Cycle, Non-Removable Cells, 12V, 1160Ah, Bolt-on Terminal, 085F23 - 12V | Inventory Item | 5454 |  |  |  | No | Energy Storage | Soligent De-listing | 0
420-0009 | 420-0009 |  |  | Hawker, PV1 Solar Industrial Battery, 2100 Cycle, Non-Removable Cells, 12V, 1270Ah, Bolt-on Terminal, 085F25 - 12V | Inventory Item | 5847 |  |  |  | No | Energy Storage | Soligent De-listing | 0
420-0010 | 420-0010 |  |  | Hawker, PV1 Solar Industrial Battery, 2100 Cycle, Non-Removable Cells, 12V, 1375Ah, Bolt-on Terminal, 085F27 - 12V | Inventory Item | 6223 |  |  |  | No | Energy Storage | Soligent De-listing | 0
420-0011 | 420-0011 |  |  | Hawker, PV1 Solar Industrial Battery, 2100 Cycle, Non-Removable Cells, 12V, 1482Ah, Bolt-on Terminal, 085F29 - 12V | Inventory Item | 7074 |  |  |  | No | Energy Storage | Soligent De-listing | 0
420-0012 | 420-0012 |  |  | Hawker, PV1 Solar Industrial Battery, 2100 Cycle, Non-Removable Cells, 12V, 1585Ah, Bolt-on Terminal, 085F31 - 12V | Inventory Item | 7663 |  |  |  | No | Energy Storage | Soligent De-listing | 0
420-0013 | 420-0013 |  |  | Hawker, PV1 Solar Industrial Battery, 2100 Cycle, Non-Removable Cells, 12V, 1690Ah, Bolt-on Terminal, 085F33 - 12V | Inventory Item | 8265 |  |  |  | No | Energy Storage | Soligent De-listing | 0
420-0015 | 420-0015 |  |  | Hawker, PV1 Solar Industrial Battery, 2100 Cycle, Removable Cells, 12V, 845Ah, Bolt-on Terminal, 085F17 - 12V | Inventory Item | 4340 |  |  |  | No | Energy Storage | Soligent De-listing | 0
420-0016 | 420-0016 |  |  | Hawker, PV1 Solar Industrial Battery, 2100 Cycle, Removable Cells, 12V, 950Ah, Bolt-on Terminal, 085F19 - 12V | Inventory Item | 4702 |  |  |  | No | Energy Storage | Soligent De-listing | 0
420-0017 | 420-0017 |  |  | Hawker, PV1 Solar Industrial Battery, 2100 Cycle, Removable Cells, 12V, 1055Ah, Bolt-on Terminal, 085F21 - 12V | Inventory Item | 5061 |  |  |  | No | Energy Storage | Soligent De-listing | 0
420-0018 | 420-0018 |  |  | Hawker, PV1 Solar Industrial Battery, 2100 Cycle, Removable Cells, 12V, 1160Ah, Bolt-on Terminal, 085F23 - 12V | Inventory Item | 5454 |  |  |  | No | Energy Storage | Soligent De-listing | 0
420-0019 | 420-0019 |  |  | Hawker, PV1 Solar Industrial Battery, 2100 Cycle, Removable Cells, 12V, 1270Ah, Bolt-on Terminal, 085F25 - 12V | Inventory Item | 5847 |  |  |  | No | Energy Storage | Soligent De-listing | 0
420-0020 | 420-0020 |  |  | Hawker, PV1 Solar Industrial Battery, 2100 Cycle, Removable Cells, 12V, 1375Ah, Bolt-on Terminal, 085F27 - 12V | Inventory Item | 6223 |  |  |  | No | Energy Storage | Soligent De-listing | 0
420-0021 | 420-0021 |  |  | Hawker, PV1 Solar Industrial Battery, 2100 Cycle, Removable Cells, 12V, 1482Ah, Bolt-on Terminal, 085F29 - 12V | Inventory Item | 7074 |  |  |  | No | Energy Storage | Soligent De-listing | 0
420-0022 | 420-0022 |  |  | Hawker, PV1 Solar Industrial Battery, 2100 Cycle, Removable Cells, 12V, 1585Ah, Bolt-on Terminal, 085F31 - 12V | Inventory Item | 7663 |  |  |  | No | Energy Storage | Soligent De-listing | 0
420-0023 | 420-0023 |  |  | Hawker, PV1 Solar Industrial Battery, 2100 Cycle, Removable Cells, 12V, 1690Ah, Bolt-on Terminal, 085F33 - 12V | Inventory Item | 8265 |  |  |  | No | Energy Storage | Soligent De-listing | 0
420-0027 | 420-0027 |  |  | MK Battery, Flooded, 6V, 370Ah, L-16 type, 8L16-DEKA | Inventory Item | 312.9 |  |  |  | No | Energy Storage | Shippable | 287.72
420-0029 | 420-0029 |  |  | Trojan, Flooded Battery, 6V, 325Ah @ 20Hr, Group 903 [L-16], L-Terminal, L16RE-A | Inventory Item | 668.99 |  |  |  | No | Energy Storage | Vendor De-listing | 0
420-0030 | 420-0030 |  |  | Trojan, Flooded Battery, 12V, 85Ah @ 20Hr, Group 24, Wingnut Terminal, 24TMX | Inventory Item | 308.96 |  |  |  | No | Energy Storage | Vendor De-listing | 0
420-0031 | 420-0031 |  |  | Trojan, Flooded Battery, 12V, 105Ah @ 20Hr, Group 27, Wingnut Terminal, 27TMX | Inventory Item | 204.19 |  |  |  | No | Energy Storage | Shippable | 187.62
420-0032 | 420-0032 |  |  | Trojan, Flooded Battery, 12V, 130Ah @ 20Hr, Group 30H, Wingnut Terminal, 30XHS | Inventory Item | 439.22 |  |  |  | No | Energy Storage | Vendor De-listing | 0
420-0035 | 420-0035 |  |  | Trojan, Flooded Battery, 12V, 225Ah @ 20Hr, Group 921, Auto Post and Stud Terminal, J185H-AC | Inventory Item | 387.23 |  |  |  | No | Energy Storage | Shippable | 355.8
420-0036 | 420-0036 |  |  | MK Battery, Maintenance Saver Battery, Single Cell, Steel Box, 356Ah, M100-7 | Inventory Item | 741 |  |  |  | No | Energy Storage | Soligent De-listing | 0
420-0037 | 420-0037 |  |  | MK Battery, Maintenance Saver Battery, Single Cell, Steel Box, 474Ah, M100-9 | Inventory Item | 809 |  |  |  | No | Energy Storage | Soligent De-listing | 0
420-0038 | 420-0038 |  |  | MK Battery, Maintenance Saver Battery, Single Cell, Steel Box, 593Ah, M100-11 | Inventory Item | 871 |  |  |  | No | Energy Storage | Soligent De-listing | 0
420-0039 | 420-0039 |  |  | MK Battery, Maintenance Saver Battery, Single Cell, Steel Box, 711Ah, M100-13 | Inventory Item | 938 |  |  |  | No | Energy Storage | Soligent De-listing | 0
420-0040 | 420-0040 |  |  | MK Battery, Maintenance Saver Battery, Single Cell, Steel Box, 830Ah, M100-15 | Inventory Item | 1006 |  |  |  | No | Energy Storage | Soligent De-listing | 0
420-0041 | 420-0041 |  |  | MK Battery, Maintenance Saver Battery, Single Cell, Steel Box, 948Ah, M100-17 | Inventory Item | 1112 |  |  |  | No | Energy Storage | Soligent De-listing | 0
420-0042 | 420-0042 |  |  | MK Battery, Maintenance Saver Battery, Single Cell, Steel Box, 1067Ah, M100-19 | Inventory Item | 628.13 |  |  |  | No | Energy Storage | Soligent De-listing | 577.59
420-0043 | 420-0043 |  |  | MK Battery, Maintenance Saver Battery, Single Cell, Steel Box, 1185Ah, M100-21 | Inventory Item | 1268 |  |  |  | No | Energy Storage | Soligent De-listing | 0
420-0044 | 420-0044 |  |  | MK Battery, Maintenance Saver Battery, Single Cell, Steel Box, 1304Ah, M100-23 | Inventory Item | 1335 |  |  |  | No | Energy Storage | Soligent De-listing | 0
420-0045 | 420-0045 |  |  | MK Battery, Maintenance Saver Battery, Single Cell, Steel Box, 1422Ah, M100-25 | Inventory Item | 1403 |  |  |  | No | Energy Storage | Soligent De-listing | 0
420-0046 | 420-0046 |  |  | MK Battery, Maintenance Saver Battery, Single Cell, Steel Box, 1541Ah, M100-27 | Inventory Item | 813.75 |  |  |  | No | Energy Storage | Soligent De-listing | 748.28
420-0047 | 420-0047 |  |  | MK Battery, Maintenance Saver Battery, Single Cell, Steel Box, 1659Ah, M100-29 | Inventory Item | 1585 |  |  |  | No | Energy Storage | Soligent De-listing | 0
420-0048 | 420-0048 |  |  | MK Battery, Maintenance Saver Battery, Single Cell, Steel Box, 1778Ah, M100-31 | Inventory Item | 875 |  |  |  | No | Energy Storage | Soligent De-listing | 804.6
420-0049 | 420-0049 |  |  | MK Battery, Maintenance Saver Battery, Single Cell, Steel Box, 1896Ah, M100-33 | Inventory Item | 917.19 |  |  |  | No | Energy Storage | Soligent De-listing | 843.39
420-0050 | 420-0050 |  |  | MK Battery, Maintenance Saver Battery, 6 Cell, Steel Box, 356Ah, 6-M100-7 | Inventory Item | 2553 |  |  |  | No | Energy Storage | Soligent De-listing | 0
420-0051 | 420-0051 |  |  | MK Battery, Maintenance Saver Battery, 6 Cell, Steel Box, 474Ah, 6-M100-9 | Inventory Item | 2959 |  |  |  | No | Energy Storage | Soligent De-listing | 0
420-0052 | 420-0052 |  |  | MK Battery, Maintenance Saver Battery, 6 Cell, Steel Box, 593Ah, 6-M100-11 | Inventory Item | 3429 |  |  |  | No | Energy Storage | Soligent De-listing | 0
420-0053 | 420-0053 |  |  | MK Battery, Maintenance Saver Battery, 6 Cell, Steel Box, 711Ah, 6-M100-13 | Inventory Item | 3774 |  |  |  | No | Energy Storage | Soligent De-listing | 0
420-0054 | 420-0054 |  |  | MK Battery, Maintenance Saver Battery, 6 Cell, Steel Box, 830Ah, 6-M100-15 | Inventory Item | 4350 |  |  |  | No | Energy Storage | Soligent De-listing | 0
420-0055 | 420-0055 |  |  | MK Battery, Maintenance Saver Battery, 6 Cell, Steel Box, 948Ah, 6-M100-17 | Inventory Item | 5877.34 |  |  |  | No | Energy Storage | Soligent De-listing | 0
420-0056 | 420-0056 |  |  | MK Battery, Maintenance Saver Battery, 6 Cell, Steel Box, 1067Ah, 6-M100-19 | Inventory Item | 5371 |  |  |  | No | Energy Storage | Soligent De-listing | 0
420-0057 | 420-0057 |  |  | MK Battery, Maintenance Saver Battery, 6 Cell, Steel Box, 1185Ah, 6-M100-21 | Inventory Item | 5788 |  |  |  | No | Energy Storage | Soligent De-listing | 0
420-0058 | 420-0058 |  |  | MK Battery, Maintenance Saver Battery, 6 Cell, Steel Box, 1304Ah, 6-M100-23 | Inventory Item | 6162 |  |  |  | No | Energy Storage | Soligent De-listing | 0
420-0059 | 420-0059 |  |  | MK Battery, Maintenance Saver Battery, 6 Cell, Steel Box, 1422Ah, 6-M100-25 | Inventory Item | 6509 |  |  |  | No | Energy Storage | Soligent De-listing | 0
420-0060 | 420-0060 |  |  | MK Battery, Maintenance Saver Battery, 6 Cell, Steel Box, 1541Ah, 6-M100-27 | Inventory Item | 6976 |  |  |  | No | Energy Storage | Soligent De-listing | 0
420-0061 | 420-0061 |  |  | MK Battery, Maintenance Saver Battery, 6 Cell, Steel Box, 1659Ah, 6-M100-29 | Inventory Item | 7574 |  |  |  | No | Energy Storage | Soligent De-listing | 0
420-0062 | 420-0062 |  |  | MK Battery, Maintenance Saver Battery, 6 Cell, Steel Box, 1778Ah, 6-M100-31 | Inventory Item | 7959 |  |  |  | No | Energy Storage | Soligent De-listing | 0
420-0063 | 420-0063 |  |  | MK Battery, Maintenance Saver Battery, 6 Cell, Steel Box, 1896Ah, 6-M100-33 | Inventory Item | 4643.75 |  |  |  | No | Energy Storage | Soligent De-listing | 4270.11
420-0065 | 420-0065 |  |  | Hawker, Custom Item, Enter Quote Number and Custom Price | Non-inventory Item | 0 |  |  |  | No | Energy Storage | Vendor De-listing | 0
420-0066 | 420-0066 |  |  | Trojan, Flooded Battery, 6V, 360Ah @ 20Hr, Group 902 [L-16], Auto Post and Stud Terminal, J305H-AC | Inventory Item | 653.04 |  |  |  | No | Energy Storage | Vendor De-listing | 0
420-0067 | 420-0067 |  |  | Trojan, Flooded Battery, 6V, 330Ah @ 20Hr, Group 902 [L-16], Auto Post and Stud Terminal, J305P-AC | Inventory Item | 446 |  |  |  | No | Energy Storage | Vendor De-listing | 0
420-0068 | 420-0068 |  |  | Trojan, Flooded Battery, 6V, 435Ah @ 20Hr, Group 903 [L-16], L-Terminal, L16H | Inventory Item | 775.58 |  |  |  | No | Energy Storage | Vendor De-listing | 0
420-0069 | 420-0069 |  |  | Trojan, Flooded Battery, 6V, 240Ah @ 20Hr, Golf Cart GC2, Embedded Low Profile Terminal, T125 | Inventory Item | 228.09 |  |  |  | No | Energy Storage | Shippable | 209.58
420-0070 | 420-0070 |  |  | Trojan, Flooded Battery, 6V, 420Ah @ 20Hr, Group 903, Embedded Low Profile Terminal, L16P | Inventory Item | 700.02 |  |  |  | No | Energy Storage | Vendor De-listing | 0
420-0072 | 420-0072 |  |  | Trojan, Industrial Flooded Battery, 6V, 445Ah @ 20Hr, Industrial Terminal, IND9-6V | Inventory Item | 1760.88 |  |  |  | No | Energy Storage | Vendor De-listing | 0
420-0073 | 420-0073 |  |  | Trojan, Industrial Flooded Battery, 6V, 673Ah @ 20Hr, Industrial Terminal, IND13-6V | Inventory Item | 2406.3 |  |  |  | No | Energy Storage | Vendor De-listing | 0
420-0074 | 420-0074 |  |  | Trojan, Industrial Flooded Battery, 6V, 897Ah @ 20Hr, Industrial Terminal, IND17-6V | Inventory Item | 2771.18 |  |  |  | No | Energy Storage | Vendor De-listing | 0
420-0075 | 420-0075 |  |  | Trojan, Industrial Flooded Battery, 4V, 1233Ah @ 20Hr, Industrial Terminal, IND23-4V | Inventory Item | 2629.34 |  |  |  | No | Energy Storage | Vendor De-listing | 0
420-0076 | 420-0076 |  |  | Trojan, Industrial Flooded Battery, 4V, 1570Ah @ 20Hr, Industrial Terminal, IND29-4V | Inventory Item | 3182.14 |  |  |  | No | Energy Storage | Vendor De-listing | 0
420-0077 | 420-0077 |  |  | Hawker, PV1 Solar Industrial Battery, 2100 Cycle, Removable Cells, 12V, 2480Ah, Bolt-on Terminal, 125F33 - 12V | Inventory Item | 12329 |  |  |  | No | Energy Storage | Soligent De-listing | 0
420-0078 | 420-0078 |  |  | Hawker, PV1 Solar Industrial Battery, 2100 Cycle, Removable Cells, 12V, 632Ah, Bolt-on Terminal, 085F13 - 12V | Inventory Item | 3505 |  |  |  | No | Energy Storage | Soligent De-listing | 0
420-0079 | 420-0079 |  |  | Hawker, PV1 Solar Industrial Battery, 2100 Cycle, Removable Cells, 12V, 735Ah, Bolt-on Terminal, 085F15 - 12V | Inventory Item | 3916 |  |  |  | No | Energy Storage | Soligent De-listing | 0
420-0080 | 420-0080 |  |  | Trojan, Industrial Flooded Battery, 2V, 1457Ah @ 20Hr, Industrial Terminal, IND27-2V | Inventory Item | 1764.26 |  |  |  | No | Energy Storage | Vendor De-listing | 0
420-0081 | 420-0081 |  |  | Trojan, Industrial Flooded Battery, 2V, 1794Ah @ 20Hr, Industrial Terminal, IND33-2V | Inventory Item | 2051.26 |  |  |  | No | Energy Storage | Vendor De-listing | 0
420-0082 | 420-0082 |  |  | Rolls Surrette, Battery, (3) Three Cells, 6V, 220Ah @ 20Hr, S-290 | Inventory Item | 305 |  |  |  | No | Energy Storage | Soligent De-listing | 0
420-0083 | 420-0083 |  |  | Rolls Surrette, Battery, (3) Three Cells, 6V, 375Ah @ 20Hr, S-480 | Inventory Item | 490 |  |  |  | No | Energy Storage | Soligent De-listing | 0
420-0084 | 420-0084 |  |  | Rolls Surrette, Battery, (3) Three Cells, 6V, 428Ah @ 20Hr, S-550 | Inventory Item | 540 |  |  |  | No | Energy Storage | Soligent De-listing | 0
420-0085 | 420-0085 |  |  | Rolls Surrette, Battery, (3) Three Cells, 6V, 482Ah @ 20Hr, S-620 | Inventory Item | 630 |  |  |  | No | Energy Storage | Soligent De-listing | 0
420-0086 | 420-0086 |  |  | Trojan, Flooded Battery, 6V, 420Ah @ 20Hr, Group 903, DT terminal (automotive post and stud), L16P-AC | Inventory Item | 633.14 |  |  |  | No | Energy Storage | Vendor De-listing | 0
420-0087 | 420-0087 |  |  | OutBack, Flooded Battery, 6V, 251Ah @24Hr, Golf Cart, GC2, Automotive/Post & Stud Terminal, 290FLA | Inventory Item | 210.26 |  |  |  | No | Energy Storage | Soligent De-listing | 192.94
420-0088 | 420-0088 |  |  | OutBack, Flooded Battery, 6V, 445Ah @24Hr, L-16, Automotive/Post & Stud Terminal, 525FLA | Inventory Item | 416.67 |  |  |  | No | Energy Storage | Soligent De-listing | 382.35
420-0089 | 420-0089 |  |  | OutBack, Flooded Battery, 2V, 1200Ah @24Hr, Insert Terminal, 1400FLA | Inventory Item | 687.5 |  |  |  | No | Energy Storage | Soligent De-listing | 632.18
420-0090 | 420-0090 |  |  | Trojan, Industrial Flooded Battery with Smart Carbon, 6V, 472Ah @ 20Hr, Industrial Terminal, SIND 06 610 | Inventory Item | 645.74 |  |  |  | No | Energy Storage | Soligent De-listing | 593.33
420-0091 | 420-0091 |  |  | Trojan, Industrial Flooded Battery with Smart Carbon, 6V, 708Ah @ 20Hr, Industrial Terminal, SIND 06 920 | Inventory Item | 936.47 |  |  |  | No | Energy Storage | Soligent De-listing | 860.46
420-0092 | 420-0092 |  |  | Trojan, Industrial Flooded Battery with Smart Carbon, 6V, 942Ah @ 20Hr, Industrial Terminal, SIND 06 1225 | Inventory Item | 1202.91 |  |  |  | No | Energy Storage | Soligent De-listing | 1105.29
420-0093 | 420-0093 |  |  | Trojan, Industrial Flooded Battery with Smart Carbon, 4V, 1293Ah @ 20Hr, Industrial Terminal, SIND 04 1685 | Inventory Item | 1117.65 |  |  |  | No | Energy Storage | Soligent De-listing | 1026.94
420-0094 | 420-0094 |  |  | Trojan, Industrial Flooded Battery with Smart Carbon, 4V, 1647Ah @ 20Hr, Industrial Terminal, SIND 04 2145 | Inventory Item | 1381.29 |  |  |  | No | Energy Storage | Soligent De-listing | 1269.18
420-0095 | 420-0095 |  |  | Trojan, Industrial Flooded Battery with Smart Carbon, 2V, 1547Ah @ 20Hr, Industrial Terminal, SIND 02 1990 | Inventory Item | 710.16 |  |  |  | No | Energy Storage | Soligent De-listing | 652.52
420-0096 | 420-0096 |  |  | Trojan, Industrial Flooded Battery with Smart Carbon, 2V, 1882Ah @ 20Hr, Industrial Terminal, SIND 02 2450 | Inventory Item | 844.24 |  |  |  | No | Energy Storage | Soligent De-listing | 775.72
420-0097 | 420-0097 |  |  | Trojan, PREMIUM Line Flooded Battery with Smart Carbon, 12V, 204Ah @ 20Hr, Group 921, Auto Post and Stud Terminal, SPRE 12 225 | Inventory Item | 451.74 |  |  |  | No | Energy Storage | Soligent De-listing | 415.07
420-0098 | 420-0098 |  |  | Trojan, PREMIUM Line Flooded Battery with Smart Carbon, 6V, 229Ah @ 20Hr, Group GC2-H, Small L-Terminal, SPRE 06 255 | Inventory Item | 220.64 |  |  |  | No | Energy Storage | Soligent De-listing | 202.74
420-0099 | 420-0099 |  |  | Trojan, PREMIUM Line Flooded Battery with Smart Carbon, 6V, 377Ah @ 20Hr, Group 903 [L-16], L-Terminal, SPRE 06 415 | Inventory Item | 441.88 |  |  |  | No | Energy Storage | Shippable | 406.02
420-0100 | 420-0100 |  |  | Trojan, PREMIUM Line Flooded Battery with Smart Carbon, 2V, 1130Ah @ 20Hr, Group 903 [L-16], L-Terminal, SPRE 02 1255 | Inventory Item | 448.14 |  |  |  | No | Energy Storage | Soligent De-listing | 411.77
420-0101 | 420-0101 |  |  | Trojan, SIGNATURE Line Flooded Battery, 12V, 153Ah @ 20Hr, Embedded High Profile Terminal, SSIG 12 170 | Inventory Item | 288.81 |  |  |  | No | Energy Storage | Soligent De-listing | 265.37
420-0102 | 420-0102 |  |  | Trojan, SIGNATURE Line Flooded Battery, 12V, 209Ah @ 20Hr, Group 921, Auto Post and Stud Terminal, SSIG 12 230 | Inventory Item | 379.63 |  |  |  | No | Energy Storage | Soligent De-listing | 348.82
420-0103 | 420-0103 |  |  | Trojan, SIGNATURE Line Flooded Battery, 12V, 229Ah @ 20Hr, Group 921, Auto Post and Stud Terminal, SSIG 12 255 | Inventory Item | 425.77 |  |  |  | No | Energy Storage | Soligent De-listing | 391.21
420-0104 | 420-0104 |  |  | Trojan, SIGNATURE Line Flooded Battery, 6V, 214Ah @ 20Hr, Group GC2, Embedded Low Profile Terminal, SSIG 06 235 | Inventory Item | 168.05 |  |  |  | No | Energy Storage | Soligent De-listing | 154.41
420-0105 | 420-0105 |  |  | Trojan, SIGNATURE Line Flooded Battery, 6V, 229Ah @ 20Hr, Group GC2, Embedded Low Profile Terminal, SSIG 06 255 | Inventory Item | 194.42 |  |  |  | No | Energy Storage | Soligent De-listing | 178.64
420-0106 | 420-0106 |  |  | Trojan, SIGNATURE Line Flooded Battery, 6V, 265Ah @ 20Hr, Group GC2-H, Embedded Low Profile Terminal, SSIG 06 290 | Inventory Item | 261.56 |  |  |  | No | Energy Storage | Soligent De-listing | 240.34
420-0107 | 420-0107 |  |  | Trojan, SIGNATURE Line Flooded Battery, 6V, 336Ah @ 20Hr, Group 902, Auto Post and Stud Terminal, SSIG 06 375 | Inventory Item | 336.83 |  |  |  | No | Energy Storage | Soligent De-listing | 309.5
420-0108 | 420-0108 |  |  | Trojan, SIGNATURE Line Flooded Battery, 6V, 366Ah @ 20Hr, Group 902, Auto Post and Stud Terminal, SSIG 06 405 | Inventory Item | 377.05 |  |  |  | No | Energy Storage | Soligent De-listing | 346.45
420-0109 | 420-0109 |  |  | Trojan, SIGNATURE Line Flooded Battery, 6V, 428Ah @ 20Hr, Group 903 [L-16], L-Terminal, SSIG 06 475 | Inventory Item | 404.34 |  |  |  | No | Energy Storage | Soligent De-listing | 371.52
420-0110 | 420-0110 |  |  | Trojan, SIGNATURE Line Flooded Battery, 6V, 443Ah @ 20Hr, Group 903 [L-16], L- Terminal, SSIG 06 490 | Inventory Item | 448 |  |  |  | No | Energy Storage | Shippable | 411.64
420-0111 | 420-0111 |  |  | Trojan, SIGNATURE Line Flooded Battery, 12V, 87Ah @ 20Hr, Group 24, Universal Terminal, SSIG 12 95 | Inventory Item | 178.44 |  |  |  | No | Energy Storage | Soligent De-listing | 163.95
420-0112 | 420-0112 |  |  | Trojan, SIGNATURE Line Flooded Battery, 12V, 107Ah @ 20Hr, Group 27, Wing-Nut Terminal, SSIG 12 120 | Inventory Item | 198.25 |  |  |  | No | Energy Storage | Soligent De-listing | 182.16
420-0113 | 420-0113 |  |  | Trojan, SIGNATURE Line Flooded Battery, 12V, 132Ah @ 20Hr, Group 30H, Wing-Nut Terminal, SSIG 12 145 | Inventory Item | 253.65 |  |  |  | No | Energy Storage | Soligent De-listing | 233.07
420-0114 | 420-0114 |  |  | OutBack, 48V Flooded Battery System, Includes 8, 525FLA (L-16, 445Ah) Flooded Batteries, Polypropylene Enclosure, Watering System, Interconnects & hardware, 48-FLA-525 | Inventory Item | 3710 |  |  |  | No | Energy Storage | Vendor De-listing | 3411.49
420-0115 | 420-0115 |  |  | ​ Generac, 26R Battery for 16-22kW A/C HSB and 32-36kW L/C HSB - Must ship with Home Standby Generator, 0H3421S | Inventory Item | 125.47 |  |  |  | No | Energy Storage | Shippable | 115.32
440-0091 | 440-0091 |  |  | MK Battery, Sealed AGM, 12V, 55Ah, T881 Terminal, 8A22NF-DEKA | Inventory Item | 161.08 |  |  |  | No | Energy Storage | Soligent De-listing | 148.11
440-0092 | 440-0092 |  |  | MK Battery, Sealed AGM, 12V, 79Ah, T881 Terminal, 8A24UT-DEKA | Inventory Item | 408.8 |  |  |  | No | Energy Storage | Vendor De-listing | 0
440-0094 | 440-0094 |  |  | MK Battery, Sealed AGM, 12V, 32.5Ah, T873 with handle, 8AU1H-DEKA | Inventory Item | 86.74 |  |  |  | No | Energy Storage | Soligent De-listing | 79.76
440-0096 | 440-0096 |  |  | MK Battery, 12V 18Ah L-7.13xW-2.99xH-6.57, ES17-12 | Inventory Item | 77 |  |  |  | No | Energy Storage | Soligent De-listing | 0
440-0097 | 440-0097 |  |  | MK Battery, 12V 26Ah L-6.54xW-6.89xH-4.92, ES26-12 | Inventory Item | 130 |  |  |  | No | Energy Storage | Soligent De-listing | 0
440-0099 | 440-0099 |  |  | MK Battery, 6V 215Ah 'Deep Cycle, T881' Flooded | Inventory Item | 301 |  |  |  | No | Energy Storage | Soligent De-listing | 0
440-0109 | 440-0109 |  |  | Battery 12V, 100AH Sealed Lead Acid, PS-121000 | Inventory Item | 159.07 |  |  |  | No | Energy Storage | Soligent De-listing | 0
440-0111 | 440-0111 |  |  | Battery 12V, 12AH, Long Version, PS-12120L | Inventory Item | 32.2 |  |  |  | No | Energy Storage | Soligent De-listing | 0
440-0113 | 440-0113 |  |  | Battery 12V, 28AH 'F' connection, PS-12280 | Inventory Item | 143.2 |  |  |  | No | Energy Storage | Soligent De-listing | 0
440-0117 | 440-0117 |  |  | Rolls Surrette, Battery, (6) Six Cells, 12V, 357Ah @ 20hr, 12 CS 11P | Inventory Item | 1682 |  |  |  | No | Energy Storage | Soligent De-listing | 0
440-0118 | 440-0118 |  |  | Rolls Surrette, Battery, (2) Two Cells, 4V, 546AH @ 20hr, 4 CS 17P | Inventory Item | 966 |  |  |  | No | Energy Storage | Soligent De-listing | 0
440-0119 | 440-0119 |  |  | Rolls Surrette, Battery, (2) Two Cells, 4V, 1104AH @ 20hr, 4 KS 21P | Inventory Item | 1616 |  |  |  | No | Energy Storage | Soligent De-listing | 0
440-0120 | 440-0120 |  |  | Rolls Surrette, Battery, (2) Two Cells, 4V, 1350AH @ 20hr, 4 KS 25P | Inventory Item | 2070 |  |  |  | No | Energy Storage | Soligent De-listing | 0
440-0128 | 440-0128 |  |  | MK Battery, Unigy II, 12V, 6 Cell Module, 120Ah @ 24hr, Non-Interlock, 6AVR45-5 | Inventory Item | 1553.68 |  |  |  | No | Energy Storage | Soligent De-listing | 1428.67
440-0129 | 440-0129 |  |  | MK Battery, Unigy II, 12V, 6 Cell Module, 168Ah @ 24hr, Non-Interlock, 6AVR45-7 | Inventory Item | 1704.61 |  |  |  | No | Energy Storage | Soligent De-listing | 1567.46
440-0130 | 440-0130 |  |  | MK Battery, Unigy II, 12V, 6 Cell Module, 216Ah @ 24hr, Non-Interlock, 6AVR45-9 | Inventory Item | 1864.85 |  |  |  | No | Energy Storage | Soligent De-listing | 1714.8
440-0131 | 440-0131 |  |  | MK Battery, Unigy II, 12V, 6 Cell Module, 264Ah @ 24hr, Non-Interlock, 6AVR45-11 | Inventory Item | 2007.58 |  |  |  | No | Energy Storage | Soligent De-listing | 1846.05
440-0132 | 440-0132 |  |  | MK Battery, Unigy II, 12V, 6 Cell Module, 336Ah @ 24hr, Non-Interlock, 6AVR45-13 | Inventory Item | 2160.16 |  |  |  | No | Energy Storage | Soligent De-listing | 1986.36
440-0133 | 440-0133 |  |  | MK Battery, Unigy II, 12V, 6 Cell Module, 384Ah @ 24hr, Non-Interlock, 6AVR45-15 | Inventory Item | 2363.05 |  |  |  | No | Energy Storage | Soligent De-listing | 2172.92
440-0134 | 440-0134 |  |  | MK Battery, Unigy II, 6V, 3 Cell Module, 439Ah @ 24hr, Non-Interlock, 3AVR45-17 | Inventory Item | 1625.31 |  |  |  | No | Energy Storage | Soligent De-listing | 1494.54
440-0135 | 440-0135 |  |  | MK Battery, Unigy II, 6V, 3 Cell Module, 494Ah @ 24hr, Non-Interlock, 3AVR45-19 | Inventory Item | 1724.3 |  |  |  | No | Energy Storage | Soligent De-listing | 1585.56
440-0136 | 440-0136 |  |  | MK Battery, Unigy II, 6V, 3 Cell Module, 549Ah @ 24hr, Non-Interlock, 3AVR45-21 | Inventory Item | 1830.94 |  |  |  | No | Energy Storage | Soligent De-listing | 1683.62
440-0137 | 440-0137 |  |  | MK Battery, Unigy II, 6V, 3 Cell Module, 604Ah @ 24hr, Non-Interlock, 3AVR45-23 | Inventory Item | 1896.56 |  |  |  | No | Energy Storage | Soligent De-listing | 1743.97
440-0138 | 440-0138 |  |  | MK Battery, Unigy II, 6V, 3 Cell Module, 660Ah @ 24hr, Non-Interlock, 3AVR45-25 | Inventory Item | 1972.58 |  |  |  | No | Energy Storage | Soligent De-listing | 1813.86
440-0139 | 440-0139 |  |  | MK Battery, Unigy II, 6V, 3 Cell Module, 715Ah @ 24hr, Non-Interlock, 3AVR45-27 | Inventory Item | 2071.56 |  |  |  | No | Energy Storage | Soligent De-listing | 1904.89
440-0140 | 440-0140 |  |  | MK Battery, Unigy II, 6V, 3 Cell Module, 770Ah @ 24hr, Non-Interlock, 3AVR45-29 | Inventory Item | 2302.89 |  |  |  | No | Energy Storage | Soligent De-listing | 2117.6
440-0141 | 440-0141 |  |  | MK Battery, Unigy II, 6V, 3 Cell Module, 825Ah @ 24hr, Non-Interlock, 3AVR45-31 | Inventory Item | 2395.86 |  |  |  | No | Energy Storage | Soligent De-listing | 2203.09
440-0142 | 440-0142 |  |  | MK Battery, Unigy II, 6V, 3 Cell Module, 880Ah @ 24hr, Non-Interlock, 3AVR45-33 | Inventory Item | 2442.89 |  |  |  | No | Energy Storage | Soligent De-listing | 2246.33
440-0143 | 440-0143 |  |  | MK Battery, Unigy II, 12V, 6 Cell Module, 192Ah @ 24hr, Non-Interlock, 6AVR75-5 | Inventory Item | 1765.31 |  |  |  | No | Energy Storage | Soligent De-listing | 1623.28
440-0144 | 440-0144 |  |  | MK Battery, Unigy II, 12V, 6 Cell Module, 288Ah @ 24hr, Non-Interlock, 6AVR75-7 | Inventory Item | 1982.98 |  |  |  | No | Energy Storage | Soligent De-listing | 1823.43
440-0145 | 440-0145 |  |  | MK Battery, Unigy II, 12V, 6 Cell Module, 384Ah @ 24hr, Non-Interlock, 6AVR75-9 | Inventory Item | 2208.29 |  |  |  | No | Energy Storage | Soligent De-listing | 2030.61
440-0146 | 440-0146 |  |  | MK Battery, Unigy II, 12V, 6 Cell Module, 480Ah @ 24hr, Non-Interlock, 6AVR75-11 | Inventory Item | 2408.44 |  |  |  | No | Energy Storage | Soligent De-listing | 2214.66
440-0147 | 440-0147 |  |  | MK Battery, Unigy II, 12V, 6 Cell Module, 552Ah @ 24hr, Non-Interlock, 6AVR75-13 | Inventory Item | 2634.85 |  |  |  | No | Energy Storage | Soligent De-listing | 2422.85
440-0148 | 440-0148 |  |  | MK Battery, Unigy II, 12V, 6 Cell Module, 648Ah @ 24hr, Non-Interlock, 6AVR75-15 | Inventory Item | 2913.2 |  |  |  | No | Energy Storage | Soligent De-listing | 2678.8
440-0149 | 440-0149 |  |  | MK Battery, Unigy II, 6V, 3 Cell Module, 744Ah @ 24hr, Non-Interlock, 3AVR75-17 | Inventory Item | 1956.18 |  |  |  | No | Energy Storage | Soligent De-listing | 1798.78
440-0150 | 440-0150 |  |  | MK Battery, Unigy II, 6V, 3 Cell Module, 840Ah @ 24hr, Non-Interlock, 3AVR75-19 | Inventory Item | 2098.36 |  |  |  | No | Energy Storage | Soligent De-listing | 1929.53
440-0151 | 440-0151 |  |  | MK Battery, Unigy II, 6V, 3 Cell Module, 936Ah @ 24hr, Non-Interlock, 3AVR75-21 | Inventory Item | 2237.26 |  |  |  | No | Energy Storage | Soligent De-listing | 2057.25
440-0152 | 440-0152 |  |  | MK Battery, Unigy II, 6V, 3 Cell Module, 1032Ah @ 24hr, Non-Interlock, 3AVR75-23 | Inventory Item | 2341.18 |  |  |  | No | Energy Storage | Soligent De-listing | 2152.8
440-0153 | 440-0153 |  |  | MK Battery, Unigy II, 6V, 3 Cell Module, 1128Ah @ 24hr, Non-Interlock, 3AVR75-25 | Inventory Item | 2454.38 |  |  |  | No | Energy Storage | Soligent De-listing | 2256.9
440-0154 | 440-0154 |  |  | MK Battery, Unigy II, 6V, 3 Cell Module, 1224Ah @ 24hr, Non-Interlock, 3AVR75-27 | Inventory Item | 2590.55 |  |  |  | No | Energy Storage | Soligent De-listing | 2382.11
440-0155 | 440-0155 |  |  | MK Battery, Unigy II, 6V, 3 Cell Module, 1320Ah @ 24hr, Non-Interlock, 3AVR75-29 | Inventory Item | 2859.61 |  |  |  | No | Energy Storage | Soligent De-listing | 2629.53
440-0156 | 440-0156 |  |  | MK Battery, Unigy II, 6V, 3 Cell Module, 1416Ah @ 24hr, Non-Interlock, 3AVR75-31 | Inventory Item | 2976.1 |  |  |  | No | Energy Storage | Soligent De-listing | 2736.64
440-0157 | 440-0157 |  |  | MK Battery, Unigy II, 6V, 3 Cell Module, 1512Ah @ 24hr, Non-Interlock, 3AVR75-33 | Inventory Item | 3077.81 |  |  |  | No | Energy Storage | Soligent De-listing | 2830.17
440-0158 | 440-0158 |  |  | MK Battery, Unigy II, 12V, 6 Cell Module, 348Ah @ 24hr, Non-Interlock, 6AVR95-7 | Inventory Item | 2151.95 |  |  |  | No | Energy Storage | Soligent De-listing | 1978.8
440-0159 | 440-0159 |  |  | MK Battery, Unigy II, 12V, 6 Cell Module, 463Ah @ 24hr, Non-Interlock, 6AVR95-9 | Inventory Item | 2401.88 |  |  |  | No | Energy Storage | Soligent De-listing | 2208.62
440-0160 | 440-0160 |  |  | MK Battery, Unigy II, 12V, 6 Cell Module, 580Ah @ 24hr, Non-Interlock, 6AVR95-11 | Inventory Item | 2653.99 |  |  |  | No | Energy Storage | Shippable | 2440.45
440-0161 | 440-0161 |  |  | MK Battery, Unigy II, 12V, 6 Cell Module, 696Ah @ 24hr, Non-Interlock, 6AVR95-13 | Inventory Item | 2913.75 |  |  |  | No | Energy Storage | Soligent De-listing | 2679.31
440-0162 | 440-0162 |  |  | MK Battery, Unigy II, 12V, 6 Cell Module, 811Ah @ 24hr, Non-Interlock, 6AVR95-15 | Inventory Item | 3238.6 |  |  |  | No | Energy Storage | Soligent De-listing | 2978.02
440-0163 | 440-0163 |  |  | MK Battery, Unigy II, 6V, 3 Cell Module, 928Ah @ 24hr, Non-Interlock, 3AVR95-17 | Inventory Item | 2152.81 |  |  |  | No | Energy Storage | Soligent De-listing | 1979.6
440-0164 | 440-0164 |  |  | MK Battery, Unigy II, 6V, 3 Cell Module, 1044Ah @ 24hr, Non-Interlock, 3AVR95-19 | Inventory Item | 2313.29 |  |  |  | No | Energy Storage | Soligent De-listing | 2127.16
440-0165 | 440-0165 |  |  | MK Battery, Unigy II, 6V, 3 Cell Module, 1159Ah @ 24hr, Non-Interlock, 3AVR95-21 | Inventory Item | 2465.31 |  |  |  | No | Energy Storage | Soligent De-listing | 2266.95
440-0166 | 440-0166 |  |  | MK Battery, Unigy II, 6V, 3 Cell Module, 1276Ah @ 24hr, Non-Interlock, 3AVR95-23 | Inventory Item | 2593.83 |  |  |  | No | Energy Storage | Soligent De-listing | 2385.13
440-0167 | 440-0167 |  |  | MK Battery, Unigy II, 6V, 3 Cell Module, 1392Ah @ 24hr, Non-Interlock, 3AVR95-25 | Inventory Item | 2725.08 |  |  |  | No | Energy Storage | Soligent De-listing | 2505.82
440-0168 | 440-0168 |  |  | MK Battery, Unigy II, 6V, 3 Cell Module, 1507Ah @ 24hr, Non-Interlock, 3AVR95-27 | Inventory Item | 2865.63 |  |  |  | No | Energy Storage | Soligent De-listing | 2635.06
440-0169 | 440-0169 |  |  | MK Battery, Unigy II, 6V, 3 Cell Module, 1624Ah @ 24hr, Non-Interlock, 3AVR95-29 | Inventory Item | 3145.08 |  |  |  | No | Energy Storage | Soligent De-listing | 2892.02
440-0170 | 440-0170 |  |  | MK Battery, Unigy II, 6V, 3 Cell Module, 1740Ah @ 24hr, Non-Interlock, 3AVR95-31 | Inventory Item | 3279.61 |  |  |  | No | Energy Storage | Soligent De-listing | 3015.74
440-0171 | 440-0171 |  |  | MK Battery, Unigy II, 6V, 3 Cell Module, 1855Ah @ 24hr, Non-Interlock, 3AVR95-33 | Inventory Item | 3401.56 |  |  |  | No | Energy Storage | Soligent De-listing | 3127.87
440-0173 | 440-0173 |  |  | MK Battery, Unigy II, 6V, 3 Cell Module, 1276Ah @ 24hr, Interlock, 3AVR95-23 | Inventory Item | 2830.63 |  |  |  | No | Energy Storage | Soligent De-listing | 2602.87
440-0177 | 440-0177 |  |  | MK Battery, Unigy II, 6V, 3 Cell Module, 1392Ah @ 24hr, Interlock, 3AVR95-25 | Inventory Item | 2973.36 |  |  |  | No | Energy Storage | Soligent De-listing | 2734.13
440-0178 | 440-0178 |  |  | MK Battery, Unigy II, 4V, 2 Cell Module, 2424Ah @ 24hr, Interlock, 2AVR125-33 | Inventory Item | 2868.91 |  |  |  | No | Energy Storage | Soligent De-listing | 2638.08
440-0179 | 440-0179 |  |  | MK Battery, Unigy II, 6V, 3 Cell Module, 1624Ah @ 24hr, Interlock, 3AVR95-29 | Inventory Item | 3432.74 |  |  |  | No | Energy Storage | Soligent De-listing | 3156.54
440-0181 | 440-0181 |  |  | Trojan, Battery Owners Kit, Industrial Line, Universal, Includes Hydrometer, Maintenance Log Book, and User Guide 105166, Qty. 1, 220001 | Inventory Item | 63 |  |  |  | No | Energy Storage | Soligent De-listing | 0
440-0182 | 440-0182 |  |  | Trojan, Battery Watering Kit, Industrial Line, 12V, Universal, Includes Tubing, Fittings, Hand Pump, and Manual, Qty.1 220003 | Inventory Item | 218 |  |  |  | No | Energy Storage | Soligent De-listing | 0
440-0183 | 440-0183 |  |  | Trojan, Battery Watering Kit, Industrial Line, 24V, Universal, Includes Tubing, Fittings, Hand Pump, and Manual, Qty. 1, 220004 | Inventory Item | 236.08 |  |  |  | No | Energy Storage | Soligent De-listing | 222.07
440-0184 | 440-0184 |  |  | Trojan, Battery Watering Kit, Industrial Line, 48V, Universal, Includes Tubing, Fittings, Hand Pump, and Manual, Qty. 1, 220005 | Inventory Item |  |  |  |  | No | Energy Storage | Soligent De-listing | 0
440-0185 | 440-0185 |  |  | Trojan, Battery Watering Kit, Premium and Signature Line, 12V, Universal, Includes Tubing, Fitting, Hand Pump, and Manual, Qty. 1, 210100 | Inventory Item | 115 |  |  |  | No | Energy Storage | Soligent De-listing | 0
440-0186 | 440-0186 |  |  | Trojan, Battery Watering Kit, Premium and Signature Line, 24V, Universal, Includes Tubing, Fitting, Hand Pump, and Manual, Qty. 1, 210101 | Inventory Item | 172 |  |  |  | No | Energy Storage | Soligent De-listing | 0
440-0187 | 440-0187 |  |  | Trojan, Battery Watering Kit, Premium and Signature Line, 48V, Universal, Includes Tubing, Fittings, Hand Pump, and Manual, Qty. 1, 210102 | Inventory Item | 241 |  |  |  | No | Energy Storage | Soligent De-listing | 0
440-0188 | 440-0188 |  |  | MK Battery, Unigy II, 12V, 6 Cell Module, 811Ah @ 24hr, Interlock, 6AVR95-15 | Inventory Item | 3535 |  |  |  | No | Energy Storage | Soligent De-listing | 3250.57
440-0189 | 440-0189 |  |  | MK Battery, Unigy II, 6V, 3 Cell Module, 1044Ah @ 24hr, Interlock, 3AVR95-19 | Inventory Item | 2527.66 |  |  |  | No | Energy Storage | Soligent De-listing | 2324.29
440-0190 | 440-0190 |  |  | MK Battery, Unigy II, 6V, 3 Cell Module, 928Ah @ 24hr, Interlock, 3AVR95-17 | Inventory Item | 2351.56 |  |  |  | No | Energy Storage | Soligent De-listing | 2162.36
440-0191 | 440-0191 |  |  | MK Battery, Sealed AGM, 12V, 7.2Ah, Faston Tab Terminals, L-5.94xW-2.56xH-3.7, ES7-12 | Inventory Item | 20.72 |  |  |  | No | Energy Storage | Shippable | 19.06
440-0192 | 440-0192 |  |  | MK Battery, California Replacement Battery Fee, For any 6 or 12V replacement battery, not for new installations | Inventory Item | 2.5 |  |  |  | No | Energy Storage | Soligent De-listing | 2.3
440-0193 | 440-0193 |  |  | Concorde, California Replacement Battery Fee, For any 6 or 12V replacement battery, not for new installations | Inventory Item | 0 |  |  |  | No | Energy Storage | Soligent De-listing | 0
440-0195 | 440-0195 |  |  | Trojan, California Replacement Battery Fee, For any 6 or 12V replacement battery, not for new installations | Inventory Item | 0 |  |  |  | No | Energy Storage | Soligent De-listing | 0
440-0196 | 440-0196 |  |  | MK Battery, UltraFLEX 48V Energy Storage System, 16 12V Sealed Ultra Batteries, Enclosure, BMS, Web Based Monitoring, OCPD Each String, 28.2kWh, (17kWh@60% DOD), UF484TB03033 | Inventory Item | 24652 |  |  |  | No | Energy Storage | Vendor De-listing | 0
440-0197 | 440-0197 |  |  | MK Battery, Unigy II, 12V, 6 Cell Module, 580Ah @ 24hr, Interlock, 6AVR95-11 | Inventory Item | 2896.25 |  |  |  | No | Energy Storage | Soligent De-listing | 2663.22
440-0198 | 440-0198 |  |  | Quick Cable, Custom Quote, Enter Quote Number and Custom Price | Non-inventory Item |  |  |  |  | No | Energy Storage | Shippable | 0
440-0790 | 440-0790 |  |  | MK Battery, Unigy II, 6V, 3 Cell Module,1856Ah @ 24hr, Interlock, 3AVR95-33 | Inventory Item | 3712.19 |  |  |  | No | Energy Storage | Soligent De-listing | 3413.51
440-0791 | 440-0791 |  |  | Surrette Battery Co. Ltd., Custom Quote, Enter Quote Number and Custom Price | Non-inventory Item | 0 |  |  |  | No | Energy Storage | Soligent De-listing | 0
440-0792 | 440-0792 |  |  | Trojan, Battery Watering Kit, for Premium L16RE-2V, 48V, includes Vents, Tubing, Hand Pump, Supply Tube and Manual, Qty. 1, 210113 | Inventory Item | 680 |  |  |  | No | Energy Storage | Soligent De-listing | 0
450-0000 | 450-0000 |  |  | HomeGrid, Outdoor Case, Battery Cabinet, fits 2-4 Stack’d Batteries NOT included, White UV-resistant ABS Enclosure, 4000048 | Inventory Item |  |  |  |  | No | Energy Storage | Shippable | 0
450-0013 | 450-0013 |  |  | Midnite Solar, MNBE-A Battery Enclosure, Powder-coated, 29" x 14.5" x 27", 6 G-31, 4 Golf Cart, or 2 8D, MNBE-A | Inventory Item | 593.85 |  |  |  | No | Energy Storage | Shippable | 554.51
450-0015 | 450-0015 |  |  | Panasonic EverVolt, AC Enclosure w/Kit, PLSCA-700-1003 | Inventory Item | 1612.16 |  |  |  | No | Energy Storage | Shippable | 1325.56
450-0016 | 450-0016 |  |  | Panasonic EverVolt, DC Enclosure with Power Hub Controller, PLSCA-700-1002 | Inventory Item | 3414.86 |  |  |  | No | Energy Storage | Shippable | 2807.78
450-0031 | 450-0031 |  |  | Outback, Integrated Battery Rack, 2 Shelf Unit for 4 SimpliPhi 3.5/3.8 Batteries, 48V Systems, with 175A String OCPD, IBR-2-48-175-Li | Inventory Item | 2005.17 |  |  |  | No | Energy Storage | Shippable | 1850.92
450-0032 | 450-0032 |  |  | Outback, Integrated Battery Rack, 3 Shelf Unit for 6 SimpliPhi 3.5/3.8 Batteries, 48V Systems, with 175A String OCPD, IBR-3-48-175-Li | Inventory Item | 2614.14 |  |  |  | No | Energy Storage | Shippable | 2413.05
450-0096 | 450-0096 |  |  | Midnite Solar, Extra Shelf for Battery Enclosure, for MNBE-C, -D, -D3K, or -E boxes, MNSHELF | Inventory Item | 122.1 |  |  |  | No | Energy Storage | Soligent De-listing | 76.31
450-0098 | 450-0098 |  |  | Midnite Solar, MNBE-D Battery Enclosure, 2 shelves fits 8 x Group 31/GolfCart/GVX3050 batteries, MNBE-D | Inventory Item | 836.15 |  |  |  | No | Energy Storage | Shippable | 780.76
450-0099 | 450-0099 |  |  | Sonnen, ECO Battery Extension Cabinet, holds 4 additional Batteries, EXTCAB31 | Inventory Item | 1405.5 |  |  |  | No | Energy Storage | Soligent De-listing | 0
450-0102 | 450-0102 |  |  | Discover Energy, Wall mounting Bracket for 42-48-650 & 42-24-2800 AES Batteries, 950-0018 | Inventory Item | 161.25 |  |  |  | No | Energy Storage | Shippable | 148.28
450-0106 | 450-0106 |  |  | SimpliPhi, Battery Enclosure, for up to 6 Phi 3.8 LFP batteries, with Shelves and 2 4/0 X 96” Cables, w/o Buss Bars, BOSS.6 | Inventory Item | 2712.5 |  |  |  | No | Energy Storage | Shippable | 2494.25
450-0132 | 450-0132 |  |  | DPW, Battery Enclosure for Surrette, 12 L-16 Batteries, Chest Style, 29" x 53" x 24", Non-Insulated, 2x6, BB12-SS530-2x6 | Inventory Item | 1863 |  |  |  | No | Energy Storage | Vendor De-listing | 1164.38
450-0133 | 450-0133 |  |  | Outback, Integrated Battery Rack, 3 Shelf Unit for 48V Systems, with String OCPD,IBR-3-48-175 | Inventory Item | 2919.44 |  |  |  | No | Energy Storage | Shippable | 2472.94
450-0141 | 450-0141 |  |  | Outback, Integrated Battery Rack, 2 Shelf Unit for 48V Systems, with String OCPD,IBR-2-48-175 | Inventory Item | 1518.06 |  |  |  | No | Energy Storage | Shippable | 1285.88
450-0159-B | 450-0159-B |  |  | "B-Grade" Pika, Harbor Plus Smart Battery Electronics and Enclosure for Li- ion Battery, compatible with REbus DC Nanogrid (requires Panasonic DCB-105 Battery Modules, Purchased Separately), HSBK | Inventory Item | 2040.88 |  |  |  | No | Energy Storage | Soligent De-listing | 0
450-0160 | 450-0160 |  |  | Pika, Harbor Module Upgrade Kit, Hardware accessories to enable Capacity upgrade to either Harbor 4 or Harbor 6 (from Harbor 3 or Harbor 5), HMUK | Inventory Item | 50 |  |  |  | No | Energy Storage | Vendor De-listing | 0
450-0161 | 450-0161 |  |  | Pika, Harbor Module Spacer Kit, Module Spacer and Hardware accessories to enable Harbor 3 and Harbor 5 battery configurations, HMSK | Inventory Item | 116.47 |  |  |  | No | Energy Storage | Vendor De-listing | 0
450-0162 | 450-0162 |  |  | Pika, Coral SB-288 Smart Battery Electronics and Enclosure, Requires 24 Group 22 AGM Batteries (Purchased Separately) compatible with REbus DC Nanogrid, SB288 | Inventory Item | 5990 |  |  |  | No | Energy Storage | Vendor De-listing | 0
450-0164 | 450-0164 |  |  | Generac, PWRcell Battery Enclosure and Electronics for Li-ion Battery, requires PWRcell 2.85kWh Battery Module, (Purchased Separately), APKE00007 | Inventory Item | 2363.12 |  |  |  | No | Energy Storage | Vendor De-listing | 2171.88
450-0164 : 450-0164_S | 450-0164_S |  |  | Generac, PWRcell Battery Enclosure and Electronics for Li-ion Battery, requires PWRcell 2.85kWh Battery Module, (Purchased Separately), APKE00007 | Inventory Item | 2363.12 |  |  |  | No | Energy Storage | Vendor De-listing | 2171.88
450-0165 | 450-0165 |  |  | Generac, PWRcell Battery Module Spacer Kit with Hardware Accessories to enable 3 and 5 battery configurations, APKE00008 | Inventory Item | 160.8 |  |  |  | No | Energy Storage | Soligent De-listing | 86.45
450-0166 | 450-0166 |  |  | Generac, PWRcell Battery Module Upgrade Kit, Hardware Accessories to enable Capacity upgrade to either 4 or 6 (from 3 or 5 Battery Configuration), APKE00009 | Inventory Item | 133.16 |  |  |  | No | Energy Storage | Shippable | 122.38
450-0166 : 450-0166_S | 450-0166_S |  |  | Generac, PWRcell Battery Module Upgrade Kit, Hardware Accessories to enable Capacity upgrade to either 4 or 6 (from 3 or 5 Battery Configuration), APKE00009 | Inventory Item | 133.16 |  |  |  | No | Energy Storage | Soligent De-listing | 122.38
450-0169 | 450-0169 |  |  | SimpliPhi, Middle Cross Bar, 3.8 Bracket – M | Inventory Item | 40.54 |  |  |  | No | Energy Storage | Soligent De-listing | 37.5
450-0170 | 450-0170 |  |  | SimpliPhi, Bracket Screws, HW 90316A538 | Inventory Item | 1.89 |  |  |  | No | Energy Storage | Soligent De-listing | 1.62
450-0172 | 450-0172 |  |  | Sol-Ark, Battery Rack for 16 PCC-230 Sol-Ark AGM Batteries, includes 600A Bus Bars,SA-PCC230-RACK 16 | Inventory Item | 2400 |  |  |  | No | Energy Storage | Vendor De-listing | 1379.31
450-0173 | 450-0173 |  |  | Sol-Ark, Battery Rack for 8 PCC-230 Sol-Ark AGM Batteries, includes Sol-Ark Wire Package,SA-PCC230-RACK 8 | Inventory Item | 1000 |  |  |  | No | Energy Storage | Soligent De-listing | 919.54
450-0174 | 450-0174 |  |  | SimpliPhi, Boss.6 or ExprESS Rain Hood for Outdoor Installations, (1 Pair) RH-44-B | Inventory Item | 168.75 |  |  |  | No | Energy Storage | Shippable | 155.17
450-0175 | 450-0175 |  |  | SimpliPhi, Boss.12 Rain Hood for Outdoor Installations, RH-1010-B | Inventory Item | 175 |  |  |  | No | Energy Storage | Soligent De-listing | 160.92
450-0176 | 450-0176 |  |  | Outback, Replacement Plexiglass Shield Stand-Off for RE Battery, 866990 | Inventory Item | 3.33 |  |  |  | No | Energy Storage | Soligent De-listing | 2.6
450-0179 | 450-0179 |  |  | Fortress Power, Flex-Rack for 4 eFLEX 5.4 LFP batteries, includes Bus Bars, FlexRack | Inventory Item | 1437.5 |  |  |  | No | Energy Storage | Vendor De-listing | 1419.75
450-0184 | 450-0184 |  |  | EndurEnergy Systems, Inverter/Battery Enclosure with BMS for 4 ESP-5100 Battery Packs, and 1 Sol-Ark 8 or 12k Inverter (Not Included), 20.48kWh Name Plate, Indoor Rated, ESP-IE20, IE00020 | Inventory Item | 849.18 |  |  |  | No | Energy Storage | Shippable | 843.9
450-0191 | 450-0191 |  |  | Fortress Power, Wall Mount Kit for 1 eFLEX 5.4 LFP battery, eFlex - wall mount kit | Inventory Item | 68.18 |  |  |  | No | Energy Storage | Vendor De-listing | 67.8
450-0192 | 450-0192 |  |  | Fortress Power, DuraRack Holds up to 4 eFLEX 5.4 LFP batteries, (NOT included) includes Bus-Bars and Cables, and Wheels, IP65/3R Enclosure, DuraRack | Inventory Item | 954.55 |  |  |  | No | Energy Storage | Shippable | 949.15
450-0194 | 450-0194 |  |  | SimpliPhi, ESS Battery Conduit Box, for outdoor installation, SPI-CB | Inventory Item | 100 |  |  |  | No | Energy Storage |  | 93.02
450-0196 | 450-0196 |  |  | IQ Battery-10T Replacement Cover Only, B10T-CX-1290-O | Inventory Item | 281.48 |  |  |  | No | Energy Storage | Shippable | 274.7
450-0197 | 450-0197 |  |  | IQ Battery-3T Replacement Cover Only, B03T-CX-0430-O | Inventory Item | 141.98 |  |  |  | No | Energy Storage | Shippable | 138.55
450-0198 | 450-0198 |  |  | IQ Battery-10 Replacement Cover Only, B10-CX-1050-O | Inventory Item | 281.48 |  |  |  | No | Energy Storage | Shippable | 274.7
450-0199 | 450-0199 |  |  | IQ Battery-3 Replacement Cover Only, B03-CX-0350-O | Inventory Item | 141.98 |  |  |  | No | Energy Storage | Shippable | 138.55
450-0200 | 450-0200 |  |  | HomeGrid, Integrated Series, Battery/Inverter Cabinet, for use with Sol-Ark. 8, 12 and 15kW Inverters, Batteries and Inverter NOT included, HG-FS-48100-INT-A1 | Inventory Item | 9639.18 |  | 15000 |  | No | Energy Storage | Shippable | 8748.54
450-0201 | 450-0201 |  |  | HomeGrid, Power-Cube Series, Battery/Inverter Cabinet, can fit 1-4 Full Stacks of Stack’d Batteries and 1-3 Sol-Ark 12 or 15kW Inverters, Batteries and Inverter(s) NOT included, NEMA 3 R Enclosure, HG-FS48100-PB-A1 | Inventory Item | 16269.33 |  | 153600 |  | No | Energy Storage | Shippable | 14766.08
451-0000 | 451-0000 |  |  | SolarEdge, Home Load Controller, for Controlling Permanently Connected Appliances, works with SolarEdge Home Network, (Energy Net Communication), SEM-DCS-N08-00 | Inventory Item | 118.01 |  | 90 |  | No | Energy Storage | Shippable | 111.76
460-0015 : 460-0015 : 460-0015_U | 460-0015 : 460-0015_U |  |  | Morningstar, SunSaver MPPT Charge Controller, 15A, 75VDC, 12/24VDC, SS-MPPT-15L | Inventory Item | 258.11 |  |  |  | No | Energy Storage | Soligent De-listing | 241.77
480-0000 | 480-0000 |  |  | Tesla, Powerwall, 6.4 kWh Daily Lithium-ion battery pack, 350V-450VDC, NEMA 3R, (MUST ORDER WITH #490-0000 Battery Service),1067000-00-E | Inventory Item | 8360 |  |  |  | No | Energy Storage | Soligent De-listing | 0
480-0001 | 480-0001 |  |  | Tesla, Non-functioning Powerwall, Display Unit Only of 6.4 kWh Daily Lithium-ion battery pack, 1067000-00-E DEMO | Inventory Item | 0 |  |  |  | No | Energy Storage | Soligent De-listing | 0
480-0002 | 480-0002 |  |  | Enphase, AC Battery, 1.2kW, Lithium Iron Phosphate, 240VAC, Requires Envoy-S Metered Envoy & CT's, B280-1200-LL-I-US00-RF0 | Inventory Item | 2500 |  |  |  | No | Energy Storage | Vendor De-listing | 0
480-0003 | 480-0003 |  |  | Franklin WH, aPower X AC Coupled Energy Storage System, 5kW, 13.6kWh LFP, use with aGateX Smart Switch, APR-05K13V1-US | Inventory Item | 9890.11 |  |  |  | No | Energy Storage | Shippable | 8791.21
480-0004 | 480-0004 |  |  | JLM, E200-7.8, Energizr 200, fully-assembled self-consumption battery system for grid-tied residential demand shaving, self-supply and TOU rate plans. DC coupled using Fronius Primo, 7.8 kWh LiFePO4 battery with BMS, UL certified battery, Linez monitoring, 20-Year warranty, system lifetime Measurz software/app account. Grid-tied only (not a backup system). does not include the inverter, 9999-E200-LFP-7.8 | Inventory Item | 17030 |  |  |  | No | Energy Storage | Soligent De-listing | 0
480-0004-KIT | 480-0004-KIT |  |  | JLM KIT, Includes 1, JLM, E200-7.8, Energizr 200, fully-assembled self-consumption battery system for grid-tied residential demand shaving, self-supply and TOU rate plans. DC coupled using Fronius Primo, 7.8 kWh LiFePO4 battery with BMS, UL certified battery, Linez monitoring, 20-Year warranty, system lifetime Measurz software/app account. Grid-tied only (not a backup system). 9999-E200-LFP-7.8; PLUS 1 Fronius, Primo 3.8-1 208/240 TL Grid Tied Inverter, 1-Ph, 3.8kW, 208/240VAC, 60Hz, 600VDC, DC Discon, 2 Unfused i/p, 2 MPPT, 10 Yr Warr, Wi-Fi/Ethernet Datamanager, Arc-Fault Protection, 4,210,064,800 | Kit/Package | 18340 |  |  |  | No | Energy Storage | Vendor De-listing | 0
480-0005 | 480-0005 |  |  | JLM, E200-10.4, Energizr 200, fully-assembled self-consumption battery system for grid-tied residential demand shaving, self-supply and TOU rate plans. DC coupled using Fronius Primo, 10.4 kWh LiFePO4 battery with BMS, UL certified battery inverter, Linez monitoring, 20-Year warranty, system lifetime Measurz software/app account. Grid-tied only (not a backup system). Does not include the inverter, 9999-E200-LFP-10.4 | Inventory Item | 19505.2 |  |  |  | No | Energy Storage | Soligent De-listing | 0
480-0005-KIT | 480-0005-KIT |  |  | JLM KIT, Includes 1, E200-10.4, Energizr 200, fully-assembled self-consumption battery system for grid-tied residential demand shaving, self-supply and TOU rate plans. DC coupled using Fronius Primo, 10.4 kWh LiFePO4 battery with BMS, UL certified battery inverter, Linez monitoring, 20-Year warranty, system lifetime Measurz software/app account. Grid-tied only (not a backup system)., 9999-E200-LFP-10.4; PLUS 1 Fronius, Primo 5.0-1 208/240 TL Grid Tied Inverter, 1-Ph, 5.0kW, 208/240VAC, 60Hz, 600VDC, DC Discon, 2 Unfused i/p, 2 MPPT, 10 Yr Warr, Wi-Fi/Ethernet Datamanager, Arc-Fault Protection, 4,210,063,800 | Kit/Package | 21005 |  |  |  | No | Energy Storage | Vendor De-listing | 0
480-0006 | 480-0006 |  |  | JLM, E200-15.6, Energizr 200, fully-assembled self-consumption battery system for grid-tied residential demand shaving, self-supply and TOU rate plans. DC coupled using Fronius Primo, 15.6 kWh LiFePO4 battery with BMS, UL certified battery inverter, Linez monitoring, 20-Year warranty, system lifetime Measurz software/app account. Grid-tied only (not a backup system). Does not include the inverter, 9999-E200-LFP-15.6 | Inventory Item | 24455.6 |  |  |  | No | Energy Storage | Soligent De-listing | 0
480-0006-KIT | 480-0006-KIT |  |  | JLM KIT, Includes 1, E200-15.6, Energizr 200, fully-assembled self-consumption battery system for grid-tied residential demand shaving, self-supply and TOU rate plans. DC coupled using Fronius Primo, 15.6 kWh LiFePO4 battery with BMS, UL certified battery inverter, Linez monitoring, 20-Year warranty, system lifetime Measurz software/app account. Grid-tied only (not a backup system)., 9999-E200-LFP-15.6; PLUS 1 Fronius, Primo 7.6-1 208/240 TL Grid Tied Inverter, 1-Ph, 7.6kW, 208/240VAC, 60Hz, 600VDC, DC Discon, 2 Unfused i/p, 2 MPPT, 10 Yr Warr, Wi-Fi/Ethernet Datamanager, Arc-Fault Protection, 4,210,061,800 | Kit/Package | 26336 |  |  |  | No | Energy Storage | Vendor De-listing | 0
480-0007 | 480-0007 |  |  | JLM, E200-20.8, Energizr 200, fully-assembled self-consumption battery system for grid-tied residential demand shaving, self-supply and TOU rate plans. DC coupled using Fronius Primo, 20.8 kWh LiFePO4 battery with BMS, UL certified battery inverter, Linez monitoring, 20-Year warranty, system lifetime Measurz software/app account. Grid-tied only (not a backup system). Does not include the inverter, 9999-E200-LFP-20.8 | Inventory Item | 30706 |  |  |  | No | Energy Storage | Soligent De-listing | 0
480-0008 | 480-0008 |  |  | JLM, Phazr-8, self-consumption MicroStorage battery system for grid-tied residential and commercial demand shaving, self-supply and TOU rate plans. Installed on PV racking, one per 60-cell PV module, DC coupled using Enphase IQ or M250 microinverter. 650 Wh LiFePO4 battery with BMS, MC-4 In/Out, Use with Phazr Network Bundle (one per project), UL certified battery, 20-Year warranty, lifetime Measurz software/app account, 9999-Phazr-8 | Inventory Item | 1800 |  |  |  | No | Energy Storage | Soligent De-listing | 0
480-0009 | 480-0009 |  |  | JLM, Phazr-10, self-consumption MicroStorage battery system for grid-tied residential and commercial demand shaving, self-supply and TOU rate plans. Installed on PV racking, one per 72-cell PV module, DC coupled using Enphase IQ or M250 microinverter. 810 Wh LiFePO4 battery with BMS, MC-4 In/Out, Use with Phazr Network Bundle (one per project), UL certified battery, 20-Year warranty, lifetime Measurz software/app account, 9999-Phazr-10 | Inventory Item | 1800 |  |  |  | No | Energy Storage | Soligent De-listing | 0
480-0010 | 480-0010 |  |  | JLM, Custom Quote | Inventory Item | 0 |  |  |  | No | Energy Storage | Soligent De-listing | 0
480-0011 | 480-0011 |  |  | SimpliPhi, Phi 3.5, Battery, 3.5kWh, LFP (Lithium Iron Phosphate), 48 volt, with 80A disco and BMS, UL-1642, 3.5-48-60 | Inventory Item | 4250 |  |  |  | No | Energy Storage | Vendor De-listing | 0
480-0012 | 480-0012 |  |  | Enphase, AC Battery, 1.2kW, Lithium Iron Phosphate, 240VAC, Requires IQ-Envoy & CT's, IQ6PLUS-B1200-LL-I-US00-RV1 | Inventory Item | 2500 |  |  |  | No | Energy Storage | Vendor De-listing | 0
480-0013 | 480-0013 |  |  | SimpliPhi, Phi 3.5, Battery, 3.5kWh, LFP (Lithium Iron Phosphate), 24 volt, with 80A disco and BMS, UL-1642, 3.5-24-60 | Inventory Item | 3700 |  |  |  | No | Energy Storage | Vendor De-listing | 1887.76
480-0014 | 480-0014 |  |  | SimpliPhi, Custom Quote | Inventory Item | 0 |  |  |  | No | Energy Storage | Soligent De-listing | 0
480-0014 : 480-0014_S | 480-0014_S |  |  | SimpliPhi, Custom Quote | Inventory Item | 0 |  |  |  | No | Energy Storage | Soligent De-listing | 0
480-0015 | 480-0015 |  |  | Panasonic, 3.38kWh name plate, Li-ion Battery Module, used with Pika System, DCB-105 | Inventory Item | 2635 |  |  |  | No | Energy Storage | Vendor De-listing | 0
480-0016 | 480-0016 |  |  | SimpliPhi,Phi 3.8, Battery, 3.8kWh, LFP (Lithium Iron Phosphate), 48 volt, with 80A discoand BMS, UL-1973, ABS Case, PHI-3.8-48-60 | Inventory Item | 2418.81 |  | 3800 |  | No | Energy Storage | Vendor De-listing | 2150.06
480-0016 : 480-0016_S | 480-0016_S |  |  | SimpliPhi,Phi 3.8, Battery, 3.8kWh, LFP (Lithium Iron Phosphate), 48 volt, with 80A discoand BMS, UL-1973, ABS Case, PHI-3.8-48-60 | Inventory Item | 2418.81 |  | 3800 |  | No | Energy Storage | Vendor De-listing | 2150.06
480-0017 | 480-0017 |  |  | SimpliPhi,Phi 3.8, Battery, 3.8kWh, LFP (Lithium Iron Phosphate), 24 volt, with 80A disco and BMS, UL-1973, ABS Case, 45ADischarge Rate, PHI-3.8-24-60 | Inventory Item | 2346.25 |  | 3800 |  | No | Energy Storage | Soligent De-listing | 2040.22
480-0018 | 480-0018 |  |  | sonnen, 2.5kWh Battery for use with ECO products, ECOBATT | Inventory Item | 2053.9 |  | 2500 |  | No | Energy Storage | Vendor De-listing | 1786
480-0018 : 480-0018_S | 480-0018_S |  |  | sonnen, 2.5kWh Battery for use with ECO products, ECOBATT | Inventory Item | 2053.9 |  | 2500 |  | No | Energy Storage | Soligent De-listing | 1786
480-0019 | 480-0019 |  |  | sonnen, 2.0kWh Battery for use with ECO-LINX Gen1.5 products, ECONDBATT | Inventory Item | 2539 |  | 2000 |  | No | Energy Storage | Shippable | 2207.83
480-0019 : 480-0019_S | 480-0019_S |  |  | sonnen, 2.0kWh Battery for use with ECO-LINX Gen1.5 products, ECONDBATT | Inventory Item | 2539 |  | 2000 |  | No | Energy Storage | Soligent De-listing | 2207.83
480-0020 | 480-0020 |  |  | SMA, BYD Battery-Box-H10, 10.24kWh LFP (Lithium Iron Phosphate) with BCU, (Battery Control Unit), STOR-102-BY-US-10 | Inventory Item | 7575 |  | 10240 |  | No | Energy Storage | Vendor De-listing | 6516.13
480-0020 : 480-0020_S | 480-0020_S |  |  | SMA, BYD Battery-Box-H10, 10.24kWh LFP (Lithium Iron Phosphate) with BCU, (Battery Control Unit), STOR-102-BY-US-10 | Inventory Item | 7575 |  | 10240 |  | No | Energy Storage | Soligent De-listing | 6516.13
480-0021 | 480-0021 |  |  | Panasonic EverVolt, Lithium Ion Battery 2.85 kWh, BJ-DCB105ZKT | Inventory Item | 1547.06 |  | 2850 |  | No | Energy Storage | Shippable | 1461.11
480-0021 : 480-0021_S | 480-0021_S |  |  | Panasonic EverVolt, Lithium Ion Battery 2.85 kWh, BJ-DCB105ZKT | Inventory Item | 1547.06 |  | 2850 |  | No | Energy Storage | Soligent De-listing | 1461.11
480-0022 | 480-0022 |  |  | sonnen, 2.0kWh Battery for use with eco-Linx Gen 1 products, ECOLXBATT | Inventory Item | 2850.3 |  | 2000 |  | No | Energy Storage | Shippable | 2478.52
480-0022 : 480-0022_S | 480-0022_S |  |  | sonnen, 2.0kWh Battery for use with eco-Linx Gen 1 products, ECOLXBATT | Inventory Item | 2850.3 |  | 2000 |  | No | Energy Storage | Soligent De-listing | 2478.52
480-0023 | 480-0023 |  |  | sonnen, Custom Quote, Enter Quote Number and Custom Price | Non-inventory Item | 0 |  |  |  | No | Energy Storage | Shippable | 0
480-0024 | 480-0024 |  |  | Panasonic, Custom Quote, Enter Quote Number and Custom Price | Non-inventory Item |  |  |  |  | No | Energy Storage | Soligent De-listing | 0
480-0025 | 480-0025 |  |  | SimpliPhi, AmpliPHI 3.8, Communications Based 3.8kWh LFP Battery, (Lithium Iron Phosphate), 48 volt, with 100A DC Breaker-On/Off Switch and BMS, UL-1642, CE, AmpliPHI-3.8-48 | Inventory Item | 2906.25 |  |  |  | No | Energy Storage | Shippable | 2703.49
480-0025 : 480-0025_S | 480-0025_S |  |  | SimpliPhi, AmpliPHI 3.8, Communications Based 3.8kWh LFP Battery, (Lithium Iron Phosphate), 48 volt, with 100A DC Breaker-On/Off Switch and BMS, UL-1642, CE, AmpliPHI-3.8-48 | Inventory Item | 2906.25 |  |  |  | No | Energy Storage | Soligent De-listing | 2703.49
480-0026 | 480-0026 |  |  | Discover Energy, Custom Quote, Enter Quote Number and Custom Price | Non-inventory Item |  |  |  |  | No | Energy Storage | Shippable | 0
480-0027 | 480-0027 |  |  | Discover Energy, AES 48V/7.39kWh LiFePO4 (Lithium Iron Phosphate) Battery, with BMS, Xanbus Closed Loop Communication, UL1973, 42-48-6650 | Inventory Item | 6298.75 |  | 6650 |  | No | Energy Storage | Shippable | 5791.95
480-0027 : 480-0027_S | 480-0027_S |  |  | Discover Energy, AES 48V/7.39kWh LiFePO4 (Lithium Iron Phosphate) Battery, with BMS, Xanbus Closed Loop Communication, UL1973, 42-48-6650 | Inventory Item | 6298.75 |  | 6650 |  | No | Energy Storage | Soligent De-listing | 5791.95
480-0028 | 480-0028 |  |  | Discover Energy, AES 24V/2.8kWh LiFePO4 (Lithium Iron Phosphate) Battery, with BMS, Xanbus Closed Loop Communication, UL1973, 44-24-2800 | Inventory Item | 2812.5 |  |  |  | No | Energy Storage | Shippable | 2586.21
480-0028 : 480-0028_S | 480-0028_S |  |  | Discover Energy, AES 24V/2.8kWh LiFePO4 (Lithium Iron Phosphate) Battery, with BMS, Xanbus Closed Loop Communication, UL1973, 44-24-2800 | Inventory Item | 2746.25 |  |  |  | No | Energy Storage | Soligent De-listing | 2525.29
480-0121 | 480-0121 |  |  | Trojan, Trillium Sealed LFP (Lithium Iron Phosphate) Battery, 12V, 92.5Ah @ 20Hr, Group 24, M8 Treaded Hole Terminal, with BMS, TR 12.8-92 Li-ion | Inventory Item | 913.56 |  |  |  | No | Energy Storage | Soligent De-listing | 784.82
480-0121 : 480-0121_S | 480-0121_S |  |  | Trojan, Trillium Sealed LFP (Lithium Iron Phosphate) Battery, 12V, 92.5Ah @ 20Hr, Group 24, M8 Treaded Hole Terminal, with BMS, TR 12.8-92 Li-ion | Inventory Item | 905 |  |  |  | No | Energy Storage | Soligent De-listing | 778.49
480-0122 | 480-0122 |  |  | Trojan, Trillium Sealed LFP (Lithium Iron Phosphate) Battery, 12V, 111Ah @ 20Hr, Group 27, 5/16” Stud/1/4” Threaded Hole Terminal, with BMS, TR 12.8-110 Li-ion | Inventory Item | 1085.17 |  |  |  | No | Energy Storage | Soligent De-listing | 932.25
480-0122 : 480-0122_S | 480-0122_S |  |  | Trojan, Trillium Sealed LFP (Lithium Iron Phosphate) Battery, 12V, 111Ah @ 20Hr, Group 27, 5/16” Stud/1/4” Threaded Hole Terminal, with BMS, TR 12.8-110 Li-ion | Inventory Item | 1075 |  |  |  | No | Energy Storage | Soligent De-listing | 924.73
480-0123 : 480-0123 : 480-0123_S | 480-0123 : 480-0123_S |  |  | Enphase, Encharge 3.36kWh LFP Battery, with 4 integrated IQ8X-BATT inverters, NEMA 3R, ENCHARGE-3-1P-NA | Inventory Item | 2387.65 |  |  |  | No | Energy Storage | Soligent De-listing | 2275.29
480-0124 | 480-0124 |  |  | Enphase, Encharge 10.5kWh LFP Battery, with 12 integrated IQ8X-BATT inverters, NEMA 3R, ENCHARGE-10-1P-NA | Inventory Item | 5555.56 |  | 3840 |  | No | Energy Storage | Shippable | 4899.29
480-0124 : 480-0124 : 480-0124 : 480-0124_S | 480-0124 : 480-0124 : 480-0124_S |  |  | Enphase, Encharge 10.5kWh LFP Battery, with 12 integrated IQ8X-BATT inverters, NEMA 3R, ENCHARGE-10-1P-NA | Inventory Item | 7160.49 |  |  |  | No | Energy Storage | Soligent De-listing | 6823.53
480-0125 : 480-0125_S | 480-0125_S |  |  | Generac, PWRcell Battery Module, 3.38kWh Name Plate, 2.85kWh Useable, A0000391219 | Inventory Item | 1644.24 |  | 3380 |  | No | Energy Storage | Soligent De-listing | 1511.18
480-0126**DO NOT USE | 480-0126**DO NOT USE |  |  | SimpliPhi, Phi 3.8, Battery, 3.8kWh, LFP (Lithium Iron Phosphate), 48 volt, with 80A disco and BMS, UL-1973, PHI-3.8-48-60**California Drop Ship Only** | Inventory Item | 3880 |  |  |  | No | Energy Storage | Soligent De-listing | 0
480-0127 : 480-0127_S | 480-0127_S |  |  | Generac, PWRcell Battery Module, 3.0kWh Useable, Extended Temperature Range, 8004 | Inventory Item | 1712.5 |  | 3000 |  | No | Energy Storage | Vendor De-listing | 1573.92
480-0128 : 480-0128_S | 480-0128_S |  |  | SimpliPhi, Phi 3.8, Battery, 3.8kWh, LFP (Lithium Iron Phosphate), 48 volt, with 80A disco and BMS, UL-1973, White Metal Case, PHI-3.8-48-M | Inventory Item | 2418.81 |  | 3800 |  | No | Energy Storage | Vendor De-listing | 2132.95
480-0129 | 480-0129 |  |  | SimpliPhi, Phi 3.8, Battery, 3.8kWh, LFP (Lithium Iron Phosphate), 24 volt, with 80A disco and BMS, UL-1973, White Metal Case, PHI-3.8-24-M | Inventory Item | 2375 |  | 3800 |  | No | Energy Storage | Shippable | 2375
480-0129 : 480-0129_S | 480-0129_S |  |  | SimpliPhi, Phi 3.8, Battery, 3.8kWh, LFP (Lithium Iron Phosphate), 24 volt, with 80A disco and BMS, UL-1973, White Metal Case, PHI-3.8-24-M | Inventory Item | 2346.25 |  | 3800 |  | No | Energy Storage | Soligent De-listing | 2346.25
480-0130 | 480-0130 |  |  | SimpliPhi,Phi 3.8, Battery, 3.8kWh, LFP (Lithium Iron Phosphate), 24 volt, with 80A disco and BMS, UL-1973, ABS Case, 75ADischarge Rate, PHI-3.8-24-60 | Inventory Item | 2346.25 |  | 3800 |  | No | Energy Storage | Vendor De-listing | 2040.22
480-0131 | 480-0131 |  |  | SimpliPhi, Phi 1.4, Battery, 1.4kWh, LFP (Lithium Iron Phosphate), 12 volt, with BMS, with SB50 Anderson Connector, PHI-1.4-12-60 | Inventory Item | 1093.75 |  | 1400 |  | No | Energy Storage | Soligent De-listing | 951.09
480-0131 : 480-0131_S | 480-0131_S |  |  | SimpliPhi, Phi 1.4, Battery, 1.4kWh, LFP (Lithium Iron Phosphate), 12 volt, with BMS, with SB50 Anderson Connector, PHI-1.4-12-60 | Inventory Item | 1093.75 |  | 1400 |  | No | Energy Storage | Soligent De-listing | 951.09
480-0132 : 480-0132_S | 480-0132_S |  |  | Enphase, IQ Battery 3T, 3.36kWh LFP Battery, with 4 integrated IQ8X-BAT Inverters, NEMA 3R, ENCHARGE-3T-1P-NA | Inventory Item | 2387.65 |  | 1280 |  | No | Energy Storage | Soligent De-listing | 2102.17
480-0133 : 480-0133_S | 480-0133_S |  |  | Enphase, IQ Battery 10T, 10.5kWh LFP Battery, with 12 integrated IQ8X-BAT Inverters, NEMA 3R, ENCHARGE-10T-1P-NA | Inventory Item | 7160.49 |  | 3800 |  | No | Energy Storage | Soligent De-listing | 6823.53
480-0134 | 480-0134 |  |  | Fortress Power, eVault 18.5, 48V Nominal/360Ah, 18.5kWh, LiFePO4 (Lithium Iron Phosphate) Battery, 10 Yr Warranty, Max 12 units in Parallel, UL-1642, eVault 18.5 | Inventory Item | 10227.27 |  | 18500 |  | No | Energy Storage | Vendor De-listing | 10169.49
480-0134 : 480-0134_S | 480-0134_S |  |  | Fortress Power, eVault 18.5, 48V Nominal/360Ah, 18.5kWh, LiFePO4 (Lithium Iron Phosphate) Battery, 10 Yr Warranty, Max 12 units in Parallel, UL-1642, eVault 18.5 | Inventory Item | 10113.64 |  | 18500 |  | No | Energy Storage | Soligent De-listing | 10470.59
480-0135 : 480-0135_S | 480-0135_S |  |  | Fortress Power, eVault Max 18.5, 48V Nominal/360Ah, 18.5kWh, LiFePO4 (Lithium Iron Phosphate) Battery, 10 Yr Warranty, Max 20 units in Parallel, UL-1642, 1973, 9540, eVault Max 18.5 | Inventory Item | 11250 |  | 18500 |  | No | Energy Storage | Vendor De-listing | 10900
480-0136 | 480-0136 |  |  | SolarEdge, Energy Bank Battery, 9.7kWh, NMC (Nickel-Manganese-Cobalt) 5kW Continuous Output, Wall or Floor Mount, (One floor stand is required per Energy Bank), NEMA 3R, UL-9540, 10 Year Warranty, BAT-10K1PS0B-02 | Inventory Item | 5895 |  | 9700 |  | No | Energy Storage | Shippable | 5400
480-0136 : 480-0136_S | 480-0136_S |  |  | SolarEdge, Energy Bank Battery, 9.7kWh, NMC (Nickel-Manganese-Cobalt) 5kW Continuous Output, Wall or Floor Mount, (One floor stand is required per Energy Bank), NEMA 3R, UL-9540, 10 Year Warranty, BAT-10K1PS0B-01 | Inventory Item | 6790.12 |  | 9700 |  | No | Energy Storage | Soligent De-listing | 0
480-0137 | 480-0137 |  |  | Fortress Power, eFLEX 5.4, 48V Nominal/105Ah, 5.374kWh, LiFePO4 (Lithium Iron Phosphate) Battery, 10 Yr Warranty, Max 15 units in Parallel, Floor Mount Kit included, UL-1642, UL9540, eFLEX 5.4 | Inventory Item | 3518.52 |  | 5374 |  | No | Energy Storage | Vendor De-listing | 3137.88
480-0139 | 480-0139 |  |  | SimpliPhi, Phi 1.4, Battery, 1.4kWh, LFP (Lithium Iron Phosphate), 12 volt, with BMS, Breaker-On/Off Switch, PHI-1.4-12-T | Inventory Item | 1100.63 |  | 1400 |  | No | Energy Storage | Shippable | 1011.56
480-0140 | 480-0140 |  |  | Generac, PWRcell EX Battery Module, 3.0kWh Useable, NMC, 8000 | Inventory Item | 1669.69 |  |  |  | No | Energy Storage | Vendor De-listing | 1570.89
480-0142 | 480-0142 |  |  | Storz Power, 5.12kWh, LFP (Lithium Iron Phosphate) EMP Hardened Battery, 48 Volt Nominal, with BMS, UL-1973, 10317 | Inventory Item | 3333.33 |  | 5120 |  | No | Energy Storage | Shippable | 2906.98
480-0144 | 480-0144 |  |  | HomeGrid, 5.12kWh Compact Series Battery LFP Battery Module, C1-LFP051201-A01 | Inventory Item | 3072.16 |  |  |  | No | Energy Storage | Shippable | 2788.3
480-0145 |  |  |  | SimpliPhi, 4.98 kWh, LFP Battery (Lithium Iron Phosphate), Wall Mountable, with BMS,100A DC Breaker, IP65 with CANBUS Closed-Looped Comms, 10 Yr. Warranty, IP65, SPHI-B-4.9 | Inventory Item | 5315.72 |  | 4900 |  | No | Energy Storage | Shippable | 4824.56
480-0148 | 480-0148 |  |  | IQ 3 Battery Base kit, add IQ-3 or IQ-10 Cover Kit, B03-A01-US00-1-3 | Inventory Item | 2360.49 |  |  |  | No | Energy Storage | Shippable | 2303.61
480-2000 | 480-2000 |  |  | EndurEnergy Systems, 5.12kWh1 100Ah, 48 Vdc Nominal, Battery Pack, can Series up to 16 Batteries, ESP-5100 HL | Inventory Item | 2496 |  | 5120 |  | No | Energy Storage | Shippable | 2480.5
500-0128 | 500-0128 |  |  | SimpliPhi, Battery Bus Bars, for 2 Batteries, 1 Pair, Red/Black, BB-2 | Inventory Item | 151.35 |  |  |  | No | Energy Storage | Shippable | 140
500-0207 | 500-0207 |  |  | Midnite Solar, MN-Battery Combiner with 1000A Positive & Negative Bus bars and 100mV shunt for OutBack, Knockouts for 12 Panel Breakers, MNBCB 1000/100 | Inventory Item | 842.84 |  |  |  | No | Energy Storage | Shippable | 787
500-0265 | 500-0265 |  |  | SimpliPhi, BOSS.6 Three Battery Bus Bar Kit, 3-Battery Horizontal, 1 Pair, Red/Black Bus Bars, 2, 1/0 Red/Black 25” cables, order 1 per shelf, BB-3-6 | Inventory Item | 317.57 |  |  |  | No | Energy Storage | Shippable | 293.75
500-0266 | 500-0266 |  |  | Tesla, Internal Panelboard Kit, Optional Panelboard Kit with Wire Jumpers and Breaker Hold-Down Bar, 1529623-00-x | Inventory Item | 112.5 |  |  |  | No | Energy Storage | Shippable | 103.45
500-0548 | 500-0548 |  |  | SimpliPhi, AccESS Rain Hood for Outdoor Installations, RH-1010 | Inventory Item | 222.97 |  |  |  | No | Energy Storage | Soligent De-listing | 206.25
500-0556 | 500-0556 |  |  | MidNite Solar, MN-Battery Combiner with 2000A Positive & Negative Bus bars and 200mV shunt, Knockouts for 12 Panel Mount Breakers, MNBCB 2000/200 | Inventory Item | 1175.07 |  |  |  | No | Energy Storage | Shippable | 1129.29
500-0557 | 500-0557 |  |  | MidNite Solar, Busbar, for MNBCB-2000/200 Battery Combiner, Positive or Negative, includes Red & White insulators and screws , 2000A, MNBCB-BUSBAR2k | Inventory Item | 291.35 |  |  |  | No | Energy Storage | Shippable | 280
500-0558 | 500-0558 |  |  | 12/2 Tray Cable, PVC 600V, 12 AWG, 12-2/C VNTC | Inventory Item | 0.61 |  |  |  | No | Energy Storage | Soligent De-listing | 0.57
510-0099 | 510-0099 |  |  | Panasonic EverVolt, Battery Combiner Box, use when Paralleling Battery Cabinets, MB03 | Inventory Item | 771.76 |  |  |  | No | Energy Storage | Shippable | 728.89
520-0001 | 520-0001 |  |  | Morningstar, GenStar Charge Controller, 60A, 200V Max Input, 12, 24, 48VDC, with RTS, GS-MPPT-60M-200V | Inventory Item | 990.54 |  |  |  | No | Energy Storage | Shippable | 927.85
520-0029 : 520-0029 : 520-0029_U | 520-0029 : 520-0029_U |  |  | Morningstar, SunGuard Charge Controller, 4.5A, 12VDC, SG-4 | Inventory Item | 35.14 |  |  |  | No | Energy Storage | Soligent De-listing | 32.91
520-0034 : 520-0034 : 520-0034_U | 520-0034 : 520-0034_U |  |  | Morningstar, SunLight Charge/Lighting Controller, 10A, 12VDC, SL-10L-12V | Inventory Item | 93.24 |  |  |  | No | Energy Storage | Soligent De-listing | 87.34
520-0036 : 520-0036 : 520-0036_U | 520-0036 : 520-0036_U |  |  | Morningstar, SunLight Charge/Lighting Controller, 20A, 12VDC, SL-20L-12V | Inventory Item | 121.62 |  |  |  | No | Energy Storage | Soligent De-listing | 113.92
520-0037 : 520-0037 : 520-0037_U | 520-0037 : 520-0037_U |  |  | Morningstar, SunSaver Charge Controller, 10A, 12VDC, SS10-12V | Inventory Item | 66.22 |  |  |  | No | Energy Storage | Soligent De-listing | 62.03
520-0038 : 520-0038 : 520-0038_U | 520-0038 : 520-0038_U |  |  | Morningstar, SunSaver Charge Controller, 10A, 12VDC, with Low Voltage Disconnect, SS10L-12V | Inventory Item | 81.08 |  |  |  | No | Energy Storage | Soligent De-listing | 75.95
520-0039 : 520-0039 : 520-0039_U | 520-0039 : 520-0039_U |  |  | Morningstar, SunSaver Charge Controller, 10A, 24VDC, with Low Voltage Disconnect, SS10L-24V | Inventory Item | 91.89 |  |  |  | No | Energy Storage | Soligent De-listing | 86.08
520-0040 : 520-0040 : 520-0040_U | 520-0040 : 520-0040_U |  |  | Morningstar, SunSaver Charge Controller, 20A, 12VDC, with Low Voltage Disconnect, SS20L-12V | Inventory Item | 114.86 |  |  |  | No | Energy Storage | Soligent De-listing | 107.59
520-0041 : 520-0041 : 520-0041_U | 520-0041 : 520-0041_U |  |  | Morningstar, SunSaver Charge Controller, 20A, 24VDC, with Low Voltage Disconnect, SS-20L-24V | Inventory Item | 118.92 |  |  |  | No | Energy Storage | Soligent De-listing | 111.39
520-0042 : 520-0042 : 520-0042_U | 520-0042 : 520-0042_U |  |  | Morningstar, SunSaver Charge Controller, 6A, 12VDC, SS6-12V | Inventory Item | 56.76 |  |  |  | No | Energy Storage | Soligent De-listing | 53.16
520-0043 : 520-0043 : 520-0043_U | 520-0043 : 520-0043_U |  |  | Morningstar, SunSaver Charge Controller, 6A, 12VDC, with Low Voltage Disconnect, SS-6L-12V | Inventory Item | 67.57 |  |  |  | No | Energy Storage | Soligent De-listing | 63.29
520-0044 | 520-0044 |  |  | Morningstar, SunSaver DUO Charge Controller, 25A, 12VDC, with Remote Meter, SSD-25RM | Inventory Item | 254 |  |  |  | No | Energy Storage | Soligent De-listing | 0
520-0045 : 520-0045 : 520-0045_U | 520-0045 : 520-0045_U |  |  | Morningstar, TriStar Charge Controller, 45A, 12/24/48VDC, TS-45 | Inventory Item | 187.84 |  |  |  | No | Energy Storage | Soligent De-listing | 175.95
520-0046 : 520-0046 : 520-0046_U | 520-0046 : 520-0046_U |  |  | Morningstar, TriStar Charge Controller, 60A, 12/24/48VDC, TS-60 | Inventory Item | 247.3 |  |  |  | No | Energy Storage | Soligent De-listing | 231.65
520-0080 : 520-0080 : 520-0080_U | 520-0080 : 520-0080_U |  |  | Morningstar, ProStar PWM Charge Controller, Gen 3, 15A, 12/24VDC, with LCD Meter, PS-15M | Inventory Item | 164.86 |  |  |  | No | Energy Storage | Soligent De-listing | 154.43
520-0081 : 520-0081 : 520-0081_U | 520-0081 : 520-0081_U |  |  | Morningstar, ProStar PWM Charge Controller, Gen 3, 30A, 12/24VDC, w/o Meter, PS-30 | Inventory Item | 143.24 |  |  |  | No | Energy Storage | Soligent De-listing | 134.18
520-0082 : 520-0082 : 520-0082_U | 520-0082 : 520-0082_U |  |  | Morningstar, ProStar PWM Charge Controller, Gen 3, 30A, 12/24VDC, with LCD Meter, PS-30M | Inventory Item | 197.3 |  |  |  | No | Energy Storage | Soligent De-listing | 184.81
520-0096 : 520-0096 : 520-0096_U | 520-0096 : 520-0096_U |  |  | Morningstar, TriStar MPPT Charge Controller, 45A, 150VDC, 12/48VDC, with RTS, TS-MPPT-45 | Inventory Item | 504.05 |  |  |  | No | Energy Storage | Soligent De-listing | 472.15
520-0097 : 520-0097 : 520-0097_U | 520-0097 : 520-0097_U |  |  | Morningstar, TriStar MPPT Charge Controller, 60A, 150VDC, 12/48VDC, with RTS & Ethernet, TS-MPPT-60 | Inventory Item | 624.32 |  |  |  | No | Energy Storage | Soligent De-listing | 584.81
520-0098 : 520-0098 : 520-0098_U | 520-0098 : 520-0098_U |  |  | Morningstar, TriStar LCD Digital Meter display, mounts into TS and TS-MPPT controller front plate, TS-M-2 | Inventory Item | 104.05 |  |  |  | No | Energy Storage | Soligent De-listing | 97.47
520-0099 : 520-0099 : 520-0099_U | 520-0099 : 520-0099_U |  |  | Morningstar, TriStar Remote Digital Meter (for TS-MPPT) with 100' cable, TS-RM-2 | Inventory Item | 129.73 |  |  |  | No | Energy Storage | Soligent De-listing | 121.52
520-0101 | 520-0101 |  |  | Midnite Solar, Classic 150, MPPT Charge Controller, 150VDC, 96A, 12-93V Battery, with BTS & LCD, Arc-fault Protection, CLASSIC 150 | Inventory Item | 692.18 |  |  |  | No | Energy Storage | Shippable | 641.96
520-0102 | 520-0102 |  |  | Midnite Solar, Classic 200, MPPT Charge Controller, 200VDC, 79A, 12-93V Battery, with BTS & LCD, Arc-fault Protection, CLASSIC 200 | Inventory Item | 692.18 |  |  |  | No | Energy Storage | Shippable | 641.96
520-0102-B | 520-0102-B |  |  | "B-Grade" Midnite Solar, Classic 200, MPPT Charge Controller, 200VDC, 79A, 12-93V Battery, with BTS & LCD, Arc-fault Protection, CLASSIC 200 | Inventory Item | 513.66 |  |  |  | No | Energy Storage | Vendor De-listing | 487.72
520-0103 | 520-0103 |  |  | Midnite Solar, Classic 250, MPPT Charge Controller, 250VDC, 63A, 12-93V Battery, with BTS & LCD, Arc-fault Protection, CLASSIC 250 | Inventory Item | 785.71 |  |  |  | No | Energy Storage | Shippable | 728.71
520-0140 | 520-0140 |  |  | Midnite Solar, Whiz Bang Jr Current sense module, attach to a standard 50mV/500A Shunt, Use with the Classic and KID to give Amp readings, MNWBJR | Inventory Item | 60.61 |  |  |  | No | Energy Storage | Shippable | 56.21
520-0143 : 520-0143 : 520-0143_U | 520-0143 : 520-0143_U |  |  | Morningstar, SunLight Charge/Lighting Controller, 20A, 24VDC, SL-20L-24V | Inventory Item | 127.03 |  |  |  | No | Energy Storage | Soligent De-listing | 118.99
520-0151 | 520-0151 |  |  | Midnite Solar, 1.5kW AC Clipper, 1500 W AC Limiter for all Classic Controllers, 3 resistors 2ohms each in parallel, MNCLIP1.5KAC2.0 | Inventory Item | 1597.97 |  |  |  | No | Energy Storage | Shippable | 1478.13
520-0164 | 520-0164 |  |  | SENSATA - Magnum, PT-100 MPPT Charge Controller, 100A, 200+ Vdc, 12/24/48V, Integrated GFDI & AFCI, BTS included, PT-100 | Inventory Item | 1053.11 |  |  |  | No | Energy Storage | Shippable | 907.85
520-0166 : 520-0166 : 520-0166_U | 520-0166 : 520-0166_U |  |  | Morningstar, ProStar MPPT Charge Controller, 40A, 12/24V, 30A Load Controller, 120V max input, With Meter PS-MPPT40-M | Inventory Item | 518.92 |  |  |  | No | Energy Storage | Soligent De-listing | 486.08
520-0167 | 520-0167 |  |  | Morningstar, ProStar MPPT Charge Controller, 25A, 12/24V, 25A Load Controller, 120V max input, No Meter, PS-MPPT-25 | Inventory Item | 360.81 |  |  |  | No | Energy Storage | Shippable | 337.97
520-0167 : 520-0167 : 520-0167_U | 520-0167 : 520-0167_U |  |  | Morningstar, ProStar MPPT Charge Controller, 25A, 12/24V, 25A Load Controller, 120V max input, No Meter, PS-MPPT-25 | Inventory Item | 337.84 |  |  |  | No | Energy Storage | Soligent De-listing | 316.46
520-0168 | 520-0168 |  |  | Morningstar, ProStar MPPT Charge Controller, 25A, 12/24V, 25A Load Controller, 120V max input, With Meter PS-MPPT-25-M | Inventory Item | 444.59 |  |  |  | No | Energy Storage | Shippable | 416.46
520-0168 : 520-0168 : 520-0168_U | 520-0168 : 520-0168_U |  |  | Morningstar, ProStar MPPT Charge Controller, 25A, 12/24V, 25A Load Controller, 120V max input, With Meter PS-MPPT-25-M | Inventory Item | 416.22 |  |  |  | No | Energy Storage | Soligent De-listing | 389.87
520-0172 | 520-0172 |  |  | Schneider Electric, XW-MPPT-100/600 Charge Controller, 100A, 600VDC, 24 or 48VDC, (requires an SCP or Insight to program), UL/CSA, 865-1034 | Inventory Item | 1552.47 |  |  |  | No | Energy Storage | Shippable | 1338.33
530-0123 | 530-0123 |  |  | Enphase, Enpower 175A Main/Load Breaker, 25kAIC, CSR2175N, BRK-175A-2P-240V | Inventory Item | 172.67 |  |  |  | No | Energy Storage | Shippable | 148.85
530-0124 | 530-0124 |  |  | Enphase, Enpower 150A Main/Load Breaker, 25kAIC, CSR2150N, BRK-150A-2P-240V | Inventory Item | 172.67 |  |  |  | No | Energy Storage | Shippable | 150.58
530-0141 | 530-0141 |  |  | Enphase, Enpower 20A Encharge/Combiner Breaker, 10kAIC, Eaton BR220, BRK-20A-2P-240V | Inventory Item | 13.81 |  |  |  | No | Energy Storage | Soligent De-listing | 12.95
530-0148 | 530-0148 |  |  | Enphase, Enpower 15A Encharge/Combiner Breaker, 10kAIC, Eaton BR215, BRK-15A-2-240V | Inventory Item | 14.91 |  |  |  | No | Energy Storage | Soligent De-listing | 12.85
530-0243 | 530-0243 |  |  | Enphase, Eaton Type Br Circuit Breaker Hold-DOwn | Inventory Item | 14.62 |  |  |  | No | Energy Storage | Soligent De-listing | 14.43
530-1104 | 530-1104 |  |  | SolarEdge, 40A Breaker for StorEdge Backup Interface, Qty.1, CB-UPG-40-01 | Inventory Item | 32.53 |  |  |  | No | Energy Storage | Shippable | 28.05
530-1108 | 530-1108 |  |  | Enphase, 15A 2 Pole Breaker for IQ Combiner 4n for use with Hold Down Kit, Eaton BR215B, BRK-15A-2P-240V-B | Inventory Item | 27.69 |  |  |  | No | Energy Storage | Shippable | 21.69
530-1110 | 530-1110 |  |  | Enphase 20A/40A Quad breaker, 10kAIC, for IQ System Controller 2.0 with Gen-Set, BQC220240, BRK-20A40A-4P-240V | Inventory Item | 38.67 |  |  |  | No | Energy Storage | Shippable | 36.25
530-1111 | 530-1111 |  |  | Enphase, Eaton Type Br Circuit Breaker Hold-DOwn | Inventory Item | 15 |  |  |  | No | Energy Storage | Soligent De-listing | 14.43
550-0132 | 550-0132 |  |  | Panasonic EverVolt, Cable (Wire 6' Flexible), Inverter to Battery, PLSCA-500-1025 | Inventory Item | 161.33 |  |  |  | No | Energy Storage | Shippable | 134.44
560-0061 | 560-0061 |  |  | SolarEdge, StorEdge Auto-Transformer, 120/240V Split Phase, 25A, wall-mounted, NEMA 3, SEAUTO-TX-5000 | Inventory Item | 301.89 |  |  |  | No | Energy Storage | Vendor De-listing | 260.25
560-0066 | 560-0066 |  |  | Enphase, Enpower Soft Starter for 240V HVAC Loads with Current Rating 8A to 16A, SSTART-08-16A-1P-230V | Inventory Item | 357.77 |  |  |  | No | Energy Storage | Shippable | 335.41
560-0067 | 560-0067 |  |  | Enphase, Enpower Soft Starter for 120V HVAC and Pumps Loads with Current Rating 12A to 20A, SSTART-12-20A-1P-115V | Inventory Item | 357.77 |  |  |  | No | Energy Storage | Shippable | 335.41
560-0068 | 560-0068 |  |  | Enphase, Enpower Soft Starter for 240V HVAC Loads with Current Rating 16A to 32A, SSTART-16-32A-1P-230V | Inventory Item | 357.77 |  |  |  | No | Energy Storage | Shippable | 335.41
570-0013 | 570-0013 |  |  | Generac, 600A CT, Qty.1, APKE00006 | Inventory Item | 234.44 |  |  |  | No | Energy Storage | Shippable | 215.47
570-0046 | 570-0046 |  |  | JLM, Phazr Network Bundle, 1 per system up to 50 Phazrs, to communicate w/Linez & other Phazrs - 9999-Phazr Networking Bundle | Inventory Item | 1915.99 |  |  |  | No | Energy Storage | Soligent De-listing | 0
570-0049 | 570-0049 |  |  | Panasonic EverVolt, PowerHub Controller w/PLC, PLSCA-600-1009 | Inventory Item | 1569.41 |  |  |  | No | Energy Storage | Shippable | 1498.88
570-0050 | 570-0050 |  |  | Panasonic EverVolt, Power Line Communication (PLC), PLSCA-500-1021 | Inventory Item | 157.65 |  |  |  | No | Energy Storage | Shippable | 150.56
570-0051 | 570-0051 |  |  | Panasonic EverVolt, CT’s for 100-300A Service, Qty. 1 Pair, JQ.Q3C31.D01 | Inventory Item | 157.65 |  |  |  | No | Energy Storage | Shippable | 150.56
570-0052 | 570-0052 |  |  | Panasonic EverVolt, CT’s for 400-600A Service, Qty. 1 Pair, JQ.Q3C31.D03 | Inventory Item | 277.65 |  |  |  | No | Energy Storage | Shippable | 265.17
570-0053 | 570-0053 |  |  | Panasonic EverVolt, AC Stacking/Gen Kit, 40A, PLSCA-500-1024 | Inventory Item | 458.82 |  |  |  | No | Energy Storage | Shippable | 438.2
570-0080 | 570-0080 |  |  | Discover Energy, LYNK Communication Gateway, for Closed Loop Communication when use with LYNK Edge Card, with Power Supply, 950-0015 | Inventory Item | 365 |  |  |  | No | Energy Storage | Vendor De-listing | 335.63
570-0081 | 570-0081 |  |  | Discover Energy, LYNK Edge Card, use with LYNK Communication Gateway, for SkyBox Closed Loop Communication, 950-0016-OUTBK SKBX | Inventory Item | 90 |  |  |  | No | Energy Storage | Vendor De-listing | 82.76
570-0082 | 570-0082 |  |  | Discover Energy, LYNK Edge Card, use with LYNK Communication Gateway, for Sunny Island Closed Loop Communication, 950-0016-SMASI | Inventory Item | 90 |  |  |  | No | Energy Storage | Vendor De-listing | 82.76
570-0083 | 570-0083 |  |  | Discover Energy, LYNK Edge Card, use with LYNK Communication Gateway, for Sol-Ark Closed Loop Communication, 950-0016-SLRK | Inventory Item | 103.75 |  |  |  | No | Energy Storage | Vendor De-listing | 95.4
570-0145 : 570-0145 : 570-0145_U | 570-0145 : 570-0145_U |  |  | Morningstar, Remote Temperature Sensor, RTS | Inventory Item | 33.78 |  |  |  | No | Energy Storage | Soligent De-listing | 31.65
570-0244 | 570-0244 |  |  | SimpliPhi, AccESS with Schneider XW 6848-PRO, Gateway, SCH-2430069 | Inventory Item | 552.94 |  |  |  | No | Energy Storage | Soligent De-listing | 528.09
570-0245 | 570-0245 |  |  | SimpliPhi, AccESS Interconnect for 2 Stack Schneider XW 6848, SCH-ESS-IC | Inventory Item | 700 |  |  |  | No | Energy Storage | Vendor De-listing | 668.54
570-0246 | 570-0246 |  |  | Generac, Automatic Transfer Switch Control Adapter Kit for Whole House Backup applications (Transfer Switch NOT included), APKE00001 | Inventory Item | 133.16 |  |  |  | No | Energy Storage | Vendor De-listing | 122.38
570-1091 | 570-1091 |  |  | Schneider Electric, Battery Temperature Sensor, 35 ft, 130-0004-03-01 | Inventory Item | 78.67 |  |  |  | No | Energy Storage | Vendor De-listing | 73.75
570-1144 | 570-1144 |  |  | JLM, Phazr Hub, WiFi communication hub for all Phazr units, One hub per project, no internet connection required for local system operation but internet required to communicate system data to Measurz software, 9999-Phazr-Hub | Inventory Item | 388.7 |  |  |  | No | Energy Storage | Vendor De-listing | 0
570-1178 | 570-1178 |  |  | Tesla, Powerwall 2 Back-Up Gateway, 120/240Vac, RGM, Ethernet, 3G-Cell, Wi-Fi, for up to 10 Powerwall 2 AC coupled units, NEMA 3R, Powerwall Backup Gateway | Inventory Item | 1100 |  |  |  | No | Energy Storage | Shippable | 1100
570-1199 | 570-1199 |  |  | Tesla Backup Gateway 2, 120/240Vac, RGM, Ethernet, Cellular (3G, LTE/4G), Wi-Fi, for up to 10 Powerwall 2 AC coupled units, RGM, NEMA 3R, Powerwall Backup Gateway 2 | Inventory Item | 1000 |  |  |  | No | Energy Storage | Shippable | 1000
570-1199 : 570-1199_S | 570-1199_S |  |  | Tesla Backup Gateway 2, 120/240Vac, RGM, Ethernet, Cellular (3G, LTE/4G), Wi-Fi, for up to 10 Powerwall 2 AC coupled units, RGM, NEMA 3R, Powerwall Backup Gateway 2 | Inventory Item | 1000 |  |  |  | No | Energy Storage | Soligent De-listing | 1000
570-1206 | 570-1206 |  |  | Generac, 2 Wire Start Kit, for all Air Cooled Generators with Evolution or Sync 2.0 controllers, 7109 | Inventory Item | 22.59 |  |  |  | No | Energy Storage | Shippable | 20.76
570-1207 | 570-1207 |  |  | Panasonic EverVolt, Filter JQ.D3C01.D03 | Inventory Item | 47.65 |  |  |  | No | Energy Storage | Soligent De-listing | 45
570-1208 | 570-1208 |  |  | Panasonic EverVolt, Emergency Shutdown Button, JQ.Q3C31.D02 | Inventory Item | 236.47 |  |  |  | No | Energy Storage | Shippable | 223.33
570-1209 | 570-1209 |  |  | Panasonic EverVolt, Comm Cable Kit for Stacking Systems, JQ.Q3C31.D04 | Inventory Item | 72.94 |  |  |  | No | Energy Storage | Soligent De-listing | 68.89
570-1213 | 570-1213 |  |  | Sol-Ark, PowerView Ethernet & Wi-Fi Dongle, SA-ETH-PWR | Inventory Item | 117.65 |  |  |  | No | Energy Storage | Soligent De-listing | 112.36
570-1214 | 570-1214 |  |  | Generac, 264A CT Kit, includes 2, CTs and Internet Adapter CT, Qty.1, APKE00032 | Inventory Item | 115.85 |  |  |  | No | Energy Storage | Shippable | 106.47
570-1215 | 570-1215 |  |  | Generac, 264A Smart CT’s includes 2, CTs with 4’ leads, UCT2 | Inventory Item | 89.09 |  |  |  | No | Energy Storage | Shippable | 81.88
570-1216 | 570-1216 |  |  | Generac, CT-Y Adapter, SYCOM2 | Inventory Item | 20.23 |  |  |  | No | Energy Storage | Shippable | 18.59
570-1218 | 570-1218 |  |  | Generac,264A CT Kit, includes 2, CTs and Internet Adapter CT, Qty.1, APKE00017**Service Part** | Inventory Item | 160.8 |  |  |  | No | Energy Storage | Soligent De-listing | 92.41
570-1220 | 570-1220 |  |  | Panasonic EverVolt, AC Relay/Gen Kit, 40A, JQ.D3C01.D01 | Inventory Item | 341.18 |  |  |  | No | Energy Storage | Soligent De-listing | 322.22
570-1229 | 570-1229 |  |  | Generac, Cell Modem with 5 year Verizon Data plan, use with XVT Inverters, PCLTE1 | Inventory Item | 534.15 |  |  |  | No | Energy Storage | Shippable | 490.92
570-1240 | 570-1240 |  |  | Generac, Smart CT Extender, 10’, SCTE2 | Inventory Item | 20.23 |  |  |  | No | Energy Storage | Shippable | 18.59
570-2240 | 570-2240 |  |  | Fortress Power, Guardian Battery Monitor Gateway, IP23 (Indoor), for eFlex and eVault Batteries, use with Guardian Companion App, Guardian Battery Monitoring | Inventory Item | 295.45 |  | 5 |  | No | Energy Storage | Shippable | 293.79
577-0221 : 577-0221_S | 577-0221_S |  |  | JLM, Linez, Residential consumption/production energy monitoring and WiFi communication hub. Four 200 Amp external CTs monitor PV production and energy consumption. Can control up to three JLM Loadz load controllers, 9999-Linez​ ​​PLZ100-2PR | Inventory Item | 388.89 |  |  |  | No | Energy Storage | Soligent De-listing | 357.14
577-0222 : 577-0222_S | 577-0222_S |  |  | JLM, Loadz, single-circuit load management relay to automatically control a specific circuit, up to 30A/240V, based on utility rate plan pre-loaded into Linez monitor. Requires one Linez unit for up to four Loadz. WiFi network communication, manual override and remote control via Measurz app, 9999-Loadz | Inventory Item | 388.89 |  |  |  | No | Energy Storage | Soligent De-listing | 353.54
577-0223 | 577-0223 |  |  | SolarEdge, Smart Hot Water, SMRT-HOT-WTR-45-S1 | Inventory Item | 577.53 |  |  |  | No | Energy Storage | Shippable | 531.06
577-0223 : 577-0223_S | 577-0223_S |  |  | SolarEdge, Smart Hot Water, SMRT-HOT-WTR-45-S1 | Inventory Item | 560.71 |  |  |  | No | Energy Storage | Soligent De-listing | 515.6
577-0224 : 577-0224_S | 577-0224_S |  |  | SolarEdge, Smart EV Charger (includes cable), with NEMA 6-50 Plug, SE-EV-SA-KIT-LJ40P | Inventory Item | 634.53 |  |  |  | No | Energy Storage | Soligent De-listing | 590.77
577-0225 : 577-0225_S | 577-0225_S |  |  | SolarEdge, Smart EV Charger Solar boost kit with HD-Wave inverter (each PN includes 5 units), SE-EV-KIT-V3UPG-01 | Inventory Item | 178.02 |  |  |  | No | Energy Storage | Soligent De-listing | 165.75
577-0226 | 577-0226 |  |  | SolarEdge, Sensor for Smart Hot Water, HOTWTR-SENS-NA-S1 | Inventory Item | 263.9 |  |  |  | No | Energy Storage | Shippable | 242.67
577-0226 : 577-0226_S | 577-0226_S |  |  | SolarEdge, Sensor for Smart Hot Water, HOTWTR-SENS-NA-S1 | Inventory Item | 256.21 |  |  |  | No | Energy Storage | Soligent De-listing | 235.6
577-0229 | 577-0229 |  |  | SolarEdge, Smart EV Charger (includes cable), with NEMA 14-50 Plug, SE-EV-SA-KIT-LJ40N | Inventory Item | 1058 |  |  |  | No | Energy Storage | Soligent De-listing | 608.05
577-0230 | 577-0230 |  |  | Panasonic, Lumin Smart Electrical Panel, for Controlling/Load Shedding up to 12 120/240V Circuits, Indoor Rated, LSP-INDOOR | Inventory Item | 1882.35 |  |  |  | No | Energy Storage | Vendor De-listing | 1777.78
577-0231 | 577-0231 |  |  | Panasonic, Lumin Smart Electrical Panel, for Controlling/Load Shedding up to 12 120/240V Circuits, Outdoor Rated, LSP-OUTDOOR | Inventory Item | 2352.94 |  |  |  | No | Energy Storage | Soligent De-listing | 2222.22
577-0232 | 577-0232 |  |  | SolarEdge, Smart EV Charger (No cable), with NEMA 6-50 Plug, SE-EV-SA-US-40P | Inventory Item | 325.83 |  |  |  | No | Energy Storage | Soligent De-listing | 299.61
577-0232 : 577-0232_S | 577-0232_S |  |  | SolarEdge, Smart EV Charger (No cable), with NEMA 6-50 Plug, SE-EV-SA-US-40P | Inventory Item | 316.34 |  |  |  | No | Energy Storage | Soligent De-listing | 290.89
577-0233 | 577-0233 |  |  | SolarEdge, Smart EV Charger (No cable), with NEMA 14-50 Plug, SE-EV-SA-US-40N | Inventory Item | 364.09 |  |  |  | No | Energy Storage | Soligent De-listing | 334.79
577-0233 : 577-0233_S | 577-0233_S |  |  | SolarEdge, Smart EV Charger (No cable), with NEMA 14-50 Plug, SE-EV-SA-US-40N | Inventory Item | 353.49 |  |  |  | No | Energy Storage | Soligent De-listing | 325.05
580-0108 | 580-0108 |  |  | Generac, PWRcell 100A Automatic Transfer Switch (ATS), with Load Management, Manage up to 4 HVAC (24Vac Controlled) Loads for Whole Home Coverage, Service Rated, NEMA 3R, CXSW100A3 | Inventory Item | 731.95 |  |  |  | No | Energy Storage | Shippable | 672.72
580-0140 | 580-0140 |  |  | SMA, Sunny Boy Storage Automatic Back-Up Unit, 120/240Vac/200A, for use with Sunny Boy-Storage Inverter, 3R enclosure, SBS-ABU-200-US-10 | Inventory Item | 2666.65 |  |  |  | No | Energy Storage | Shippable | 2298.84
580-0147 | 580-0147 |  |  | Generac, SnapRS, Module Level RSD, 1 inline with each PV module, 13A Max, for NEC-2017 Compliance, APKE00011 | Inventory Item | 40.26 |  |  |  | No | Energy Storage | Vendor De-listing | 37.01
580-0153 | 580-0153 |  |  | SolarEdge, Energy Hub, Backup Interface, with 5kW Autoformer, Import/Export Meter, 200A Main Breaker rated for Service Side Connection, BI-EUSGN-01 | Inventory Item | 2446.85 |  |  |  | No | Energy Storage | Vendor De-listing | 2107.4
580-0166 | 580-0166 |  |  | Generac, Generator Smart Transfer Switch, 120/240V, 100A, NEMA 3R, Service-Rated, RXSW100A3 | Inventory Item | 558.47 |  |  |  | No | Energy Storage | Shippable | 528.28
580-0169 | 580-0169 |  |  | Generac, PWRcell 100A Automatic Transfer Switch (ATS), with Load Management, Manage up to 4 HVAC (24Vac Controlled) Loads for Whole Home Coverage, NEMA 3R, CXSC100A3 | Inventory Item | 492.18 |  |  |  | No | Energy Storage | Soligent De-listing | 452.35
580-0186 | 580-0186 |  |  | SolarEdge, Energy Hub, Backup Interface, with 5kW Autoformer, Import/Export Meter w/CT’s, 200A Main Breaker rated for Service Side Connection, BI-EUSGN-02 | Inventory Item | 2446.85 |  |  |  | No | Energy Storage | Shippable | 2095.29
580-0228 | 580-0228 |  |  | Generac, DC Breaker Lock-Out, APKE00036 | Inventory Item | 40.45 |  |  |  | No | Energy Storage | Shippable | 37.18
600-0003 | 600-0003 |  |  | R&R Services Inc., Custom Quote, Enter Quote Number and Custom Price | Non-inventory Item |  |  |  |  | No | Energy Storage | Soligent De-listing | 0
600-0004 | 600-0004 |  |  | Panasonic, Custom Quote, Enter Quote Number and Custom Price | Non-inventory Item |  |  |  |  | No | Energy Storage | Shippable | 0
600-0011 | 600-0011 |  |  | SimpliPhi, Custom Quote, Enter Quote Number and Custom Price | Non-inventory Item |  |  |  |  | No | Energy Storage | Shippable | 0
600-0018 | 600-0018 |  |  | MK Battery, Custom Quote, Enter Quote Number and Custom Price | Non-inventory Item |  |  |  |  | No | Energy Storage | Shippable | 0
600-0019 | 600-0019 |  |  | Trojan, Custom Quote, Enter Quote Number and Custom Price | Non-inventory Item |  |  |  |  | No | Energy Storage | Shippable | 0
600-0022 | 600-0022 |  |  | Fortress Power, Custom Quote, Enter Quote Number and Custom Price | Non-inventory Item |  |  |  |  | No | Energy Storage | Shippable | 0
600-0028 | 600-0028 |  |  | Endur, Custom Quote, Enter Quote Number and Custom Price | Non-inventory Item |  |  |  |  | No | Energy Storage | Shippable | 0
600-0035 | 600-0035 |  |  | HomeGrid, Custom Quote, Enter Quote Number and Custom Price | Non-inventory Item |  |  |  |  | No | Energy Storage | Shippable | 0
600-0041 | 600-0041 |  |  | Generac Custom Item | Non-inventory Item |  |  |  |  | No | Energy Storage | Shippable | 0
600-0045 | 600-0045 |  |  | Crown Battery, Custom Quote, Enter Quote Number and Custom Price | Non-inventory Item |  |  |  |  | No | Energy Storage | Shippable | 0
600-0046 | 600-0046 |  |  | Fullriver Batteries, Custom Quote, Enter Quote Number and Custom Price | Non-inventory Item |  |  |  |  | No | Energy Storage | Shippable | 0
DS-349-0042 | DS-349-0042 |  |  | SimpliPhi, ExprESS with Magnum MS4448PAE, Mini-Magnum Panel, 2 Phi 3.8, LFP Batteries (Lithium Iron Phosphate), 1 PT-100 Charge Controller, ME-ARC Interface, 2 USB & 4 120V/15A GFI Receptacles, Free-Standing 3R Enclosure, E-2PHI-48-60 | Inventory Item | 17800 |  |  |  | No | Energy Storage | Vendor De-listing | 10229.89
DS-349-0053 | DS-349-0053 |  |  | SimpliPhi, AccESS 15.2 with Schneider XW 6848-PRO Inverter, 120/240Vac, SCP, 4 Phi 3.8, LFP Batteries (Lithium Iron Phosphate), 1 MPPT 80/600 Charge Controller, 3R Enclosure, UL-1973, A-4PHI-CC-SCH-PRO | Inventory Item | 27900 |  |  |  | No | Energy Storage | Vendor De-listing | 15000
DS-349-0054 | DS-349-0054 |  |  | SimpliPhi, AccESS 15.2 with Schneider XW 6848-PRO Inverter, 120/240Vac, SCP, 4 Phi 3.8, LFP Batteries (Lithium Iron Phosphate), AC Coupled, 3R Enclosure, UL-1973, A-4PHI-SCH-PRO | Inventory Item | 25900 |  |  |  | No | Energy Storage | Vendor De-listing | 13924.73
DS-349-0055 | DS-349-0055 |  |  | SimpliPhi, AccESS with Schneider XW 6848-PRO Inverter, 120/240Vac, SCP, 3 Phi 3.8, LFP Batteries (Lithium Iron Phosphate), 1 MPPT 80/600 Charge Controller, 3R Enclosure, UL-1973, A-3PHI-CC-SCH-PRO | Inventory Item | 24200 |  |  |  | No | Energy Storage | Vendor De-listing | 13010.75
DS-349-0056 | DS-349-0056 |  |  | SimpliPhi, AccESS with Schneider XW 6848-PRO, Inverter 120/240Vac, SCP, 3 Phi 3.8, LFP Batteries (Lithium Iron Phosphate), AC Coupled, 3R Enclosure, UL-1973, A-3PHI-SCH-PRO | Inventory Item | 22200 |  |  |  | No | Energy Storage | Vendor De-listing | 11935.48
DS-349-0059 | DS-349-0059 |  |  | SimpliPhi, AccESS with Sol-Ark 8kW AC/DC Coupled, 120/240Vac, 4 Phi 3.8, LFP Batteries (Lithium Iron Phosphate), Integrated Charge Controller, 3R Enclosure, UL-1973, UL-1741-SA, A-4PHI-SA-8 | Inventory Item | 28040 |  |  |  | No | Energy Storage | Vendor De-listing | 15075.27
DS-349-0060 | DS-349-0060 |  |  | SimpliPhi, AccESS 22.8 with Sol-Ark 12kW AC/DC Coupled, 208/240Vac, 6 Phi 3.8, LFP Batteries (Lithium Iron Phosphate), Integrated Charge Controller, 3R Enclosure, UL-1973, UL-1741-SA, A-6PHI-SA-12 | Inventory Item | 37540 |  |  |  | No | Energy Storage | Vendor De-listing | 20182.8
DS-349-0086 | DS-349-0086 |  |  | SimpliPhi, ExprESS 24V with Magnum MS2024, Mini-Magnum Panel, 2 Phi 2.9, LFP Batteries (Lithium Iron Phosphate) 5.8kWh, 1, TriStar-45 PWM Charge Controller, ME-ARC Interface, 2 USB & 4, 120V/15A GFI Receptacles, Free-Standing 3R Enclosure with Wheels, E-2PHI-24-60 | Inventory Item | 15000 |  |  |  | No | Energy Storage | Vendor De-listing | 8620.69
SWL-349-0032 | SWL-349-0032 |  |  | Tesla, Powerwall-2, 7.6kW AC Coupled, 5kW 120/240 AC output, 13.5 Useable kWh Lithium-Ion Battery Pack, NEMA 3R, 10 Yr. Warranty, Powerwall-2 | Inventory Item | 0 |  |  |  | No | Energy Storage | Soligent De-listing | 0
110-1346 | 110-1346 | VSUN SOLAR USA INC | VSUN370-120BMH-1300 | Sunergy, Bifacial 370W PV Module, MC-4 Compatible Connector, PV Wire 1300mm ~51.2"), 30mm Black Frame with Transparent Black-Mesh Back-Sheet, 120 1/2 Cell Mono, 20A Max Fuse, 1500VDC, 345.5W PTC, 12/30 Warranty, VSUN370-120BMH-1300 |  |  | 0.56 | 370 | 8.01 |  | Module |  | 0.43 | 28331 | 5 - Bronze | 120 Half-Cell | Other | Sunergy, Bifacial 370W PV Module, MC-4 Compatible Connector, PV Wire 1300mm
110-1329 | 110-1329 | Emmvee | E440HCM120B | Emmvee, 440W PV Module, MC-4 Compatible, 500mm (~19.7”) PV Wire, 35mm Black Frame Black Back-Sheet, BOB, 120 Mono ½ Cells, 25A Fuse, 1500VDC, 408.6 PTC, 12/25 Warranty, E440HCM120B |  |  | 0.58 | 440 | 85.45 |  | Module |  | 0.29 | 25153 | 5 - Bronze | 120 Half-Cell | BOB | Emmvee, 440W PV Module, MC-4 Compatible, 500mm (~19.7”) PV Wire, 35mm Black
110-1366 | 110-1366 | VSUN SOLAR USA INC | VSUN400-108BMH-1300 | Sunergy, Bifacial 400W PV Module, MC-4 Compatible Connector, PV Wire 1300mm (~51.2"), 30mm Black Frame with Transparent Back-Mesh Back-Sheet, 108 1/2 Cell Mono, 30A Max Fuse, 1500VDC, 372.9W PTC, 12/30 Warranty, VSUN400-108BMH-1300 |  |  | 0.57 | 400 | 8.94 |  | Module |  | 0.44 | 14187 | 5 - Bronze | 108 Half-Cell | Other | Sunergy, Bifacial 400W PV Module, MC-4 Compatible Connector, PV Wire 1300mm
110-1336 | 110-1336 | Sonali Solar | SS-M-440W-M60H-M10 | Sonali, 440W PV Module, MC4 Compatible , 1200mm (~47”) PV Wire, 35mm Black Frame, Black Back Sheet, BOB, 120 1/2 Cell, 25A Fuse, 1500VDC, 412.1 PTC, 25/25 Warranty, SS-M-440W-M60H-M10 |  |  | 0.53 | 440 | 11.46 |  | Module |  | 0.5 | 12384 | 5 - Bronze | 120 Half-Cell | BOB | Sonali, 440W PV Module, MC4 Compatible , 1200mm (~47”) PV Wire, 35mm Black
110-1308 | 110-1308 | CANADIAN SOLAR (USA) INC | CS3N-395MS,F23 | Canadian Solar, 395W PV Module, 1250mm (~49.2 in) PV Wire, MC-4, 35mm Black Frame on Black Back-Sheet, BOB, Mono-PERC, 20A Fuse, 1000VDC, 369.1 PTC, 25/25 Warranty, CS3N-395MS,F23 |  |  | 0.58 | 395 | 12.14 |  | Module |  | 0.56 | 12101 | 5 - Bronze | 132 Half-Cell | BOB | Canadian Solar, 395W PV Module, 1250mm (~49.2 in) PV Wire, MC-4, 35mm Black
110-1397 | 110-1397 | Emmvee | E440HCM120B-1400 | Emmvee, 440W PV Module, MC-4 Compatible, 1400mm (~55.2”) PV Wire, 35mm Black Frame Black Back-Sheet, BOB, 120 Mono ½ Cells, 25A Fuse, 1500VDC, 408.6 PTC, 12/25 Warranty, E440HCM120B-1400 |  |  | 0.58 | 440 | 85.45 |  | Module |  | 0.29 | 11853 | 5 - Bronze | 120 Half-Cell | BOB | Emmvee, 440W PV Module, MC-4 Compatible, 1400mm (~55.2”) PV Wire, 35mm Blac
110-1374 | 110-1374 | BlueSun | BSM370M-60HPH | Bluesun, 370W PV Module, MC-4 or Compatible Connector, PV Wire 1200mm (~47.2"), 35mm Black Frame with Black Back-Sheet, BOB, 120 1/2 Cell Mono PERC, 20A Max Fuse, 1500VDC, 343.5 PTC, 15/25 Warranty, BSM370M-60HPH |  |  | 0.57 | 370 | 20 |  | Module |  | 0.39 | 10686 | 5 - Bronze | 120 Half-Cell | BOB | Bluesun, 370W PV Module, MC-4 or Compatible Connector, PV Wire 1200mm (~47.
110-1388 | 110-1388 | HANWHA Q CELLS AMERICA INC | Q.PEAK DUO BLK ML G10+ 400 | QCells, 400W PV Module, MC4, PV Wire ~49.2” (1250mm), 32mm Black Frame/Black Back Sheet, BOB, 132 Cell 12 BB Mono, 20A Fuse, 1000Vdc, 371.5 PTC, 25/25 Warranty, Q.PEAK DUO BLK ML G10+ 400 |  |  | 0.75 | 400 | 0 |  | Module |  | 0.72 | 7857 | 5 - Bronze | 132 Half-Cell | BOB | QCells, 400W PV Module, MC4, PV Wire ~49.2” (1250mm), 32mm Black Frame/Blac
110-1337 | 110-1337 | Sonali Solar | SS-M-390-B | Sonali, 390W PV Module, MC4 Compatible, 1200mm (~47”) PV Wire, 35mm Black Frame, Black Back Sheet, BOB, 108 Mono 1/2 Cell, 25A Fuse, 1500VDC, No PTC, 25/25 Warranty, SS-M-390-B |  |  | 0.53 | 390 | 10.16 |  | Module |  | 0.5 | 6336 | 5 - Bronze | 120 Half-Cell | BOB | Sonali, 390W PV Module, MC4 Compatible, 1200mm (~47”) PV Wire, 35mm Black F
110-1340 | 110-1340 | VSUN SOLAR USA INC | VSUN545-144BMH-DG | Sunergy, Bifacial 545W PV Module, MC-4 Compatible Connector, PV Wire 500mm (~19.6"), 35mm Clear Frame with White Back-Sheet, 144 1/2 Cell Mono, 30A Max Fuse, 1500VDC, 505W PTC, 12/30 Warranty, VSUN545-144BMH-DG |  |  | 0.57 | 545 | 12.14 |  | Module |  | 0.43 | 6279 | 5 - Bronze | 144 Half-Cell | Clear | Sunergy, Bifacial 545W PV Module, MC-4 Compatible Connector, PV Wire 500mm
110-1361 | 110-1361 | ZNShine | ZXM7-SH108-405/M | ZNShine, 405W PV Module, MC4-compatible, 1200mm (~47.2”) PV Wire, 30mm Black Frame/Black Back-Sheet, BOB, 108 1/2 Cell Mono PERC, 25A Max Fuse, 1500VDC, 373.5W PTC, 12/25 Warranty, ZXM7-SH108-405/M |  |  | 0.6 | 405 | 27 |  | Module |  | 0.48 | 4638 | 5 - Bronze | 108 Half-Cell | BOB | ZNShine, 405W PV Module, MC4-compatible, 1200mm (~47.2”) PV Wire, 30mm Blac
110-1347 | 110-1347 | REC Solar | REC390AA Pure | REC, 390W PV Module, 1.1/1.2m (43/47”)PV Wire, MC-4, 30mm Black Frame on Black Back-Sheet, BOB, 132 Heterojunction Cells, 25A Max Fuse, 1000VDC, 371.3 PTC, 20/25 Standard Warranty, REC390AA Pure |  |  | 1.02 | 390 | 18.06 |  | Module |  | 0.92 | 4168 | 5 - Bronze | 132 Half-Cell | BOB | REC, 390W PV Module, 1.1/1.2m (43/47”)PV Wire, MC-4, 30mm Black Frame on Bl
110-1369 | 110-1369 | ZNShine Solar | ZXM6-NH120-370/M | ZNShine, 370W PV Module, MC4-compatible, 1200mm (~47.2”) PV Wire, 35mm Black Frame/Black Back-Sheet, BOB, 120 1/2 Cell Mono PERC, 20A Max Fuse, 1500VDC, 345.7 W PTC, 12/25 Warranty, ZXM6-NH120-370/M |  |  | 0.64 | 370 | 0 |  | Module |  | 0.5 | 3942 | 5 - Bronze | 120 Half-Cell | BOB | ZNShine, 370W PV Module, MC4-compatible, 1200mm (~47.2”) PV Wire, 35mm Blac
110-1385 | 110-1385 | Jinko | JKM390M-72HBL-V | Jinko, 390W PV Module, MC4, 1400mm (~55”) PV Wire, 40mm Black Frame, Black Back Sheet, BOB, 144 Mono PERC 1/2 Cells, 20A Fuse, 1500VDC, 361.7 PTC, 25/25 Warranty, JKM390M-72HBL-V |  |  | 0.66 | 390 | 0 |  | Module |  | 0.64 | 2741 | 5 - Bronze | 144 Half-Cell | BOB | Jinko, 390W PV Module, MC4, 1400mm (~55”) PV Wire, 40mm Black Frame, Black
110-1349 | 110-1349 | REC SOLAR | REC365TP4 Black | REC, 365W PV Module, 1.1/1.2m (43/47”)PV Wire, MC-4, 30mm Black Frame on Black Back-Sheet, BOB, 120 ½ Cut Mono Cells, 25A Max Fuse, 1000VDC, 340.8 PTC, 20/25 Standard Warranty, REC365TP4 Black |  |  | 0.71 | 365 | 14.24 |  | Module |  | 0.68 | 2729 | 5 - Bronze | 120 Half-Cell | BOB | REC, 365W PV Module, 1.1/1.2m (43/47”)PV Wire, MC-4, 30mm Black Frame on Bl
110-1352 | 110-1352 | VSUN SOLAR USA INC | VSUN400-108BMH-500 | Sunergy, Bifacial 400W PV Module, MC-4 Compatible Connector, PV Wire 500mm (19.6"), 30mm Black Frame with Transparent Back-Mesh Back-Sheet, 108 1/2 Cell Mono, 30A Max Fuse, 1500VDC, 372.9W PTC, 12/30 Warranty, VSUN400-108BMH-500 |  |  | 0.54 | 400 | 27.75 |  | Module |  | 0.43 | 2615 | 5 - Bronze | 108 Half-Cell | Other | Sunergy, Bifacial 400W PV Module, MC-4 Compatible Connector, PV Wire 500mm
110-1378 | 110-1378 | REC Solar | REC360NP2 Black | REC, 360W PV Module, 1.1/1.2m (43/47”)PV Wire, MC-4, 30mm Black Frame on Black Back-Sheet, BOB, 120 ½ Cut Mono Cells, 25A Max Fuse, 1000VDC, 338.9 PTC, 25/25 Standard Warranty, REC360NP2 Black |  |  | 0.71 | 360 | 0 |  | Module |  | 0.69 | 2328 | 5 - Bronze | 120 Half-Cell | BOB | REC, 360W PV Module, 1.1/1.2m (43/47”)PV Wire, MC-4, 30mm Black Frame on Bl
110-1377 | 110-1377 | REC SOLAR | REC365NP2 Black | REC, 365W PV Module, 1.1/1.2m (43/47”)PV Wire, MC-4, 30mm Black Frame on Black Back-Sheet, BOB, 120 ½ Cut Mono Cells, 25A Max Fuse, 1000VDC, 343.7 PTC, 25/25 Standard Warranty, REC365NP2 Black |  |  | 0.71 | 365 | 0 |  | Module |  | 0.68 | 2233 | 5 - Bronze | 120 Half-Cell | BOB | REC, 365W PV Module, 1.1/1.2m (43/47”)PV Wire, MC-4, 30mm Black Frame on Bl
110-1345 | 110-1345 | Mitrex | M390-A1F | Mitrex, 390W PV Module, MC-4 Connector, 1,000mm (~39.4”) PV Wire, 40mm Black Frame with Black Back-Sheet, BoB, 72 Cell Mono, 20A Fuse, 1000VDC, 3.2mm glass, 359.4 PTC, 25/25 Warranty, M390-A1F |  |  | 0.52 | 390 | 0 |  | Module |  | 0.43 | 2187 | 5 - Bronze | 72 Cell | BOB | Mitrex, 390W PV Module, MC-4 Connector, 1,000mm (~39.4”) PV Wire, 40mm Bla
110-1356 | 110-1356 | ZNShine | ZXM7-SHLDD144-540/M | ZNShine, 540W Bifacial PV Module, MC4 or compatible, 1250mm (~49.2”) PV Wire, 30mm Clear Frame/White Back-Sheet Double Glass, 144 Bifacial 1/2 Cell Mono PERC, 30A Max Fuse, 1500VDC, 507.4W PTC, 12/30 Warranty, ZXM7-SHLDD144-540/M |  |  | 0.56 | 540 | 30 |  | Module |  | 0.47 | 2140 | 5 - Bronze | 144 Half-Cell | Silver | ZNShine, 540W Bifacial PV Module, MC4 or compatible, 1250mm (~49.2”) PV Wi
110-1370 | 110-1370 | Hyundai | HiS-S400YH(BK) | Hyundai, 400W Bifacial PV Module, 1200mm (~47.2”) PV Wire, MC4, 32mm Black Frame/Black Back-Sheet, BOB, 132 1/2 Cell Mono, 20A Max Fuse, 1500VDC, 376.3 PTC, 25/25 Warranty, HiS-S400YH(BK) |  |  | 0.69 | 400 | 0 |  | Module |  | 0.66 | 1863 | 5 - Bronze | 132 Half-Cell | BOB | Hyundai, 400W Bifacial PV Module, 1200mm (~47.2”) PV Wire, MC4, 32mm Black
110-1312 | 110-1312 | REC SOLAR | REC405AA Pure | REC, 405W PV Module, 1.1/1.2m (43/47”)PV Wire, MC-4, 30mm Black Frame on Black Back-Sheet, BOB, 132 Heterojunction Cells, 25A Max Fuse, 1000VDC, 385.9 PTC, 20/25 Standard Warranty, REC405AA Pure |  |  | 0.96 | 405 | 0 |  | Module |  | 0.94 | 1662 | 5 - Bronze | 132 Half-Cell | BOB | REC, 405W PV Module, 1.1/1.2m (43/47”)PV Wire, MC-4, 30mm Black Frame on Bl
110-1392 | 110-1392 | REC Solar | REC400NP3 Black | REC, 400W PV Module, 47.2” PV Wire, MC-4, 30mm Black Frame on Black Back-Sheet, BOB, 132 ½ Cut Mono Cells, 25A Max Fuse, 1000VDC, 373.5 PTC, 20/25 Standard Warranty, REC400NP3 Black |  |  | 0.78 | 400 | 8.51 |  | Module |  | 0.77 | 1544 | 5 - Bronze | 132 Half-Cell | BOB | REC, 400W PV Module, 47.2” PV Wire, MC-4, 30mm Black Frame on Black Back-Sh
110-1376 | 110-1376 | PANASONIC CORPORATION OF NORTH AMERICA | EVPV360PK | Panasonic, 360W EverVolt PV Module, MC4, 1m/1.2m (~39/47.2”) PV Wire, 30mm Black Frame on Black Back-Sheet, BOB, 120 ½ Mono PERC Cells, 20A Fuse, 1000VDC, 336.0 PTC, 25/25 Warranty, EVPV360PK |  |  | 0.93 | 360 | 0 |  | Module |  | 0.8 | 1456 | 5 - Bronze | 120 Half-Cell | BOB | Panasonic, 360W EverVolt PV Module, MC4, 1m/1.2m (~39/47.2”) PV Wire, 30mm
110-1332 | 110-1332 | Emmvee | E395M72-B | Emmvee, 395W PV Module, MC-4 Compatible, 1200mm (~47.27”) PV Wire, 35mm Black Frame Black Back-Sheet, BOB, 72 Cell Mono, 20A Max Fuse, 1500VDC, No PTC, 10/25 Warranty, E395M72-B |  |  | 0.52 | 395 | 76.71 |  | Module |  | 0.29 | 1283 | 5 - Bronze | 72 Cell | BOB | Emmvee, 395W PV Module, MC-4 Compatible, 1200mm (~47.27”) PV Wire, 35mm Bla
110-1379 | 110-1379 | MISSION SOLAR ENERGY LLC | MSE380SX5R | Mission,380W PV Module, 1.2m (~47.2”) PV Wire, 40mm Black Frame, Black Back Sheet, BOB,66 Cell P-Type Mono, 20A Fuse, 1000VDC, 6BB, BAA, 354.6 PTC, 25/25 Warranty, MSE380SX5R |  |  | 0.77 | 380 | 0 |  | Module |  | 0.73 | 932 | 5 - Bronze | 66 Cell | BOB | Mission,380W PV Module, 1.2m (~47.2”) PV Wire, 40mm Black Frame, Black Back
110-1367 | 110-1367 | VSUN SOLAR USA INC | VSUN370-120BMH-500 | Sunergy, Bifacial 370W PV Module, MC-4 Compatible Connector, PV Wire 500mm (~19.6"), 30mm Black Frame with Transparent Black-Mesh Back-Sheet, 120 1/2 Cell Mono, 20A Max Fuse, 1500VDC, 345.5W PTC, 12/30 Warranty, VSUN370-120BMH-500 |  |  | 0.58 | 370 | 13 |  | Module |  | 0.43 | 929 | 5 - Bronze | 120 Half-Cell | Other | Sunergy, Bifacial 370W PV Module, MC-4 Compatible Connector, PV Wire 500mm
110-1363 | 110-1363 | CANADIAN SOLAR (USA) INC | CS3N-390MS | Canadian Solar, 390W PV Module, 1.65m (65 in) (+) / 1m (39.4in) (-) PV Wire, MC-4 or T4, 35mm Black Frame on Black Back-Sheet, BOB, Mono-PERC, 20A Fuse, 1000VDC, 364.3 PTC, 12/25 Warranty, CS3N-390MS-F23 |  |  | 0.58 | 390 | 0 |  | Module |  | 0.56 | 901 | 5 - Bronze | 132 Half-Cell | BOB | Canadian Solar, 390W PV Module, 1.65m (65 in) (+) / 1m (39.4in) (-) PV Wire
110-1382 | 110-1382 | REC Solar | REC410AA Pure-R | REC, 410W PV Module, 67”PV Wire, MC-4, 30mm Black Frame on Black Back-Sheet, BOB, 80 ½ Cut Heterojunction Cells, 25A Max Fuse, 1000VDC, 392.7 PTC, 20/25 Standard Warranty, REC410AA Pure-R |  |  | 0.96 | 410 | 49.2 |  | Module |  | 0.94 | 884 | 5 - Bronze | 80 Half-Cell | BOB | REC, 410W PV Module, 67”PV Wire, MC-4, 30mm Black Frame on Black Back-Sheet
110-1344 | 110-1344 | Boviet | BVM6610M-370S-H-HC-BF | Boviet, Bifacial 370W PV Module, MC4 Compatible, 39.38" PV-Wire, 35mm Black Frame/Transparent-White Back Sheet, 120 1/2 Cut Cell, 347.8 PTC, 12/25 Warranty, BVM6610M-370S-H-HC-BF |  |  | 0.66 | 370 | 24.68 |  | Module |  | 0.42 | 591 | 5 - Bronze | 120 Half-Cell | - None - | Boviet, Bifacial 370W PV Module, MC4 Compatible, 39.38" PV-Wire, 35mm Black
110-1357 | 110-1357 | Sunmac | SM405-M754SH-BB | Sunmac, 405W PV Module, MC-4 Compatible Connector, PV Wire 1200mm (~47.2"), 30mm Black Frame with Black Back-Sheet, BOB, 108 1/2 Cell Mono PERC, 25A Max Fuse, 1500VDC, 373.5 PTC, 25/25 Warranty, SM405-M754SH-BB |  |  | 0.59 | 405 | 0 |  | Module |  | 0.46 | 550 | 5 - Bronze | 108 Half-Cell | BOB | Sunmac, 405W PV Module, MC-4 Compatible Connector, PV Wire 1200mm (~47.2"),
110-1354 | 110-1354 | VSUN SOLAR USA INC | VSUN365-120M-BB | Sunergy, 365W PV Module, MC-4 Compatible Connector, PV Wire 1200mm ~47.2"), 35mm Black Frame with Black Back-Sheet, BOB, 120 1/2 Cell Mono, 20A Max Fuse, 1000VDC, 336.6W PTC, 12/25 Warranty, VSUN365-120M-BB |  |  | 0.55 | 365 | 0 |  | Module |  | 0.54 | 459 | 5 - Bronze | 144 Half-Cell | BOB | Sunergy, 365W PV Module, MC-4 Compatible Connector, PV Wire 1200mm ~47.2"),
110-1387 | 110-1387 | HANWHA Q CELLS AMERICA INC | Q.PEAK DUO BLK-G10+ 365 | QCells, 365W PV Module, MC4, PV Wire 1150mm (~45.3”), 32mm Black Frame/Black Back Sheet, BOB, 120 Cell 6BB Mono, 20A Fuse, 1000Vdc, 338.3 PTC, 25/25 Warranty, Q.PEAK DUO BLK-G10+ 365 |  |  | 0.7 | 365 | 0 |  | Module |  | 0.67 | 388 | 5 - Bronze | 120 Half-Cell | BOB | QCells, 365W PV Module, MC4, PV Wire 1150mm (~45.3”), 32mm Black Frame/Bl
110-1380 | 110-1380 | HANWHA Q CELLS AMERICA INC | Q.PEAK DUO XL-G10/BFG 480 | QCells, Bifacial 480W PV Module, MC4, ~27.5” (700mm) Positive/~13.7” ( 350mm) Negative PV-Wire, 35mm Clear Frame/White Back Sheet, Double Glass, 156 Cell, 20A Fuse, 1500Vdc, 449.5 PTC, 12/30 Warranty, Q.PEAK DUO XL-G10/BFG 480 |  |  | 0.61 | 480 | 0 |  | Module |  | 0.58 | 385 | 5 - Bronze | 156 Half-Cell | - None - | QCells, Bifacial 480W PV Module, MC4, ~27.5” (700mm) Positive/~13.7” ( 350m
110-1351 | 110-1351 | Sunmac | SM370-M660NH-BB | Sunmac, 370W PV Module, MC-4 Compatible Connector, PV Wire 1200mm (~47.2"), 35mm Black Frame with Black Back-Sheet, BOB, 120 1/2 Cell Mono PERC, 20A Max Fuse, 1500VDC, 345.7 PTC, 25/25 Warranty, SM370-M660NH-BB |  |  | 0.6 | 370 | 0 |  | Module |  | 0.48 | 340 | 5 - Bronze | 120 Half-Cell | BOB | Sunmac, 370W PV Module, MC-4 Compatible Connector, PV Wire 1200mm (~47.2"),
110-1310 | 110-1310 | REC SOLAR | REC395AA Pure | REC, 395W PV Module, 1.1/1.2m (43/47”)PV Wire, MC-4, 30mm Black Frame on Black Back-Sheet, BOB, 132 Heterojunction Cells, 25A Max Fuse, 1000VDC, 376.2 PTC, 20/25 Standard Warranty, REC395AA Pure |  |  | 1.02 | 395 | 0 |  | Module |  | 0.99 | 308 | 5 - Bronze | 132 Half-Cell | BOB | REC, 395W PV Module, 1.1/1.2m (43/47”)PV Wire, MC-4, 30mm Black Frame on Bl
110-1401 | 110-1401 | CANADIAN SOLAR (USA) INC | CS3N-400MS,F30 | Canadian Solar, 400W PV Module, 1250mm (~49.2 in) PV Wire, MC-4, 35mm Black Frame on Black Back-Sheet, BOB, 132 Mono-PERC Cells, 20A Fuse, 1000VDC, 373.9 PTC, 25/25 Warranty, CS3N-400MS,F30 |  |  | 0.58 | 400 | 0 |  | Module |  | 0.58 | 163 | 5 - Bronze | 132 Half-Cell | BOB | Canadian Solar, 400W PV Module, 1250mm (~49.2 in) PV Wire, MC-4, 35mm Black
110-1342 | 110-1342 | Sonali Solar | SS-M-370 | Sonali, 370W PV Module, MC4 Compatible, 400mm (~15.7”)Negative , 300mm (~11.8”) Positive PV Wire, 35mm Black Frame, White Back Sheet, BOW, 120 Mono 1/2 Cell, 20A Fuse, 1500VDC, 339.6 PTC, 20/25 Warranty, SS-M-370 |  |  | 0.54 | 370 | 20.12 |  | Module |  | 0.45 | 156 | 5 - Bronze | 120 Half-Cell | Clear | Sonali, 370W PV Module, MC4 Compatible, 400mm (~15.7”)Negative , 300mm (~11
110-1334 | 110-1334 | Solaria | PowerX-400R | Solaria, 400W PV Module, MC-4, 1200mm PV Wire, 35mm Black Frame, Black Back Sheet, BoB, Mono, 25A Fuse, 1000VDC, 364.9 PTC, 25/25 Warranty, PowerX-400R |  |  | 0.87 | 400 | 0 |  | Module |  | 0.77 | 95 | 5 - Bronze | - None - | BOB | Solaria, 400W PV Module, MC-4, 1200mm PV Wire, 35mm Black Frame, Black Back
110-1313 | 110-1313 | APTOS SOLAR TECHNOLOGY, LLC | DNA-120-MF26-365W | Aptos, 365W PV Module, 1.2m (~47.2”) PV Wire, MC-4 Connectors, 35mm Black Frame on Black Back Sheet, BOB, 120 ½ DNA Mono Cells, 20A Max Fuse, 1000VDC, 333.1W PTC, 25/30 Warranty, DNA-120-MF26-365W |  |  | 0.68 | 365 | 0 |  | Module |  | 0.57 | 55 | 5 - Bronze | 120 Half-Cell | BOB | Aptos, 365W PV Module, 1.2m (~47.2”) PV Wire, MC-4 Connectors, 35mm Black F
110-1364 | 110-1364 | APTOS SOLAR TECHNOLOGY, LLC | DNA-120-BF26-370W | Aptos, 370W Bifacial PV Module, 1200mm (~47.2”) PV Wire, MC-4, 35mm Black Frame on Black Back Sheet, BOB, 120 ½ Bifacial DNA Mono Cells, 20A Max Fuse, 1500VDC, 341.5 PTC, 25/30 Warranty, DNA-120-BF26-370W |  |  | 0.69 | 370 | 0 |  | Module |  | 0.67 | 42 | 5 - Bronze | 120 Half-Cell | BOB | Aptos, 370W Bifacial PV Module, 1200mm (~47.2”) PV Wire, MC-4, 35mm Black
110-1357-B | 110-1357-B | Sunmac | SM405-M754SH-BB | "B" Grade Sunmac, 405W PV Module, MC-4 Compatible Connector, PV Wire 1200mm (~47.2"), 30mm Black Frame with Black Back-Sheet, BOB, 108 1/2 Cell Mono PERC, 25A Max Fuse, 1500VDC, 373.5 PTC, 25/25 Warranty, SM405-M754SH-BB |  |  | 0.44 | 400 | 0 |  | Module |  | 0.42 | 36 | 5 - Bronze | 108 Half-Cell | - None - | "B" Grade Sunmac, 405W PV Module, MC-4 Compatible Connector, PV Wire 1200mm
110-1325 | 110-1325 | APTOS SOLAR TECHNOLOGY, LLC | DNA-144-BF26-440W | Aptos, 440W Bifacial PV Module, 1.2m (~47.2”) PV Wire, 35mm Black Frame on Black Back Sheet, BOB, 144 ½ DNA Bifacial Mono Cells, 20A Max Fuse, 1000VDC, 406W PTC, 25/30 Warranty, DNA-144-BF26-440W |  |  | 0.68 | 440 | 0 |  | Module |  | 0.64 | 17 | 5 - Bronze | 144 Half-Cell | - None - | Aptos, 440W Bifacial PV Module, 1.2m (~47.2”) PV Wire, 35mm Black Frame on
110-1356-B | 110-1356-B | ZNShine | ZXM7-SHLDD144-540/M | "B" grade ZNShine, 540W Bifacial PV Module, MC4, 1250mm (~49.2”) PV Wire, 30mm Clear Frame/White Back-Sheet Double Glass, 144 Bifacial 1/2 Cell Mono PERC, 30A Max Fuse, 1500VDC, 507.4W PTC, 12/30 Warranty, ZXM7-SHLDD144-540/M |  |  | 0.54 | 540 | 0 |  | Module |  | 0.45 | 17 | 5 - Bronze | 144 Half-Cell | Silver | "B" grade ZNShine, 540W Bifacial PV Module, MC4, 1250mm (~49.2”) PV Wire, 3
110-1338 | 110-1338 | MISSION SOLAR ENERGY LLC | MSE340SX5T | Mission, 340W PV Module, MC4, 1.0m (~39.4”) PV Wire, 40mm Black Frame, Black Back Sheet, BOB, 60 Cell Mono-Perc, 20A Fuse, 1000VDC, 6BB, BAA, 316.6 PTC, 25/25 Warranty, MSE340SX5T |  |  | 0.71 | 340 | 0 |  | Module |  | 0.65 | 17 | 5 - Bronze | 60 Cell | BOB | Mission, 340W PV Module, MC4, 1.0m (~39.4”) PV Wire, 40mm Black Frame, Blac
110-1249 | 110-1249 | CANADIAN SOLAR (USA) INC | CS1Y-400MS | Canadian Solar, 400W PV Module, 2.0m (78.7 in) (+) / 1.2m (47.2 in) (-) PV Wire, MC-4, 35mm Black Frame on Black Back-Sheet, BOB, HiDM5 Mono-PERC, 15A Fuse, 1000VDC, 376.3 PTC, 15/25 Warranty, CS1Y-400MS |  |  | 0.5 | 400 | 0 |  | Module |  | 0.55 | 16 | 5 - Bronze | 72 Cell | Other | Canadian Solar, 400W PV Module, 2.0m (78.7 in) (+) / 1.2m (47.2 in) (-) PV
110-1313-B | 110-1313-B | APTOS SOLAR TECHNOLOGY, LLC | DNA-120-MF26-365W | "B" Grade Aptos, 365W PV Module, 1.2m (~47.2”) PV Wire, MC-4 Connectors, 35mm Black Frame on Black Back Sheet, BOB, 120 ½ DNA Mono Cells, 20A Max Fuse, 1000VDC, 333.1W PTC, 25/30 Warranty, DNA-120-MF26-365W |  |  | 0.52 | 365 | 0 |  | Module |  | 0.48 | 10 | 5 - Bronze | 120 Half-Cell | BOB | "B" Grade Aptos, 365W PV Module, 1.2m (~47.2”) PV Wire, MC-4 Connectors, 35 |  | Vendor De-listing | 0 | 10 | 0 | 0 | 0 | 0 | 0 | 0 | 0 | 0 | 0 | 0 | 0 | 0 | 0 | 0 | 0 | 0 | 0 | 0 | 0 | 0 | 0 | 0 | 0 | 0 | 0 | 0 | 0 | 0 | 0 | 0.47 | No | 31 | 806
110-1293 | 110-1293 | CANADIAN SOLAR (USA) INC | CS3N-395MS,F30 | Canadian Solar, 395W PV Module, 1.65m (65 in) (+) / 1m (39.4in) (-) PV Wire, MC-4, 35mm Black Frame on Black Back-Sheet, BOB, Mono-PERC, 20A Fuse, 1000VDC, 369.1 PTC, 12/25 Warranty, CS3N-395MS,F30 |  |  | 0.61 | 395 | 0 |  | Module |  | 0.58 | 10 | 5 - Bronze | 132 Half-Cell | BOB | Canadian Solar, 395W PV Module, 1.65m (65 in) (+) / 1m (39.4in) (-) PV Wire |  | Vendor De-listing | 0 | 10 | 0 | 0 | 0 | 0 | 0 | 0 | 0 | 0 | 0 | 0 | 0 | 0 | 0 | 0 | 0 | 0 | 0 | 0 | 0 | 0 | 0 | 0 | 0 | 0 | 0 | 0 | 0 | 0 | 0 | 0.57 | No | 30 | 720
110-1365 | 110-1365 | REC SOLAR | REC370NP2 | REC, 370W PV Module, 1.1m (~43.3”), 1.2m (~47.2”) PV-Wire, MC-4, 30mm Black Frame on White Back-Sheet, BOW, 120 ½ Cells, Mono-N Type, 25A Max Fuse, 1000VDC,348.5 PTC, 20/25 Standard Warranty, REC370NP2 |  |  | 0.71 | 370 | 0 |  | Module |  | 0.69 | 3 | 5 - Bronze | 120 Half-Cell | BOW | REC, 370W PV Module, 1.1m (~43.3”), 1.2m (~47.2”) PV-Wire, MC-4, 30mm Black | 124 | 127 |  |  | Shippable | 0 | 0 | 0 | 0 | 0 | 0 | 0 | 0 | 0 | 0 | 0 | 0 | 0 | 0 | 0 | 0 | 0 | 0 | 0 | 0 | 0 |  | 0 | 0 | 0 | 0 | 0 | 0 | 0 | 0 | 0 | 0.61 | No | 33 | 858