953-4331 | 953-4331 | SPA, IRONRIDGE Manufacturer Rebate for # DS-270-0160, End Date 09/30/2021, Max Qty. , Krannich East - LOU, 4202954 Krannich Solar East LLC | -1.68 |  | No | Other | Shippable | 0 |  | Not Applicable as per Item Classification |  | Not Applicable
953-4332 | 953-4332 | SPA, IRONRIDGE Manufacturer Rebate for # DS-270-0161, End Date 09/30/2021, Max Qty. , Krannich East - LOU, 4202954 Krannich Solar East LLC | -1.89 |  | No | Other | Shippable | 0 |  | Not Applicable as per Item Classification |  | Not Applicable
953-4337 | 953-4337 | SPA, IRONRIDGE Manufacturer Rebate for # DS-270-0152, End Date 09/30/2021, Max Qty. , Krannich East - LOU, 4202954 Krannich Solar East LLC | -3.7968 |  | No | Other | Shippable | 0 |  | Not Applicable as per Item Classification |  | Not Applicable
953-4338 | 953-4338 | SPA, IRONRIDGE Manufacturer Rebate for # DS-270-0160, End Date 09/30/2021, Max Qty. , Krannich East - LOU, 4202954 Krannich Solar East LLC | -1.68 |  | No | Other | Shippable | 0 |  | Not Applicable as per Item Classification |  | Not Applicable
953-4339 | 953-4339 | SPA, IRONRIDGE Manufacturer Rebate for # DS-270-0161, End Date 09/30/2021, Max Qty. , Krannich East - LOU, 4202954 Krannich Solar East LLC | -1.89 |  | No | Other | Shippable | 0 |  | Not Applicable as per Item Classification |  | Not Applicable
953-4342 | 953-4342 | SPA, IRONRIDGE Manufacturer Rebate for # 210-0054, End Date 09/30/2021, Max Qty. , Krannich East - LOU, 4202954 Krannich Solar East LLC | -2.98 |  | No | Other | Shippable | 0 |  | Not Applicable as per Item Classification |  | Not Applicable
953-4343 | 953-4343 | SPA, IRONRIDGE Manufacturer Rebate for # 210-0501, End Date 09/30/2021, Max Qty. , Krannich East - LOU, 4202954 Krannich Solar East LLC | -3.6 |  | No | Other | Shippable | 0 |  | Not Applicable as per Item Classification |  | Not Applicable
953-4344 | 953-4344 | SPA, IRONRIDGE Manufacturer Rebate for # 210-0579, End Date 09/30/2021, Max Qty. , Krannich East - LOU, 4202954 Krannich Solar East LLC | -4.23 |  | No | Other | Shippable | 0 |  | Not Applicable as per Item Classification |  | Not Applicable
953-4345 | 953-4345 | SPA, IRONRIDGE Manufacturer Rebate for # 210-0674, End Date 09/30/2021, Max Qty. , Krannich East - LOU, 4202954 Krannich Solar East LLC | -1.47 |  | No | Other | Shippable | 0 |  | Not Applicable as per Item Classification |  | Not Applicable
953-4346 | 953-4346 | SPA, IRONRIDGE Manufacturer Rebate for # 210-0691, End Date 09/30/2021, Max Qty. , Krannich East - LOU, 4202954 Krannich Solar East LLC | -1.33 |  | No | Other | Shippable | 0 |  | Not Applicable as per Item Classification |  | Not Applicable
953-4347 | 953-4347 | SPA, IRONRIDGE Manufacturer Rebate for # 210-0694, End Date 09/30/2021, Max Qty. , Krannich East - LOU, 4202954 Krannich Solar East LLC | -1.59 |  | No | Other | Shippable | 0 |  | Not Applicable as per Item Classification |  | Not Applicable
953-4348 | 953-4348 | SPA, IRONRIDGE Manufacturer Rebate for # 210-0949, End Date 09/30/2021, Max Qty. , Krannich East - LOU, 4202954 Krannich Solar East LLC | -4.9 |  | No | Other | Shippable | 0 |  | Not Applicable as per Item Classification |  | Not Applicable
953-4349 | 953-4349 | SPA, IRONRIDGE Manufacturer Rebate for # 210-0989, End Date 09/30/2021, Max Qty. , Krannich East - LOU, 4202954 Krannich Solar East LLC | -1.64 |  | No | Other | Shippable | 0 |  | Not Applicable as per Item Classification |  | Not Applicable
953-4350 | 953-4350 | SPA, IRONRIDGE Manufacturer Rebate for # 210-0998, End Date 09/30/2021, Max Qty. , Krannich East - LOU, 4202954 Krannich Solar East LLC | -3.07 |  | No | Other | Shippable | 0 |  | Not Applicable as per Item Classification |  | Not Applicable
953-4351 | 953-4351 | SPA, IRONRIDGE Manufacturer Rebate for # 210-0999, End Date 09/30/2021, Max Qty. , Krannich East - LOU, 4202954 Krannich Solar East LLC | -3.92 |  | No | Other | Shippable | 0 |  | Not Applicable as per Item Classification |  | Not Applicable
953-4352 | 953-4352 | SPA, IRONRIDGE Manufacturer Rebate for # 210-1000, End Date 09/30/2021, Max Qty. , Krannich East - LOU, 4202954 Krannich Solar East LLC | -4.75 |  | No | Other | Shippable | 0 |  | Not Applicable as per Item Classification |  | Not Applicable
953-4353 | 953-4353 | SPA, IRONRIDGE Manufacturer Rebate for # 210-1001, End Date 09/30/2021, Max Qty. , Krannich East - LOU, 4202954 Krannich Solar East LLC | -4.24 |  | No | Other | Shippable | 0 |  | Not Applicable as per Item Classification |  | Not Applicable
953-4354 | 953-4354 | SPA, IRONRIDGE Manufacturer Rebate for # 210-1002, End Date 09/30/2021, Max Qty. , Krannich East - LOU, 4202954 Krannich Solar East LLC | -4.98 |  | No | Other | Shippable | 0 |  | Not Applicable as per Item Classification |  | Not Applicable
953-4355 | 953-4355 | SPA, IRONRIDGE Manufacturer Rebate for # 210-1003, End Date 09/30/2021, Max Qty. , Krannich East - LOU, 4202954 Krannich Solar East LLC | -5.4 |  | No | Other | Shippable | 0 |  | Not Applicable as per Item Classification |  | Not Applicable
953-4356 | 953-4356 | SPA, IRONRIDGE Manufacturer Rebate for # 210-1004, End Date 09/30/2021, Max Qty. , Krannich East - LOU, 4202954 Krannich Solar East LLC | -6.33 |  | No | Other | Shippable | 0 |  | Not Applicable as per Item Classification |  | Not Applicable
953-4357 | 953-4357 | SPA, IRONRIDGE Manufacturer Rebate for # 210-1005, End Date 09/30/2021, Max Qty. , Krannich East - LOU, 4202954 Krannich Solar East LLC | -6.57 |  | No | Other | Shippable | 0 |  | Not Applicable as per Item Classification |  | Not Applicable
953-4358 | 953-4358 | SPA, IRONRIDGE Manufacturer Rebate for # 210-1006, End Date 09/30/2021, Max Qty. , Krannich East - LOU, 4202954 Krannich Solar East LLC | -7.7 |  | No | Other | Shippable | 0 |  | Not Applicable as per Item Classification |  | Not Applicable
953-4359 | 953-4359 | SPA, IRONRIDGE Manufacturer Rebate for # 210-1007, End Date 09/30/2021, Max Qty. , Krannich East - LOU, 4202954 Krannich Solar East LLC | -6.34 |  | No | Other | Shippable | 0 |  | Not Applicable as per Item Classification |  | Not Applicable
953-4360 | 953-4360 | SPA, IRONRIDGE Manufacturer Rebate for # 210-1008, End Date 09/30/2021, Max Qty. , Krannich East - LOU, 4202954 Krannich Solar East LLC | -8.05 |  | No | Other | Shippable | 0 |  | Not Applicable as per Item Classification |  | Not Applicable
953-4361 | 953-4361 | SPA, IRONRIDGE Manufacturer Rebate for # 210-1009, End Date 09/30/2021, Max Qty. , Krannich East - LOU, 4202954 Krannich Solar East LLC | -9.76 |  | No | Other | Shippable | 0 |  | Not Applicable as per Item Classification |  | Not Applicable
953-4362 | 953-4362 | SPA, IRONRIDGE Manufacturer Rebate for # 210-1010, End Date 09/30/2021, Max Qty. , Krannich East - LOU, 4202954 Krannich Solar East LLC | -1.64 |  | No | Other | Shippable | 0 |  | Not Applicable as per Item Classification |  | Not Applicable
953-4363 | 953-4363 | SPA, IRONRIDGE Manufacturer Rebate for # 210-1025, End Date 09/30/2021, Max Qty. , Krannich East - LOU, 4202954 Krannich Solar East LLC | -3.68 |  | No | Other | Shippable | 0 |  | Not Applicable as per Item Classification |  | Not Applicable
953-4364 | 953-4364 | SPA, IRONRIDGE Manufacturer Rebate for # 210-1026, End Date 09/30/2021, Max Qty. , Krannich East - LOU, 4202954 Krannich Solar East LLC | -4.69 |  | No | Other | Shippable | 0 |  | Not Applicable as per Item Classification |  | Not Applicable
953-4365 | 953-4365 | SPA, IRONRIDGE Manufacturer Rebate for # 210-1027, End Date 09/30/2021, Max Qty. , Krannich East - LOU, 4202954 Krannich Solar East LLC | -5.69 |  | No | Other | Shippable | 0 |  | Not Applicable as per Item Classification |  | Not Applicable
953-4366 | 953-4366 | SPA, IRONRIDGE Manufacturer Rebate for # 210-1040, End Date 09/30/2021, Max Qty. , Krannich East - LOU, 4202954 Krannich Solar East LLC | -1.02 |  | No | Other | Shippable | 0 |  | Not Applicable as per Item Classification |  | Not Applicable
953-4367 | 953-4367 | SPA, IRONRIDGE Manufacturer Rebate for # 210-1042, End Date 09/30/2021, Max Qty. , Krannich East - LOU, 4202954 Krannich Solar East LLC | -1.02 |  | No | Other | Shippable | 0 |  | Not Applicable as per Item Classification |  | Not Applicable
953-4368 | 953-4368 | SPA, IRONRIDGE Manufacturer Rebate for # 210-1044, End Date 09/30/2021, Max Qty. , Krannich East - LOU, 4202954 Krannich Solar East LLC | -1.02 |  | No | Other | Shippable | 0 |  | Not Applicable as per Item Classification |  | Not Applicable
953-4369 | 953-4369 | SPA, IRONRIDGE Manufacturer Rebate for # 210-1049, End Date 09/30/2021, Max Qty. , Krannich East - LOU, 4202954 Krannich Solar East LLC | -3.45 |  | No | Other | Shippable | 0 |  | Not Applicable as per Item Classification |  | Not Applicable
953-4370 | 953-4370 | SPA, IRONRIDGE Manufacturer Rebate for # 211-0039, End Date 09/30/2021, Max Qty. , Krannich East - LOU, 4202954 Krannich Solar East LLC | -0.62 |  | No | Other | Shippable | 0 |  | Not Applicable as per Item Classification |  | Not Applicable
953-4371 | 953-4371 | SPA, IRONRIDGE Manufacturer Rebate for # 211-0042, End Date 09/30/2021, Max Qty. , Krannich East - LOU, 4202954 Krannich Solar East LLC | -0.71 |  | No | Other | Shippable | 0 |  | Not Applicable as per Item Classification |  | Not Applicable
953-4372 | 953-4372 | SPA, IRONRIDGE Manufacturer Rebate for # 211-0057, End Date 09/30/2021, Max Qty. , Krannich East - LOU, 4202954 Krannich Solar East LLC | -0.25 |  | No | Other | Shippable | 0 |  | Not Applicable as per Item Classification |  | Not Applicable
953-4373 | 953-4373 | SPA, IRONRIDGE Manufacturer Rebate for # 211-0058, End Date 09/30/2021, Max Qty. , Krannich East - LOU, 4202954 Krannich Solar East LLC | -0.27 |  | No | Other | Shippable | 0 |  | Not Applicable as per Item Classification |  | Not Applicable
953-4374 | 953-4374 | SPA, IRONRIDGE Manufacturer Rebate for # 211-0061, End Date 09/30/2021, Max Qty. , Krannich East - LOU, 4202954 Krannich Solar East LLC | -0.14 |  | No | Other | Shippable | 0 |  | Not Applicable as per Item Classification |  | Not Applicable
953-4375 | 953-4375 | SPA, IRONRIDGE Manufacturer Rebate for # 211-0063, End Date 09/30/2021, Max Qty. , Krannich East - LOU, 4202954 Krannich Solar East LLC | -0.38 |  | No | Other | Shippable | 0 |  | Not Applicable as per Item Classification |  | Not Applicable
953-4376 | 953-4376 | SPA, IRONRIDGE Manufacturer Rebate for # 211-0064, End Date 09/30/2021, Max Qty. , Krannich East - LOU, 4202954 Krannich Solar East LLC | -0.29 |  | No | Other | Shippable | 0 |  | Not Applicable as per Item Classification |  | Not Applicable
953-4377 | 953-4377 | SPA, IRONRIDGE Manufacturer Rebate for # 211-0095, End Date 09/30/2021, Max Qty. , Krannich East - LOU, 4202954 Krannich Solar East LLC | -0.52 |  | No | Other | Shippable | 0 |  | Not Applicable as per Item Classification |  | Not Applicable
953-4378 | 953-4378 | SPA, IRONRIDGE Manufacturer Rebate for # 211-0096, End Date 09/30/2021, Max Qty. , Krannich East - LOU, 4202954 Krannich Solar East LLC | -0.62 |  | No | Other | Shippable | 0 |  | Not Applicable as per Item Classification |  | Not Applicable
953-4379 | 953-4379 | SPA, IRONRIDGE Manufacturer Rebate for # 211-0097, End Date 09/30/2021, Max Qty. , Krannich East - LOU, 4202954 Krannich Solar East LLC | -1.86 |  | No | Other | Shippable | 0 |  | Not Applicable as per Item Classification |  | Not Applicable
953-4380 | 953-4380 | SPA, IRONRIDGE Manufacturer Rebate for # 211-0098, End Date 09/30/2021, Max Qty. , Krannich East - LOU, 4202954 Krannich Solar East LLC | -1.65 |  | No | Other | Shippable | 0 |  | Not Applicable as per Item Classification |  | Not Applicable
953-4381 | 953-4381 | SPA, IRONRIDGE Manufacturer Rebate for # 211-0099, End Date 09/30/2021, Max Qty. , Krannich East - LOU, 4202954 Krannich Solar East LLC | -1.45 |  | No | Other | Shippable | 0 |  | Not Applicable as per Item Classification |  | Not Applicable
953-4382 | 953-4382 | SPA, IRONRIDGE Manufacturer Rebate for # 211-0238, End Date 09/30/2021, Max Qty. , Krannich East - LOU, 4202954 Krannich Solar East LLC | -1.77 |  | No | Other | Shippable | 0 |  | Not Applicable as per Item Classification |  | Not Applicable
953-4383 | 953-4383 | SPA, IRONRIDGE Manufacturer Rebate for # 211-0369, End Date 09/30/2021, Max Qty. , Krannich East - LOU, 4202954 Krannich Solar East LLC | -2.26 |  | No | Other | Shippable | 0 |  | Not Applicable as per Item Classification |  | Not Applicable
953-4384 | 953-4384 | SPA, IRONRIDGE Manufacturer Rebate for # 211-0371, End Date 09/30/2021, Max Qty. , Krannich East - LOU, 4202954 Krannich Solar East LLC | -1.83 |  | No | Other | Shippable | 0 |  | Not Applicable as per Item Classification |  | Not Applicable
953-4385 | 953-4385 | SPA, IRONRIDGE Manufacturer Rebate for # 211-0373, End Date 09/30/2021, Max Qty. , Krannich East - LOU, 4202954 Krannich Solar East LLC | -1.97 |  | No | Other | Shippable | 0 |  | Not Applicable as per Item Classification |  | Not Applicable
953-4386 | 953-4386 | SPA, IRONRIDGE Manufacturer Rebate for # 211-0375, End Date 09/30/2021, Max Qty. , Krannich East - LOU, 4202954 Krannich Solar East LLC | -2.13 |  | No | Other | Shippable | 0 |  | Not Applicable as per Item Classification |  | Not Applicable
953-4387 | 953-4387 | SPA, IRONRIDGE Manufacturer Rebate for # 211-0463, End Date 09/30/2021, Max Qty. , Krannich East - LOU, 4202954 Krannich Solar East LLC | -1.6 |  | No | Other | Shippable | 0 |  | Not Applicable as per Item Classification |  | Not Applicable
953-4388 | 953-4388 | SPA, IRONRIDGE Manufacturer Rebate for # 211-0464, End Date 09/30/2021, Max Qty. , Krannich East - LOU, 4202954 Krannich Solar East LLC | -1.6 |  | No | Other | Shippable | 0 |  | Not Applicable as per Item Classification |  | Not Applicable
953-4389 | 953-4389 | SPA, IRONRIDGE Manufacturer Rebate for # 211-0465, End Date 09/30/2021, Max Qty. , Krannich East - LOU, 4202954 Krannich Solar East LLC | -1.71 |  | No | Other | Shippable | 0 |  | Not Applicable as per Item Classification |  | Not Applicable
953-4390 | 953-4390 | SPA, IRONRIDGE Manufacturer Rebate for # 211-0481, End Date 09/30/2021, Max Qty. , Krannich East - LOU, 4202954 Krannich Solar East LLC | -3.87 |  | No | Other | Shippable | 0 |  | Not Applicable as per Item Classification |  | Not Applicable
953-4391 | 953-4391 | SPA, IRONRIDGE Manufacturer Rebate for # 211-0482, End Date 09/30/2021, Max Qty. , Krannich East - LOU, 4202954 Krannich Solar East LLC | -4.11 |  | No | Other | Shippable | 0 |  | Not Applicable as per Item Classification |  | Not Applicable
953-4392 | 953-4392 | SPA, IRONRIDGE Manufacturer Rebate for # 211-0483, End Date 09/30/2021, Max Qty. , Krannich East - LOU, 4202954 Krannich Solar East LLC | -4.33 |  | No | Other | Shippable | 0 |  | Not Applicable as per Item Classification |  | Not Applicable
953-4393 | 953-4393 | SPA, IRONRIDGE Manufacturer Rebate for # 211-0484, End Date 09/30/2021, Max Qty. , Krannich East - LOU, 4202954 Krannich Solar East LLC | -4.57 |  | No | Other | Shippable | 0 |  | Not Applicable as per Item Classification |  | Not Applicable
953-4394 | 953-4394 | SPA, IRONRIDGE Manufacturer Rebate for # 211-0485, End Date 09/30/2021, Max Qty. , Krannich East - LOU, 4202954 Krannich Solar East LLC | -4.79 |  | No | Other | Shippable | 0 |  | Not Applicable as per Item Classification |  | Not Applicable
953-4395 | 953-4395 | SPA, IRONRIDGE Manufacturer Rebate for # 212-0000, End Date 09/30/2021, Max Qty. , Krannich East - LOU, 4202954 Krannich Solar East LLC | -1.16 |  | No | Other | Shippable | 0 |  | Not Applicable as per Item Classification |  | Not Applicable
953-4396 | 953-4396 | SPA, IRONRIDGE Manufacturer Rebate for # 212-0001, End Date 09/30/2021, Max Qty. , Krannich East - LOU, 4202954 Krannich Solar East LLC | -0.41 |  | No | Other | Shippable | 0 |  | Not Applicable as per Item Classification |  | Not Applicable
953-4397 | 953-4397 | SPA, IRONRIDGE Manufacturer Rebate for # 212-0002, End Date 09/30/2021, Max Qty. , Krannich East - LOU, 4202954 Krannich Solar East LLC | -1.99 |  | No | Other | Shippable | 0 |  | Not Applicable as per Item Classification |  | Not Applicable
953-4398 | 953-4398 | SPA, IRONRIDGE Manufacturer Rebate for # 212-0003, End Date 09/30/2021, Max Qty. , Krannich East - LOU, 4202954 Krannich Solar East LLC | -2.1 |  | No | Other | Shippable | 0 |  | Not Applicable as per Item Classification |  | Not Applicable
953-4399 | 953-4399 | SPA, IRONRIDGE Manufacturer Rebate for # 212-0004, End Date 09/30/2021, Max Qty. , Krannich East - LOU, 4202954 Krannich Solar East LLC | -2.1 |  | No | Other | Shippable | 0 |  | Not Applicable as per Item Classification |  | Not Applicable
953-4400 | 953-4400 | SPA, IRONRIDGE Manufacturer Rebate for # 212-0005, End Date 09/30/2021, Max Qty. , Krannich East - LOU, 4202954 Krannich Solar East LLC | -2.1 |  | No | Other | Shippable | 0 |  | Not Applicable as per Item Classification |  | Not Applicable
953-4401 | 953-4401 | SPA, IRONRIDGE Manufacturer Rebate for # 220-0349, End Date 09/30/2021, Max Qty. , Krannich East - LOU, 4202954 Krannich Solar East LLC | -5.71 |  | No | Other | Shippable | 0 |  | Not Applicable as per Item Classification |  | Not Applicable
953-4402 | 953-4402 | SPA, IRONRIDGE Manufacturer Rebate for # 220-0350, End Date 09/30/2021, Max Qty. , Krannich East - LOU, 4202954 Krannich Solar East LLC | -7.43 |  | No | Other | Shippable | 0 |  | Not Applicable as per Item Classification |  | Not Applicable
953-4403 | 953-4403 | SPA, IRONRIDGE Manufacturer Rebate for # 220-0359, End Date 09/30/2021, Max Qty. , Krannich East - LOU, 4202954 Krannich Solar East LLC | -19.91 |  | No | Other | Shippable | 0 |  | Not Applicable as per Item Classification |  | Not Applicable
953-4404 | 953-4404 | SPA, IRONRIDGE Manufacturer Rebate for # 220-0360, End Date 09/30/2021, Max Qty. , Krannich East - LOU, 4202954 Krannich Solar East LLC | -23.06 |  | No | Other | Shippable | 0 |  | Not Applicable as per Item Classification |  | Not Applicable
953-4405 | 953-4405 | SPA, IRONRIDGE Manufacturer Rebate for # 220-0361, End Date 09/30/2021, Max Qty. , Krannich East - LOU, 4202954 Krannich Solar East LLC | -29.86 |  | No | Other | Shippable | 0 |  | Not Applicable as per Item Classification |  | Not Applicable
953-4406 | 953-4406 | SPA, IRONRIDGE Manufacturer Rebate for # 220-0714, End Date 09/30/2021, Max Qty. , Krannich East - LOU, 4202954 Krannich Solar East LLC | -25.15 |  | No | Other | Shippable | 0 |  | Not Applicable as per Item Classification |  | Not Applicable
953-4407 | 953-4407 | SPA, IRONRIDGE Manufacturer Rebate for # 220-0715, End Date 09/30/2021, Max Qty. , Krannich East - LOU, 4202954 Krannich Solar East LLC | -1.59 |  | No | Other | Shippable | 0 |  | Not Applicable as per Item Classification |  | Not Applicable
953-4408 | 953-4408 | SPA, IRONRIDGE Manufacturer Rebate for # 220-0716, End Date 09/30/2021, Max Qty. , Krannich East - LOU, 4202954 Krannich Solar East LLC | -1.59 |  | No | Other | Shippable | 0 |  | Not Applicable as per Item Classification |  | Not Applicable
953-4409 | 953-4409 | SPA, IRONRIDGE Manufacturer Rebate for # 250-1051, End Date 09/30/2021, Max Qty. , Krannich East - LOU, 4202954 Krannich Solar East LLC | -6.08 |  | No | Other | Shippable | 0 |  | Not Applicable as per Item Classification |  | Not Applicable
953-4410 | 953-4410 | SPA, IRONRIDGE Manufacturer Rebate for # 250-1052, End Date 09/30/2021, Max Qty. , Krannich East - LOU, 4202954 Krannich Solar East LLC | -6.08 |  | No | Other | Shippable | 0 |  | Not Applicable as per Item Classification |  | Not Applicable
953-4411 | 953-4411 | SPA, IRONRIDGE Manufacturer Rebate for # 250-1053, End Date 09/30/2021, Max Qty. , Krannich East - LOU, 4202954 Krannich Solar East LLC | -11.53 |  | No | Other | Shippable | 0 |  | Not Applicable as per Item Classification |  | Not Applicable
953-4412 | 953-4412 | SPA, IRONRIDGE Manufacturer Rebate for # 250-1054, End Date 09/30/2021, Max Qty. , Krannich East - LOU, 4202954 Krannich Solar East LLC | -0.34 |  | No | Other | Shippable | 0 |  | Not Applicable as per Item Classification |  | Not Applicable
953-4413 | 953-4413 | SPA, IRONRIDGE Manufacturer Rebate for # 250-1055, End Date 09/30/2021, Max Qty. , Krannich East - LOU, 4202954 Krannich Solar East LLC | -1.03 |  | No | Other | Shippable | 0 |  | Not Applicable as per Item Classification |  | Not Applicable
953-4414 | 953-4414 | SPA, IRONRIDGE Manufacturer Rebate for # 260-0099, End Date 09/30/2021, Max Qty. , Krannich East - LOU, 4202954 Krannich Solar East LLC | -0.43 |  | No | Other | Shippable | 0 |  | Not Applicable as per Item Classification |  | Not Applicable
953-4415 | 953-4415 | SPA, IRONRIDGE Manufacturer Rebate for # 260-0101, End Date 09/30/2021, Max Qty. , Krannich East - LOU, 4202954 Krannich Solar East LLC | -0.72 |  | No | Other | Shippable | 0 |  | Not Applicable as per Item Classification |  | Not Applicable
953-4416 | 953-4416 | SPA, IRONRIDGE Manufacturer Rebate for # 260-0102, End Date 09/30/2021, Max Qty. , Krannich East - LOU, 4202954 Krannich Solar East LLC | -0.78 |  | No | Other | Shippable | 0 |  | Not Applicable as per Item Classification |  | Not Applicable
953-4417 | 953-4417 | SPA, IRONRIDGE Manufacturer Rebate for # 260-0103, End Date 09/30/2021, Max Qty. , Krannich East - LOU, 4202954 Krannich Solar East LLC | -0.21 |  | No | Other | Shippable | 0 |  | Not Applicable as per Item Classification |  | Not Applicable
953-4418 | 953-4418 | SPA, IRONRIDGE Manufacturer Rebate for # 260-0104, End Date 09/30/2021, Max Qty. , Krannich East - LOU, 4202954 Krannich Solar East LLC | -0.06 |  | No | Other | Shippable | 0 |  | Not Applicable as per Item Classification |  | Not Applicable
953-4419 | 953-4419 | SPA, IRONRIDGE Manufacturer Rebate for # 260-0105, End Date 09/30/2021, Max Qty. , Krannich East - LOU, 4202954 Krannich Solar East LLC | -0.11 |  | No | Other | Shippable | 0 |  | Not Applicable as per Item Classification |  | Not Applicable
953-4420 | 953-4420 | SPA, IRONRIDGE Manufacturer Rebate for # 260-0106, End Date 09/30/2021, Max Qty. , Krannich East - LOU, 4202954 Krannich Solar East LLC | -0.22 |  | No | Other | Shippable | 0 |  | Not Applicable as per Item Classification |  | Not Applicable
953-4421 | 953-4421 | SPA, IRONRIDGE Manufacturer Rebate for # 260-0107, End Date 09/30/2021, Max Qty. , Krannich East - LOU, 4202954 Krannich Solar East LLC | -0.21 |  | No | Other | Shippable | 0 |  | Not Applicable as per Item Classification |  | Not Applicable
953-4422 | 953-4422 | SPA, IRONRIDGE Manufacturer Rebate for # 260-0108, End Date 09/30/2021, Max Qty. , Krannich East - LOU, 4202954 Krannich Solar East LLC | -0.22 |  | No | Other | Shippable | 0 |  | Not Applicable as per Item Classification |  | Not Applicable
953-4423 | 953-4423 | SPA, IRONRIDGE Manufacturer Rebate for # 260-0109, End Date 09/30/2021, Max Qty. , Krannich East - LOU, 4202954 Krannich Solar East LLC | -0.21 |  | No | Other | Shippable | 0 |  | Not Applicable as per Item Classification |  | Not Applicable
953-4424 | 953-4424 | SPA, IRONRIDGE Manufacturer Rebate for # 260-0110, End Date 09/30/2021, Max Qty. , Krannich East - LOU, 4202954 Krannich Solar East LLC | -0.22 |  | No | Other | Shippable | 0 |  | Not Applicable as per Item Classification |  | Not Applicable
953-4425 | 953-4425 | SPA, IRONRIDGE Manufacturer Rebate for # 260-0111, End Date 09/30/2021, Max Qty. , Krannich East - LOU, 4202954 Krannich Solar East LLC | -0.21 |  | No | Other | Shippable | 0 |  | Not Applicable as per Item Classification |  | Not Applicable
953-4426 | 953-4426 | SPA, IRONRIDGE Manufacturer Rebate for # 260-0112, End Date 09/30/2021, Max Qty. , Krannich East - LOU, 4202954 Krannich Solar East LLC | -0.06 |  | No | Other | Shippable | 0 |  | Not Applicable as per Item Classification |  | Not Applicable
953-4427 | 953-4427 | SPA, IRONRIDGE Manufacturer Rebate for # 260-0113, End Date 09/30/2021, Max Qty. , Krannich East - LOU, 4202954 Krannich Solar East LLC | -0.21 |  | No | Other | Shippable | 0 |  | Not Applicable as per Item Classification |  | Not Applicable
953-4428 | 953-4428 | SPA, IRONRIDGE Manufacturer Rebate for # 260-0114, End Date 09/30/2021, Max Qty. , Krannich East - LOU, 4202954 Krannich Solar East LLC | -0.22 |  | No | Other | Shippable | 0 |  | Not Applicable as per Item Classification |  | Not Applicable
953-4429 | 953-4429 | SPA, IRONRIDGE Manufacturer Rebate for # 260-0115, End Date 09/30/2021, Max Qty. , Krannich East - LOU, 4202954 Krannich Solar East LLC | -0.06 |  | No | Other | Shippable | 0 |  | Not Applicable as per Item Classification |  | Not Applicable
953-4430 | 953-4430 | SPA, IRONRIDGE Manufacturer Rebate for # 260-0116, End Date 09/30/2021, Max Qty. , Krannich East - LOU, 4202954 Krannich Solar East LLC | -0.22 |  | No | Other | Shippable | 0 |  | Not Applicable as per Item Classification |  | Not Applicable
953-4431 | 953-4431 | SPA, IRONRIDGE Manufacturer Rebate for # 260-0117, End Date 09/30/2021, Max Qty. , Krannich East - LOU, 4202954 Krannich Solar East LLC | -0.21 |  | No | Other | Shippable | 0 |  | Not Applicable as per Item Classification |  | Not Applicable
953-4432 | 953-4432 | SPA, IRONRIDGE Manufacturer Rebate for # 260-0118, End Date 09/30/2021, Max Qty. , Krannich East - LOU, 4202954 Krannich Solar East LLC | -0.22 |  | No | Other | Shippable | 0 |  | Not Applicable as per Item Classification |  | Not Applicable
953-4433 | 953-4433 | SPA, IRONRIDGE Manufacturer Rebate for # 260-0169, End Date 09/30/2021, Max Qty. , Krannich East - LOU, 4202954 Krannich Solar East LLC | -0.3 |  | No | Other | Shippable | 0 |  | Not Applicable as per Item Classification |  | Not Applicable
953-4434 | 953-4434 | SPA, IRONRIDGE Manufacturer Rebate for # 260-0170, End Date 09/30/2021, Max Qty. , Krannich East - LOU, 4202954 Krannich Solar East LLC | -0.3 |  | No | Other | Shippable | 0 |  | Not Applicable as per Item Classification |  | Not Applicable
953-4435 | 953-4435 | SPA, IRONRIDGE Manufacturer Rebate for # 260-0171, End Date 09/30/2021, Max Qty. , Krannich East - LOU, 4202954 Krannich Solar East LLC | -0.3 |  | No | Other | Shippable | 0 |  | Not Applicable as per Item Classification |  | Not Applicable
953-4436 | 953-4436 | SPA, IRONRIDGE Manufacturer Rebate for # 260-0172, End Date 09/30/2021, Max Qty. , Krannich East - LOU, 4202954 Krannich Solar East LLC | -0.3 |  | No | Other | Shippable | 0 |  | Not Applicable as per Item Classification |  | Not Applicable
953-4437 | 953-4437 | SPA, IRONRIDGE Manufacturer Rebate for # 260-0173, End Date 09/30/2021, Max Qty. , Krannich East - LOU, 4202954 Krannich Solar East LLC | -0.3 |  | No | Other | Shippable | 0 |  | Not Applicable as per Item Classification |  | Not Applicable
953-4438 | 953-4438 | SPA, IRONRIDGE Manufacturer Rebate for # 260-0174, End Date 09/30/2021, Max Qty. , Krannich East - LOU, 4202954 Krannich Solar East LLC | -0.3 |  | No | Other | Shippable | 0 |  | Not Applicable as per Item Classification |  | Not Applicable
953-4439 | 953-4439 | SPA, IRONRIDGE Manufacturer Rebate for # 260-0175, End Date 09/30/2021, Max Qty. , Krannich East - LOU, 4202954 Krannich Solar East LLC | -0.38 |  | No | Other | Shippable | 0 |  | Not Applicable as per Item Classification |  | Not Applicable
953-4440 | 953-4440 | SPA, IRONRIDGE Manufacturer Rebate for # 260-0281, End Date 09/30/2021, Max Qty. , Krannich East - LOU, 4202954 Krannich Solar East LLC | -0.78 |  | No | Other | Shippable | 0 |  | Not Applicable as per Item Classification |  | Not Applicable
953-4441 | 953-4441 | SPA, IRONRIDGE Manufacturer Rebate for # 260-0584, End Date 09/30/2021, Max Qty. , Krannich East - LOU, 4202954 Krannich Solar East LLC | -1.68 |  | No | Other | Shippable | 0 |  | Not Applicable as per Item Classification |  | Not Applicable
953-4442 | 953-4442 | SPA, IRONRIDGE Manufacturer Rebate for # 260-0585, End Date 09/30/2021, Max Qty. , Krannich East - LOU, 4202954 Krannich Solar East LLC | -1.5 |  | No | Other | Shippable | 0 |  | Not Applicable as per Item Classification |  | Not Applicable
953-4443 | 953-4443 | SPA, IRONRIDGE Manufacturer Rebate for # 270-0145, End Date 09/30/2021, Max Qty. , Krannich East - LOU, 4202954 Krannich Solar East LLC | -1.18 |  | No | Other | Shippable | 0 |  | Not Applicable as per Item Classification |  | Not Applicable
953-4444 | 953-4444 | SPA, IRONRIDGE Manufacturer Rebate for # 270-0146, End Date 09/30/2021, Max Qty. , Krannich East - LOU, 4202954 Krannich Solar East LLC | -1.31 |  | No | Other | Shippable | 0 |  | Not Applicable as per Item Classification |  | Not Applicable
953-4445 | 953-4445 | SPA, IRONRIDGE Manufacturer Rebate for # 270-0152, End Date 09/30/2021, Max Qty. , Krannich East - LOU, 4202954 Krannich Solar East LLC | -0.26 |  | No | Other | Shippable | 0 |  | Not Applicable as per Item Classification |  | Not Applicable
953-4446 | 953-4446 | SPA, IRONRIDGE Manufacturer Rebate for # 270-0157, End Date 09/30/2021, Max Qty. , Krannich East - LOU, 4202954 Krannich Solar East LLC | -1.95 |  | No | Other | Shippable | 0 |  | Not Applicable as per Item Classification |  | Not Applicable
953-4447 | 953-4447 | SPA, IRONRIDGE Manufacturer Rebate for # 270-0158, End Date 09/30/2021, Max Qty. , Krannich East - LOU, 4202954 Krannich Solar East LLC | -1.95 |  | No | Other | Shippable | 0 |  | Not Applicable as per Item Classification |  | Not Applicable
953-4448 | 953-4448 | SPA, IRONRIDGE Manufacturer Rebate for # 270-0159, End Date 09/30/2021, Max Qty. , Krannich East - LOU, 4202954 Krannich Solar East LLC | -1.95 |  | No | Other | Shippable | 0 |  | Not Applicable as per Item Classification |  | Not Applicable
953-4449 | 953-4449 | SPA, IRONRIDGE Manufacturer Rebate for # 270-0160, End Date 09/30/2021, Max Qty. , Krannich East - LOU, 4202954 Krannich Solar East LLC | -3.05 |  | No | Other | Shippable | 0 |  | Not Applicable as per Item Classification |  | Not Applicable
953-4450 | 953-4450 | SPA, IRONRIDGE Manufacturer Rebate for # 270-0161, End Date 09/30/2021, Max Qty. , Krannich East - LOU, 4202954 Krannich Solar East LLC | -3.43 |  | No | Other | Shippable | 0 |  | Not Applicable as per Item Classification |  | Not Applicable
953-4451 | 953-4451 | SPA, IRONRIDGE Manufacturer Rebate for # 270-0182, End Date 09/30/2021, Max Qty. , Krannich East - LOU, 4202954 Krannich Solar East LLC | -1.81 |  | No | Other | Shippable | 0 |  | Not Applicable as per Item Classification |  | Not Applicable
953-4452 | 953-4452 | SPA, IRONRIDGE Manufacturer Rebate for # 270-0725, End Date 09/30/2021, Max Qty. , Krannich East - LOU, 4202954 Krannich Solar East LLC | -3.51 |  | No | Other | Shippable | 0 |  | Not Applicable as per Item Classification |  | Not Applicable
953-4453 | 953-4453 | SPA, IRONRIDGE Manufacturer Rebate for # 270-0746, End Date 09/30/2021, Max Qty. , Krannich East - LOU, 4202954 Krannich Solar East LLC | -5.16 |  | No | Other | Shippable | 0 |  | Not Applicable as per Item Classification |  | Not Applicable
953-4454 | 953-4454 | SPA, IRONRIDGE Manufacturer Rebate for # 270-0773, End Date 09/30/2021, Max Qty. , Krannich East - LOU, 4202954 Krannich Solar East LLC | 0.05 |  | No | Other | Shippable | 0 |  | Not Applicable as per Item Classification |  | Not Applicable
953-4455 | 953-4455 | SPA, IRONRIDGE Manufacturer Rebate for # 270-0776, End Date 09/30/2021, Max Qty. , Krannich East - LOU, 4202954 Krannich Solar East LLC | -1.88 |  | No | Other | Shippable | 0 |  | Not Applicable as per Item Classification |  | Not Applicable
953-4456 | 953-4456 | SPA, IRONRIDGE Manufacturer Rebate for # 270-0870, End Date 09/30/2021, Max Qty. , Krannich East - LOU, 4202954 Krannich Solar East LLC | -3.14 |  | No | Other | Shippable | 0 |  | Not Applicable as per Item Classification |  | Not Applicable
953-4457 | 953-4457 | SPA, IRONRIDGE Manufacturer Rebate for # 270-0898, End Date 09/30/2021, Max Qty. , Krannich East - LOU, 4202954 Krannich Solar East LLC | -1.87 |  | No | Other | Shippable | 0 |  | Not Applicable as per Item Classification |  | Not Applicable
953-4458 | 953-4458 | SPA, IRONRIDGE Manufacturer Rebate for # 270-0899, End Date 09/30/2021, Max Qty. , Krannich East - LOU, 4202954 Krannich Solar East LLC | -1.88 |  | No | Other | Shippable | 0 |  | Not Applicable as per Item Classification |  | Not Applicable
953-4459 | 953-4459 | SPA, IRONRIDGE Manufacturer Rebate for # 270-0900, End Date 09/30/2021, Max Qty. , Krannich East - LOU, 4202954 Krannich Solar East LLC | -1.88 |  | No | Other | Shippable | 0 |  | Not Applicable as per Item Classification |  | Not Applicable
953-4460 | 953-4460 | SPA, IRONRIDGE Manufacturer Rebate for # 270-0901, End Date 09/30/2021, Max Qty. , Krannich East - LOU, 4202954 Krannich Solar East LLC | -1.88 |  | No | Other | Shippable | 0 |  | Not Applicable as per Item Classification |  | Not Applicable
953-4461 | 953-4461 | SPA, IRONRIDGE Manufacturer Rebate for # 270-0902, End Date 09/30/2021, Max Qty. , Krannich East - LOU, 4202954 Krannich Solar East LLC | -0.98 |  | No | Other | Shippable | 0 |  | Not Applicable as per Item Classification |  | Not Applicable
953-4462 | 953-4462 | SPA, IRONRIDGE Manufacturer Rebate for # 270-0941, End Date 09/30/2021, Max Qty. , Krannich East - LOU, 4202954 Krannich Solar East LLC | -0.78 |  | No | Other | Shippable | 0 |  | Not Applicable as per Item Classification |  | Not Applicable
953-4463 | 953-4463 | SPA, IRONRIDGE Manufacturer Rebate for # 270-0942, End Date 09/30/2021, Max Qty. , Krannich East - LOU, 4202954 Krannich Solar East LLC | -8.23 |  | No | Other | Shippable | 0 |  | Not Applicable as per Item Classification |  | Not Applicable
953-4464 | 953-4464 | SPA, IRONRIDGE Manufacturer Rebate for # 270-1001, End Date 09/30/2021, Max Qty. , Krannich East - LOU, 4202954 Krannich Solar East LLC | -1.31 |  | No | Other | Shippable | 0 |  | Not Applicable as per Item Classification |  | Not Applicable
953-4465 | 953-4465 | SPA, IRONRIDGE Manufacturer Rebate for # 271-0008, End Date 09/30/2021, Max Qty. , Krannich East - LOU, 4202954 Krannich Solar East LLC | -2.14 |  | No | Other | Shippable | 0 |  | Not Applicable as per Item Classification |  | Not Applicable
953-4466 | 953-4466 | SPA, IRONRIDGE Manufacturer Rebate for # 271-0009, End Date 09/30/2021, Max Qty. , Krannich East - LOU, 4202954 Krannich Solar East LLC | -1.83 |  | No | Other | Shippable | 0 |  | Not Applicable as per Item Classification |  | Not Applicable
953-4467 | 953-4467 | SPA, IRONRIDGE Manufacturer Rebate for # 271-0010, End Date 09/30/2021, Max Qty. , Krannich East - LOU, 4202954 Krannich Solar East LLC | -2.1 |  | No | Other | Shippable | 0 |  | Not Applicable as per Item Classification |  | Not Applicable
953-4468 | 953-4468 | SPA, IRONRIDGE Manufacturer Rebate for # 271-0012, End Date 09/30/2021, Max Qty. , Krannich East - LOU, 4202954 Krannich Solar East LLC | -1.83 |  | No | Other | Shippable | 0 |  | Not Applicable as per Item Classification |  | Not Applicable
953-4469 | 953-4469 | SPA, IRONRIDGE Manufacturer Rebate for # 271-0014, End Date 09/30/2021, Max Qty. , Krannich East - LOU, 4202954 Krannich Solar East LLC | -1.22 |  | No | Other | Shippable | 0 |  | Not Applicable as per Item Classification |  | Not Applicable
953-4470 | 953-4470 | SPA, IRONRIDGE Manufacturer Rebate for # 271-0015, End Date 09/30/2021, Max Qty. , Krannich East - LOU, 4202954 Krannich Solar East LLC | -1.83 |  | No | Other | Shippable | 0 |  | Not Applicable as per Item Classification |  | Not Applicable
953-4471 | 953-4471 | SPA, IRONRIDGE Manufacturer Rebate for # 510-0258, End Date 09/30/2021, Max Qty. , Krannich East - LOU, 4202954 Krannich Solar East LLC | -9.43 |  | No | Other | Shippable | 0 |  | Not Applicable as per Item Classification |  | Not Applicable
953-4472 | 953-4472 | SPA, IRONRIDGE Manufacturer Rebate for # 550-0287, End Date 09/30/2021, Max Qty. , Krannich East - LOU, 4202954 Krannich Solar East LLC | -0.1 |  | No | Other | Shippable | 0 |  | Not Applicable as per Item Classification |  | Not Applicable
953-4473 | 953-4473 | SPA, IRONRIDGE Manufacturer Rebate for # 550-0288, End Date 09/30/2021, Max Qty. , Krannich East - LOU, 4202954 Krannich Solar East LLC | -0.02 |  | No | Other | Shippable | 0 |  | Not Applicable as per Item Classification |  | Not Applicable
953-4474 | 953-4474 | SPA, IRONRIDGE Manufacturer Rebate for # 550-0382, End Date 09/30/2021, Max Qty. , Krannich East - LOU, 4202954 Krannich Solar East LLC | -1.6 |  | No | Other | Shippable | 0 |  | Not Applicable as per Item Classification |  | Not Applicable
953-4475 | 953-4475 | SPA, IRONRIDGE Manufacturer Rebate for # 590-0101, End Date 09/30/2021, Max Qty. , Krannich East - LOU, 4202954 Krannich Solar East LLC | -0.56 |  | No | Other | Shippable | 0 |  | Not Applicable as per Item Classification |  | Not Applicable
953-4476 | 953-4476 | SPA, IRONRIDGE Manufacturer Rebate for # 590-0115, End Date 09/30/2021, Max Qty. , Krannich East - LOU, 4202954 Krannich Solar East LLC | -0.82 |  | No | Other | Shippable | 0 |  | Not Applicable as per Item Classification |  | Not Applicable
953-4477 | 953-4477 | SPA, IRONRIDGE Manufacturer Rebate for # 590-0116, End Date 09/30/2021, Max Qty. , Krannich East - LOU, 4202954 Krannich Solar East LLC | -0.57 |  | No | Other | Shippable | 0 |  | Not Applicable as per Item Classification |  | Not Applicable
953-4478 | 953-4478 | SPA, IRONRIDGE Manufacturer Rebate for # 590-0117, End Date 09/30/2021, Max Qty. , Krannich East - LOU, 4202954 Krannich Solar East LLC | -1.46 |  | No | Other | Shippable | 0 |  | Not Applicable as per Item Classification |  | Not Applicable
953-4479 | 953-4479 | SPA, IRONRIDGE Manufacturer Rebate for # 590-0118, End Date 09/30/2021, Max Qty. , Krannich East - LOU, 4202954 Krannich Solar East LLC | -0.57 |  | No | Other | Shippable | 0 |  | Not Applicable as per Item Classification |  | Not Applicable
953-4480 | 953-4480 | SPA, IRONRIDGE Manufacturer Rebate for # 590-0119, End Date 09/30/2021, Max Qty. , Krannich East - LOU, 4202954 Krannich Solar East LLC | -0.52 |  | No | Other | Shippable | 0 |  | Not Applicable as per Item Classification |  | Not Applicable
953-4481 | 953-4481 | SPA, IRONRIDGE Manufacturer Rebate for # 590-0120, End Date 09/30/2021, Max Qty. , Krannich East - LOU, 4202954 Krannich Solar East LLC | -1.2 |  | No | Other | Shippable | 0 |  | Not Applicable as per Item Classification |  | Not Applicable
953-4482 | 953-4482 | SPA, IRONRIDGE Manufacturer Rebate for # 590-0121, End Date 09/30/2021, Max Qty. , Krannich East - LOU, 4202954 Krannich Solar East LLC | -0.76 |  | No | Other | Shippable | 0 |  | Not Applicable as per Item Classification |  | Not Applicable
953-4483 | 953-4483 | "SPA, Panasonic Manufacturer Rebate for # 110-1127, End Date 12/31/2020, Max Qty. , PanaADDY, 80371 Addy Electric" | -27.56 |  | No | Other | Shippable | 0 |  | Not Applicable as per Item Classification |  | Not Applicable
953-4484 | 953-4484 | "SPA, Panasonic Manufacturer Rebate for # 110-1203, End Date 12/31/2020, Max Qty. , PanaADDY, 80371 Addy Electric" | -28.35 |  | No | Other | Shippable | 0 |  | Not Applicable as per Item Classification |  | Not Applicable
953-4485 | 953-4485 | "SPA, Panasonic Manufacturer Rebate for # 110-1223, End Date 12/31/2020, Max Qty. , PanaADDY, 80371 Addy Electric" | -27.15 |  | No | Other | Shippable | 0 |  | Not Applicable as per Item Classification |  | Not Applicable
953-4486 | 953-4486 | SPA, Solaria Manufacturer Rebate for # 110-1222, End Date 12/31/2020, Max Qty. N/A, Diamond, 4204494 - Evergreen solar and construction dba Evergreen Builders | -47.32 |  | No | Other | Shippable | 0 |  | Not Applicable as per Item Classification |  | Not Applicable
953-4487 | 953-4487 | SPA, Solaria Manufacturer Rebate for # 110-1254, End Date 12/31/2020, Max Qty. N/A, Diamond, 4204494 - Evergreen solar and construction dba Evergreen Builders | -55.41 |  | No | Other | Shippable | 0 |  | Not Applicable as per Item Classification |  | Not Applicable
953-4488 | 953-4488 | SPA, Solaria Manufacturer Rebate for # 110-1222, End Date 04/01/2021, Max Qty. , Platinum, 203669 Mynt Solar | -39.02 |  | No | Other | Shippable | 0 |  | Not Applicable as per Item Classification |  | Not Applicable
953-4489 | 953-4489 | SPA, Solaria Manufacturer Rebate for # 112-0010, End Date 04/01/2021, Max Qty. , Platinum, 203669 Mynt Solar | -43.47 |  | No | Other | Shippable | 0 |  | Not Applicable as per Item Classification |  | Not Applicable
953-4490 | 953-4490 | SPA, Solaria Manufacturer Rebate for # 110-1254, End Date 04/01/2021, Max Qty. , Platinum, 203669 Mynt Solar | -53.41 |  | No | Other | Shippable | 0 |  | Not Applicable as per Item Classification |  | Not Applicable
953-4491 | 953-4491 | SPA, Solaria Manufacturer Rebate for # 110-1222, End Date 12/31/2020, Max Qty. , Platinum, 203342 Solarize | -39.02 |  | No | Other | Shippable | 0 |  | Not Applicable as per Item Classification |  | Not Applicable
953-4492 | 953-4492 | SPA, Solaria Manufacturer Rebate for # 112-0010, End Date 12/31/2020, Max Qty. , Platinum, 203342 Solarize | -43.47 |  | No | Other | Shippable | 0 |  | Not Applicable as per Item Classification |  | Not Applicable
953-4493 | 953-4493 | SPA, Solaria Manufacturer Rebate for # 110-1254, End Date 12/31/2020, Max Qty. , Platinum, 203342 Solarize | -53.41 |  | No | Other | Shippable | 0 |  | Not Applicable as per Item Classification |  | Not Applicable
953-4494 | 953-4494 | SPA, Solaria Manufacturer Rebate for # 110-1247, End Date 12/31/2020, Max Qty. N/A, Platinum, 4204425 Solight Energy Solutions | -29.2 |  | No | Other | Shippable | 0 |  | Not Applicable as per Item Classification |  | Not Applicable
953-4495 | 953-4495 | SPA, Solaria Manufacturer Rebate for # 112-0010, End Date 12/31/2020, Max Qty. N/A, Platinum, 4204425 Solight Energy Solutions | -29.2 |  | No | Other | Shippable | 0 |  | Not Applicable as per Item Classification |  | Not Applicable
953-4496 | 953-4496 | SPA, Solaria Manufacturer Rebate for # 110-1254, End Date 12/31/2020, Max Qty. N/A, Platinum, 4204425 Solight Energy Solutions | -32 |  | No | Other | Shippable | 0 |  | Not Applicable as per Item Classification |  | Not Applicable
953-4497 | 953-4497 | SPA, Solaria Manufacturer Rebate for # 110-1222, End Date 12/31/2020, Max Qty. N/A, Platinum, 4204425 Solight Energy Solutions | -29.6 |  | No | Other | Shippable | 0 |  | Not Applicable as per Item Classification |  | Not Applicable
953-4498 | 953-4498 | SPA, Enphase Manufacturer Rebate for # 480-0124, End Date 12/31/2020, Max Qty. 20, Q-00003483, 8426 High Definition Solar | -512.78 |  | No | Other | Shippable | 0 |  | Not Applicable as per Item Classification |  | Not Applicable
953-4499 | 953-4499 | SPA, Enphase Manufacturer Rebate for # 480-0123, End Date 12/31/2020, Max Qty. 20, Q-00003483, 8426 High Definition Solar | -201.67 |  | No | Other | Shippable | 0 |  | Not Applicable as per Item Classification |  | Not Applicable
953-4500 | 953-4500 | SPA, Enphase Manufacturer Rebate for # 321-0215, End Date 12/31/2020, Max Qty. 1000, Q-00002562, 8426 High Definition Solar | -18.56 |  | No | Other | Shippable | 0 |  | Not Applicable as per Item Classification |  | Not Applicable
953-4501 | 953-4501 | SPA, Enphase Manufacturer Rebate for # 321-0216, End Date 12/31/2020, Max Qty. 1000, Q-00002562, 8426 High Definition Solar | -18.94 |  | No | Other | Shippable | 0 |  | Not Applicable as per Item Classification |  | Not Applicable
953-4502 | 953-4502 | SPA, ENPHASE Manufacturer Rebate for # 321-0216, End Date 12/31/2020, Max Qty. , Q-00002302, 89424 Creative Solar USA Inc | -12.83 |  | No | Other | Shippable | 0 |  | Not Applicable as per Item Classification |  | Not Applicable
953-4503 | 953-4503 | SPA, ENPHASE Manufacturer Rebate for # 321-0215, End Date 12/31/2020, Max Qty. , Q-00002302, 89424 Creative Solar USA Inc | -13.46 |  | No | Other | Shippable | 0 |  | Not Applicable as per Item Classification |  | Not Applicable
953-4504 | 953-4504 | SPA, Enphase Manufacturer Rebate for # 321-0219, End Date 12/31/2020, Max Qty. 700, Q-00002978, 4204478 Climate Doctors, LLC | -9.81 |  | No | Other | Shippable | 0 |  | Not Applicable as per Item Classification |  | Not Applicable
953-4505 | 953-4505 | SPA, Enphase Manufacturer Rebate for # 321-0215, End Date 12/31/2020, Max Qty. 1100, Q-00002474, 88596 American Array Solar | -16.76 |  | No | Other | Shippable | 0 |  | Not Applicable as per Item Classification |  | Not Applicable
953-4506 | 953-4506 | SPA, Enphase Manufacturer Rebate for # 321-0216, End Date 12/31/2020, Max Qty. 1100, Q-00002474, 88596 American Array Solar | -17.14 |  | No | Other | Shippable | 0 |  | Not Applicable as per Item Classification |  | Not Applicable
953-4507 | 953-4507 | SPA, Enphase Manufacturer Rebate for # 321-0219, End Date 12/31/2020, Max Qty. 1100, Q-00002474, 88596 American Array Solar | -17.67 |  | No | Other | Shippable | 0 |  | Not Applicable as per Item Classification |  | Not Applicable
953-4508 | 953-4508 | SPA, Enphase Manufacturer Rebate for # 321-0223, End Date 12/31/2020, Max Qty. 1100, Q-00002474, 88596 American Array Solar | -17.96 |  | No | Other | Shippable | 0 |  | Not Applicable as per Item Classification |  | Not Applicable
953-4509 | 953-4509 | SPA, Solaria Corp Manufacturer Rebate for # 110-1176, End Date 12/31/2020, Max Qty. , Diamond, 8893 Sunergy Systems | -23 |  | No | Other | Shippable | 0 |  | Not Applicable as per Item Classification |  | Not Applicable
953-4510 | 953-4510 | SPA, Solaria Corp Manufacturer Rebate for # 112-0010, End Date 12/31/2020, Max Qty. , Diamond, 8893 Sunergy Systems | -44.07 |  | No | Other | Shippable | 0 |  | Not Applicable as per Item Classification |  | Not Applicable
953-4511 | 953-4511 | SPA, Solaria Corp Manufacturer Rebate for # 110-1153, End Date 12/31/2020, Max Qty. , Diamond, 8893 Sunergy Systems | -26.18 |  | No | Other | Shippable | 0 |  | Not Applicable as per Item Classification |  | Not Applicable
953-4512 | 953-4512 | SPA, Enphase Manufacturer Rebate for # 321-0215, End Date 12/31/2020, Max Qty. 800, Q-00002331, 7121 Solar Alternatives Inc | -13.83 |  | No | Other | Shippable | 0 |  | Not Applicable as per Item Classification |  | Not Applicable
953-4513 | 953-4513 | SPA, Enphase Manufacturer Rebate for # 321-0216, End Date 12/31/2020, Max Qty. 800, Q-00002331, 7121 Solar Alternatives Inc | -13.21 |  | No | Other | Shippable | 0 |  | Not Applicable as per Item Classification |  | Not Applicable
953-4514 | 953-4514 | SPA, Solaria Manufacturer Rebate for # 110-1222, End Date 12/31/2020, Max Qty. 500, Plaitnum, 5991 SolarEnergy 911: Future Energy Today | -37.52 |  | No | Other | Shippable | 0 |  | Not Applicable as per Item Classification |  | Not Applicable
953-4515 | 953-4515 | SPA, Solaria Manufacturer Rebate for # 110-1254, End Date 12/31/2020, Max Qty. 500, Plaitnum, 5991 SolarEnergy 911: Future Energy Today | -34.41 |  | No | Other | Shippable | 0 |  | Not Applicable as per Item Classification |  | Not Applicable
953-4516 | 953-4516 | SPA, Panasonic Manufacturer Rebate for # 110-1126, End Date 12/31/2020, Max Qty. 450kw, PANABHE, 1600 Blue Horizon Energy LLC | -36.86 |  | No | Other | Shippable | 0 |  | Not Applicable as per Item Classification |  | Not Applicable
953-4517 | 953-4517 | SPA, Panasonic Manufacturer Rebate for # 110-1127, End Date 12/31/2020, Max Qty. 450kw, PANABHE, 1600 Blue Horizon Energy LLC | -63.86 |  | No | Other | Shippable | 0 |  | Not Applicable as per Item Classification |  | Not Applicable
953-4518 | 953-4518 | SPA, Panasonic Manufacturer Rebate for # 112-0008, End Date 12/31/2020, Max Qty. 450kw, PANABHE, 1600 Blue Horizon Energy LLC | -77.82 |  | No | Other | Shippable | 0 |  | Not Applicable as per Item Classification |  | Not Applicable
953-4519 | 953-4519 | SPA, Panasonic Manufacturer Rebate for # 110-1127, End Date 03/31/2021, Max Qty. 450kw, PanaWHole Sun- drop shipped container (672), 82467 Whole Sun Designs Inc. | -63.86 |  | No | Other | Shippable | 0 |  | Not Applicable as per Item Classification |  | Not Applicable
953-4520 | 953-4520 | SPA, Panasonic Manufacturer Rebate for # 110-1127, End Date 03/31/2021, Max Qty. 450kw, PanaWhole Sun - drop shipped 1/2 container (336), 82467 Whole Sun Designs Inc. | -57.26 |  | No | Other | Shippable | 0 |  | Not Applicable as per Item Classification |  | Not Applicable
953-4521 | 953-4521 | SPA, Panasonic Manufacturer Rebate for # 110-1203, End Date 03/31/2021, Max Qty. 450kw, PanaWhole Sun - drop shipped container (672), 82467 Whole Sun Designs Inc. | -67.95 |  | No | Other | Shippable | 0 |  | Not Applicable as per Item Classification |  | Not Applicable
953-4522 | 953-4522 | SPA,Enphase Manufacturer Rebate for # 321-0219, End Date 12/31/2020, Max Qty. , Q-00002226, 7401 Nova West | -16.77 |  | No | Other | Shippable | 0 |  | Not Applicable as per Item Classification |  | Not Applicable
953-4523 | 953-4523 | SPA, Solaria Manufacturer Rebate for # 110-1176, End Date 12/31/2020, Max Qty. N/A, Platinum, 12713 Howe Custom Home Builders | 0 |  | No | Other | Shippable | 0 |  | Not Applicable as per Item Classification |  | Not Applicable
953-4524 | 953-4524 | SPA, Solaria Manufacturer Rebate for # 112-0010, End Date 12/31/2020, Max Qty. N/A, Platinum, 12713 Howe Custom Home Builders | -10.07 |  | No | Other | Shippable | 0 |  | Not Applicable as per Item Classification |  | Not Applicable
953-4525 | 953-4525 | SPA, Solaria Manufacturer Rebate for # 110-1222, End Date 12/31/2020, Max Qty. N/A, Platinum, 12713 Howe Custom Home Builders | -28.32 |  | No | Other | Shippable | 0 |  | Not Applicable as per Item Classification |  | Not Applicable
953-4526 | 953-4526 | SPA, Solaria Manufacturer Rebate for # 110-1222, End Date 12/31/2020, Max Qty. 1000, SPA-2020Q4, 88596 American Array Solar | -50.75 |  | No | Other | Shippable | 0 |  | Not Applicable as per Item Classification |  | Not Applicable
953-4527 | 953-4527 | SPA, Solaria Manufacturer Rebate for # 112-0010, End Date 12/31/2020, Max Qty. 1000, SPA-2020Q4, 88596 American Array Solar | -52.07 |  | No | Other | Shippable | 0 |  | Not Applicable as per Item Classification |  | Not Applicable
953-4528 | 953-4528 | SPA, Solaria Manufacturer Rebate for # 110-1247, End Date 12/31/2020, Max Qty. 1000, SPA-2020Q4, 88596 American Array Solar | -33.85 |  | No | Other | Shippable | 0 |  | Not Applicable as per Item Classification |  | Not Applicable
953-4529 | 953-4529 | SPA, Enphase Manufacturer Rebate for # 321-0223, End Date 12/31/2020, Max Qty. 500, Q-00002846, 3853 Wholesale Solar, Inc | -21.86 |  | No | Other | Shippable | 0 |  | Not Applicable as per Item Classification |  | Not Applicable
953-4530 | 953-4530 | SPA, Enphase Manufacturer Rebate for # 321-0216, End Date 12/31/2020, Max Qty. 500, Q-00002846, 3853 Wholesale Solar, Inc | -19.64 |  | No | Other | Shippable | 0 |  | Not Applicable as per Item Classification |  | Not Applicable
953-4531 | 953-4531 | SPA, Enphase Manufacturer Rebate for # 321-0215, End Date 12/31/2020, Max Qty. 700, Q-00002837, 4271 HALCYON SOLAR CONSTRUCTION | -13.36 |  | No | Other | Shippable | 0 |  | Not Applicable as per Item Classification |  | Not Applicable
953-4532 | 953-4532 | SPA, Enphase Manufacturer Rebate for # 321-0216, End Date 12/31/2020, Max Qty. 700, Q-00002837, 4271 HALCYON SOLAR CONSTRUCTION | -13.14 |  | No | Other | Shippable | 0 |  | Not Applicable as per Item Classification |  | Not Applicable
953-4533 | 953-4533 | SPA, Enphase Manufacturer Rebate for # 321-0223, End Date 12/31/2020, Max Qty. 700, Q-00002837, 4271 HALCYON SOLAR CONSTRUCTION | -14.26 |  | No | Other | Shippable | 0 |  | Not Applicable as per Item Classification |  | Not Applicable
953-4534 | 953-4534 | SPA, Solaria Manufacturer Rebate for # 110-1222, End Date 12/31/2020, Max Qty. Max, Diamond, 3352 NexGen Construction Services Inc | -37 |  | No | Other | Shippable | 0 |  | Not Applicable as per Item Classification |  | Not Applicable
953-4535 | 953-4535 | SPA, Enphase Manufacturer Rebate for # 321-0215, End Date 12/31/2020, Max Qty. 100, Q-00002545, CU: Global Energy 4203946 | -14.36 |  | No | Other | Shippable | 0 |  | Not Applicable as per Item Classification |  | Not Applicable
953-4536 | 953-4536 | SPA, Enphase Manufacturer Rebate for # 321-0219, End Date 12/31/2020, Max Qty. 100, Q-00002545, CU: Global Energy 4203946 | -14.77 |  | No | Other | Shippable | 0 |  | Not Applicable as per Item Classification |  | Not Applicable
953-4537 | 953-4537 | SPA, Enphase Manufacturer Rebate for # 321-0216, End Date 12/31/2020, Max Qty. 100, Q-00002545, CU: Global Energy 4203946 | -15.14 |  | No | Other | Shippable | 0 |  | Not Applicable as per Item Classification |  | Not Applicable
953-4538 | 953-4538 | SPA, IRONRIDGE Manufacturer Rebate for # DS-260-0118, End Date 09/30/2021, Max Qty. , 4202954 Krannich Solar East LLC | -0.06 |  | No | Other | Shippable | 0 |  | Not Applicable as per Item Classification |  | Not Applicable
953-4539 | 953-4539 | SPA, Panasonic Manufacturer Rebate for # 110-1127, End Date 12/31/2020, Max Qty. , PANANewport, 4203536 Newport Electric Construction Corp dba NEC Solar | -16.5 |  | No | Other | Shippable | 0 |  | Not Applicable as per Item Classification |  | Not Applicable
953-4540 | 953-4540 | SPA, Panasonic Manufacturer Rebate for # 110-1223, End Date 12/31/2020, Max Qty. , PANANewport, 4203536 Newport Electric Construction Corp dba NEC Solar | -16.25 |  | No | Other | Shippable | 0 |  | Not Applicable as per Item Classification |  | Not Applicable
953-4541 | 953-4541 | SPA, Panasonic Manufacturer Rebate for # 110-1203, End Date 12/31/2020, Max Qty. , PANANewport, 4203536 Newport Electric Construction Corp dba NEC Solar | -17 |  | No | Other | Shippable | 0 |  | Not Applicable as per Item Classification |  | Not Applicable
953-4542 | 953-4542 | SPA, ENPHASE ENERGY Manufacturer Rebate for # 480-0124, End Date 12/31/2020, Max Qty. 25, 953-4542, 203669 Mynt Solar | -344.45 |  | No | Other | Shippable | 0 |  | Not Applicable as per Item Classification |  | Not Applicable
953-4543 | 953-4543 | SPA, ENPHASE ENERGY Manufacturer Rebate for # 480-0123, End Date 12/31/2020, Max Qty. 25, 953-4542, 203669 Mynt Solar | -320 |  | No | Other | Shippable | 0 |  | Not Applicable as per Item Classification |  | Not Applicable
953-4544 | 953-4544 | SPA, ENPHASE ENERGY Manufacturer Rebate for # 321-0215, End Date 12/31/2020, Max Qty. 2000, 953-4544, 203669 Mynt Solar | -13.51 |  | No | Other | Shippable | 0 |  | Not Applicable as per Item Classification |  | Not Applicable
953-4545 | 953-4545 | SPA, ENPHASE ENERGY Manufacturer Rebate for # 321-0216, End Date 12/31/2020, Max Qty. 2000, 953-4544, 203669 Mynt Solar | -13.21 |  | No | Other | Shippable | 0 |  | Not Applicable as per Item Classification |  | Not Applicable
953-4546 | 953-4546 | SPA, Solaria Manufacturer Rebate for # 110-1254, End Date 12/31/2020, Max Qty. 500, Solaria Platinum, 1547 Eco Direct | -42.91 |  | No | Other | Shippable | 0 |  | Not Applicable as per Item Classification |  | Not Applicable
953-4547 | 953-4547 | SPA, Solaria Manufacturer Rebate for # 112-0010, End Date 12/31/2020, Max Qty. N/A, Platinum, 121208 Basad Construction DBA Elite Solar | -29.2 |  | No | Other | Shippable | 0 |  | Not Applicable as per Item Classification |  | Not Applicable
953-4548 | 953-4548 | SPA, Solaria Manufacturer Rebate for # 110-1254, End Date 12/31/2020, Max Qty. N/A, Platinum, 121208 Basad Construction DBA Elite Solar | -17.85 |  | No | Other | Shippable | 0 |  | Not Applicable as per Item Classification |  | Not Applicable
953-4549 | 953-4549 | SPA, Solaria Manufacturer Rebate for # 110-1222, End Date 12/31/2020, Max Qty. N/A, Platinum, 121208 Basad Construction DBA Elite Solar | -29.6 |  | No | Other | Shippable | 0 |  | Not Applicable as per Item Classification |  | Not Applicable
953-4550 | 953-4550 | SPA, Panasonic Manufacturer Rebate for # 112-0008, End Date 12/31/2020, Max Qty. 250kw, Panasonic FirstPV Inc dba SolarUnion Q4, 80786 FirstPV Inc dba SolarUnion | -17.02 |  | No | Other | Shippable | 0 |  | Not Applicable as per Item Classification |  | Not Applicable
953-4551 | 953-4551 | SPA, Panasonic Manufacturer Rebate for # 110-1127, End Date 12/31/2020, Max Qty. 250kw, Panasonic FirstPV Inc dba SolarUnion Q4, 80786 FirstPV Inc dba SolarUnion | -21.76 |  | No | Other | Shippable | 0 |  | Not Applicable as per Item Classification |  | Not Applicable
953-4552 | 953-4552 | SPA, Panasonic Manufacturer Rebate for # 110-1203, End Date 12/31/2020, Max Qty. 250kw, Panasonic FirstPV Inc dba SolarUnion Q4, 80786 FirstPV Inc dba SolarUnion | -21.76 |  | No | Other | Shippable | 0 |  | Not Applicable as per Item Classification |  | Not Applicable
953-4553 | 953-4553 | SPA, Solaria Manufacturer Rebate for # 110-1222, End Date 12/31/2020, Max Qty. N/A, Gold - SPA-2020Q4, 4204504 Photon Stellar Inc. | -19.32 |  | No | Other | Shippable | 0 |  | Not Applicable as per Item Classification |  | Not Applicable
953-4554 | 953-4554 | SPA, Solaria Manufacturer Rebate for # 110-1254, End Date 12/31/2020, Max Qty. N/A, Gold - SPA-2020Q4, 4204504 Photon Stellar Inc. | -32.41 |  | No | Other | Shippable | 0 |  | Not Applicable as per Item Classification |  | Not Applicable
953-4555 | 953-4555 | SPA, Solaria Manufacturer Rebate for # 110-1247, End Date 12/31/2020, Max Qty. 500, Platinum, 88279 Illuminate Solar Company | -37.05 |  | No | Other | Shippable | 0 |  | Not Applicable as per Item Classification |  | Not Applicable
953-4556 | 953-4556 | SPA, Solaria Manufacturer Rebate for # 110-1222, End Date 12/31/2020, Max Qty. 500, Platinum, 88279 Illuminate Solar Company | -37.42 |  | No | Other | Shippable | 0 |  | Not Applicable as per Item Classification |  | Not Applicable
953-4557 | 953-4557 | SPA, Solaria Manufacturer Rebate for # 112-0010, End Date 12/31/2020, Max Qty. 500, Platinum, 88279 Illuminate Solar Company | -38.77 |  | No | Other | Shippable | 0 |  | Not Applicable as per Item Classification |  | Not Applicable
953-4558 | 953-4558 | SPA, Enphase Manufacturer Rebate for # 321-0215, End Date 12/31/2020, Max Qty. , Q-00002234, 121482 The LeverEdge | -12.36 |  | No | Other | Shippable | 0 |  | Not Applicable as per Item Classification |  | Not Applicable
953-4559 | 953-4559 | SPA, Enphase Manufacturer Rebate for # 321-0216, End Date 12/31/2020, Max Qty. , Q-00002234, 121482 The LeverEdge | -13.94 |  | No | Other | Shippable | 0 |  | Not Applicable as per Item Classification |  | Not Applicable
953-4560 | 953-4560 | SPA, Enphase Manufacturer Rebate for # 321-0219, End Date 12/31/2020, Max Qty. , Q-00002234, 121482 The LeverEdge | -15.77 |  | No | Other | Shippable | 0 |  | Not Applicable as per Item Classification |  | Not Applicable
953-4561 | 953-4561 | SPA, Enphase Manufacturer Rebate for # 321-0223, End Date 12/31/2020, Max Qty. , Q-00002234, 121482 The LeverEdge | -16.86 |  | No | Other | Shippable | 0 |  | Not Applicable as per Item Classification |  | Not Applicable
953-4562 | 953-4562 | SPA, Solaria Manufacturer Rebate for # 112-0010, End Date 12/31/2020, Max Qty. , Platinum, 89803 Del Sol NRG | -29.2 |  | No | Other | Shippable | 0 |  | Not Applicable as per Item Classification |  | Not Applicable
953-4563 | 953-4563 | SPA, Solaria Manufacturer Rebate for # 110-1222, End Date 12/31/2020, Max Qty. , Platinum, 89803 Del Sol NRG | -27.92 |  | No | Other | Shippable | 0 |  | Not Applicable as per Item Classification |  | Not Applicable
953-4564 | 953-4564 | SPA, Enphase Manufacturer Rebate for # 321-0223, End Date 12/31/2020, Max Qty. 1000, Q-00003053, 89950 Urban Solar Group | -25.86 |  | No | Other | Shippable | 0 |  | Not Applicable as per Item Classification |  | Not Applicable
953-4565 | 953-4565 | SPA, Enphase Manufacturer Rebate for # 480-0124, End Date 12/31/2020, Max Qty. 50, Q-00003053, 89950 Urban Solar Group | -998.89 |  | No | Other | Shippable | 0 |  | Not Applicable as per Item Classification |  | Not Applicable
953-4566 | 953-4566 | SPA, Enphase Manufacturer Rebate for # 480-0123, End Date 12/31/2020, Max Qty. 5, Q-00003053, 89950 Urban Solar Group | -564.45 |  | No | Other | Shippable | 0 |  | Not Applicable as per Item Classification |  | Not Applicable
953-4567 | 953-4567 | SPA, Manufacturer Rebate for # 110-1222, End Date 12/31/2020, Max Qty. 600, Diamond, 4204074 Ready Home Energy Inc | -37 |  | No | Other | Shippable | 0 |  | Not Applicable as per Item Classification |  | Not Applicable
953-4568 | 953-4568 | SPA, Solaria Manufacturer Rebate for # 110-1222, End Date 11/07/2020, Max Qty. , Diamond Plus, 4203363 Hytech Solar Inc | -44.4 |  | No | Other | Shippable | 0 |  | Not Applicable as per Item Classification |  | Not Applicable
953-4569 | 953-4569 | SPA, Solaria Manufacturer Rebate for # 110-1176, End Date 03/31/2021, Max Qty. N/A, Diamond, 4204221 Effect Energy Inc | -36 |  | No | Other | Shippable | 0 |  | Not Applicable as per Item Classification |  | Not Applicable
953-4570 | 953-4570 | SPA, Solaria Manufacturer Rebate for # 112-0010, End Date 03/31/2021, Max Qty. N/A, Diamond, 4204221 Effect Energy Inc | -50.77 |  | No | Other | Shippable | 0 |  | Not Applicable as per Item Classification |  | Not Applicable
953-4571 | 953-4571 | SPA, Solaria Manufacturer Rebate for # 112-0007, End Date 03/31/2021, Max Qty. N/A, Diamond, 4204221 Effect Energy Inc | -26.58 |  | No | Other | Shippable | 0 |  | Not Applicable as per Item Classification |  | Not Applicable
953-4572 | 953-4572 | SPA, Solaria Manufacturer Rebate for # 110-1222, End Date 03/31/2021, Max Qty. N/A, Diamond, 4204221 Effect Energy Inc | -27.92 |  | No | Other | Shippable | 0 |  | Not Applicable as per Item Classification |  | Not Applicable
953-4573 | 953-4573 | SPA, Solaria Manufacturer Rebate for # 110-1222, End Date 12/31/2020, Max Qty. 500, Platinum, 5991 SolarEnergy 911: Future Energy Today | -35.32 |  | No | Other | Shippable | 0 |  | Not Applicable as per Item Classification |  | Not Applicable
953-4574 | 953-4574 | SPA, Solaria Manufacturer Rebate for # 110-1254, End Date 12/31/2020, Max Qty. 500, Platinum, 5991 SolarEnergy 911: Future Energy Today | -48.41 |  | No | Other | Shippable | 0 |  | Not Applicable as per Item Classification |  | Not Applicable
953-4575 | 953-4575 | SPA, Enphase Manufacturer Rebate for # 321-0216, End Date 12/31/2020, Max Qty. 50, Q-00002921, 3352 NexGen Construction Services Inc | -4.68 |  | No | Other | Shippable | 0 |  | Not Applicable as per Item Classification |  | Not Applicable
953-4576 | 953-4576 | SPA, Enphase Manufacturer Rebate for # 321-0223, End Date 12/31/2020, Max Qty. 50, Q-00002921, 3352 NexGen Construction Services Inc | -5 |  | No | Other | Shippable | 0 |  | Not Applicable as per Item Classification |  | Not Applicable
953-4577 | 953-4577 | SPA, Enphase Manufacturer Rebate for # 321-0215, End Date 12/31/2020, Max Qty. 50, Q-00002921, 3352 NexGen Construction Services Inc | -5.11 |  | No | Other | Shippable | 0 |  | Not Applicable as per Item Classification |  | Not Applicable
953-4578 | 953-4578 | SPA, Panasonic Manufacturer Rebate for # 112-0008, End Date 12/31/2020, Max Qty. 500kw, Panasonic American Array, 88596 American Array Solar | -42.82 |  | No | Other | Shippable | 0 |  | Not Applicable as per Item Classification |  | Not Applicable
953-4579 | 953-4579 | SPA, Panasonic Manufacturer Rebate for # 110-1127, End Date 12/31/2020, Max Qty. 500kw, Panasonic American Array, 88596 American Array Solar | -27.56 |  | No | Other | Shippable | 0 |  | Not Applicable as per Item Classification |  | Not Applicable
953-4580 | 953-4580 | SPA, Panasonic Manufacturer Rebate for # 110-1203, End Date 12/31/2020, Max Qty. 500kw, Panasonic American Array, 88596 American Array Solar | -28.99 |  | No | Other | Shippable | 0 |  | Not Applicable as per Item Classification |  | Not Applicable
953-4581 | 953-4581 | SPA, Enphase Manufacturer Rebate for # 321-0215, End Date 12/31/2020, Max Qty. 500, Q-00002554, 80633 Solar Roof Dynamics LLC | -14.36 |  | No | Other | Shippable | 0 |  | Not Applicable as per Item Classification |  | Not Applicable
953-4582 | 953-4582 | SPA, Enphase Manufacturer Rebate for # 321-0216, End Date 12/31/2020, Max Qty. 500, Q-00002554, 80633 Solar Roof Dynamics LLC | -15.14 |  | No | Other | Shippable | 0 |  | Not Applicable as per Item Classification |  | Not Applicable
953-4583 | 953-4583 | SPA, Enphase Manufacturer Rebate for # 321-0223, End Date 12/31/2020, Max Qty. 500, Q-00002554, 80633 Solar Roof Dynamics LLC | -14.56 |  | No | Other | Shippable | 0 |  | Not Applicable as per Item Classification |  | Not Applicable
953-4584 | 953-4584 | SPA, Enphase Manufacturer Rebate for # 321-0215, End Date 12/31/2020, Max Qty. 1000, Q-00002550, 203742 Ilum Solar | -13.36 |  | No | Other | Shippable | 0 |  | Not Applicable as per Item Classification |  | Not Applicable
953-4585 | 953-4585 | SPA, Enphase Manufacturer Rebate for # 321-0216, End Date 12/31/2020, Max Qty. 1000, Q-00002550, 203742 Ilum Solar | -13.14 |  | No | Other | Shippable | 0 |  | Not Applicable as per Item Classification |  | Not Applicable
953-4586 | 953-4586 | SPA, Enphase Manufacturer Rebate for # 321-0219, End Date 12/31/2020, Max Qty. 1000, Q-00002550, 203742 Ilum Solar | -13.27 |  | No | Other | Shippable | 0 |  | Not Applicable as per Item Classification |  | Not Applicable
953-4587 | 953-4587 | SPA, ENPHASE Manufacturer Rebate for # 321-0215, End Date 12/31/2020, Max Qty. , Q-00002328, 4203821 Expert Contracting dba Expert Solar Inc. | -4.9 |  | No | Other | Shippable | 0 |  | Not Applicable as per Item Classification |  | Not Applicable
953-4588 | 953-4588 | SPA, ENPHASE Manufacturer Rebate for # 321-0223, End Date 12/31/2020, Max Qty. , Q-00002328, 4203821 Expert Contracting dba Expert Solar Inc. | -6.6 |  | No | Other | Shippable | 0 |  | Not Applicable as per Item Classification |  | Not Applicable
953-4589 | 953-4589 | SPA, ENPHASE Manufacturer Rebate for # 321-0216, End Date 12/31/2020, Max Qty. , Q-00002328, 4203821 Expert Contracting dba Expert Solar Inc. | -5.55 |  | No | Other | Shippable | 0 |  | Not Applicable as per Item Classification |  | Not Applicable
953-4590 | 953-4590 | SPA, Solaria Manufacturer Rebate for # 110-1247, End Date 12/31/2020, Max Qty. 1000, Solaria Pro Partner SPA (SebastopolHeat&Cool,Zero Energy Associates), 3563 Sebastopol Heat & Cool | -44.05 |  | No | Other | Shippable | 0 |  | Not Applicable as per Item Classification |  | Not Applicable
953-4591 | 953-4591 | SPA, Solaria Manufacturer Rebate for # 110-1222, End Date 12/31/2020, Max Qty. 1000, Solaria Pro Partner SPA (SebastopolHeat&Cool,Zero Energy Associates), 3563 Sebastopol Heat & Cool | -44.57 |  | No | Other | Shippable | 0 |  | Not Applicable as per Item Classification |  | Not Applicable
953-4592 | 953-4592 | SPA, Solaria Manufacturer Rebate for # 110-1254, End Date 12/31/2020, Max Qty. 1000, Solaria Pro Partner SPA (SebastopolHeat&Cool,Zero Energy Associates), 3563 Sebastopol Heat & Cool | -47.91 |  | No | Other | Shippable | 0 |  | Not Applicable as per Item Classification |  | Not Applicable
953-4593 | 953-4593 | SPA, Solaria Manufacturer Rebate for # 112-0010, End Date 12/31/2020, Max Qty. 1000, Solaria Pro Partner SPA (SebastopolHeat&Cool,Zero Energy Associates), 3563 Sebastopol Heat & Cool | -45.32 |  | No | Other | Shippable | 0 |  | Not Applicable as per Item Classification |  | Not Applicable
953-4594 | 953-4594 | SPA, Solaria Manufacturer Rebate for # 110-1254, End Date 12/31/2020, Max Qty. N/A, Diamond, 203313 Sunergy, Inc | -58.41 |  | No | Other | Shippable | 0 |  | Not Applicable as per Item Classification |  | Not Applicable
953-4595 | 953-4595 | SPA, Solaria Manufacturer Rebate for # 112-0010, End Date 12/31/2020, Max Qty. , Platinum, 121305 Simply Solar LLC | -29.2 |  | No | Other | Shippable | 0 |  | Not Applicable as per Item Classification |  | Not Applicable
953-4596 | 953-4596 | SPA, Solaria Manufacturer Rebate for # 110--1222, End Date 12/31/2020, Max Qty. , Platinum, 121305 Simply Solar LLC | -29.6 |  | No | Other | Shippable | 0 |  | Not Applicable as per Item Classification |  | Not Applicable
953-4597 | 953-4597 | SPA, Panasonic Manufacturer Rebate for # 110-1127, End Date 03/31/2021, Max Qty. 150kW, Panasonic SPA Benton , 82152 Benton Electric, Inc. | -30.86 |  | No | Other | Shippable | 0 |  | Not Applicable as per Item Classification |  | Not Applicable
953-4598 | 953-4598 | SPA, Panasonic Manufacturer Rebate for # 110-1203, End Date 03/31/2021, Max Qty. 150kW, Panasonic SPA Benton , 82152 Benton Electric, Inc. | -33.92 |  | No | Other | Shippable | 0 |  | Not Applicable as per Item Classification |  | Not Applicable
953-4599 | 953-4599 | SPA, Panasonic Manufacturer Rebate for # 110-1223, End Date 03/31/2021, Max Qty. 150kW, Panasonic SPA Benton , 82152 Benton Electric, Inc. | -30.4 |  | No | Other | Shippable | 0 |  | Not Applicable as per Item Classification |  | Not Applicable
953-4600 | 953-4600 | SPA, Panasonic Manufacturer Rebate for # 110-1127, End Date 12/31/2020, Max Qty. 250kW, GR8-PANA, 80904 The Green Store Inc. dba GR8 Energy | -24.26 |  | No | Other | Shippable | 0 |  | Not Applicable as per Item Classification |  | Not Applicable
953-4601 | 953-4601 | SPA, Panasonic Manufacturer Rebate for # 110-1203, End Date 12/31/2020, Max Qty. 250kW, GR8-PANA, 80904 The Green Store Inc. dba GR8 Energy | -26.85 |  | No | Other | Shippable | 0 |  | Not Applicable as per Item Classification |  | Not Applicable
953-4602 | 953-4602 | SPA, Panasonic Manufacturer Rebate for # 112-0008, End Date 12/31/2020, Max Qty. 250kW, GR8-PANA, 80904 The Green Store Inc. dba GR8 Energy | -29.31 |  | No | Other | Shippable | 0 |  | Not Applicable as per Item Classification |  | Not Applicable
953-4603 | 953-4603 | SPA, Panasonic Manufacturer Rebate for # 110-1223, End Date 12/31/2020, Max Qty. 250kW, GR8-PANA, 80904 The Green Store Inc. dba GR8 Energy | -20.65 |  | No | Other | Shippable | 0 |  | Not Applicable as per Item Classification |  | Not Applicable
953-4604 | 953-4604 | SPA, Panasonic Manufacturer Rebate for # 110-1127, End Date 12/21/2020, Max Qty. 275, Q4 Central SPA, 6900 Aberration, Inc. dba South Texas Solar Systems, Inc. | -40.78 |  | No | Other | Shippable | 0 |  | Not Applicable as per Item Classification |  | Not Applicable
953-4605 | 953-4605 | SPA, Panasonic Manufacturer Rebate for # 110-1203, End Date 12/21/2020, Max Qty. 275, Q4 Central SPA, 6900 Aberration, Inc. dba South Texas Solar Systems, Inc. | -42.7 |  | No | Other | Shippable | 0 |  | Not Applicable as per Item Classification |  | Not Applicable
953-4606 | 953-4606 | SPA, Panasonic Manufacturer Rebate for # 112-0008, End Date 12/21/2020, Max Qty. 275, Q4 Central SPA, 6900 Aberration, Inc. dba South Texas Solar Systems, Inc. | -46.06 |  | No | Other | Shippable | 0 |  | Not Applicable as per Item Classification |  | Not Applicable
953-4607 | 953-4607 | SPA, Panasonic Manufacturer Rebate for # 110-1223, End Date 12/21/2020, Max Qty. 275, Q4 Central SPA, 6900 Aberration, Inc. dba South Texas Solar Systems, Inc. | -40.18 |  | No | Other | Shippable | 0 |  | Not Applicable as per Item Classification |  | Not Applicable
953-4608 | 953-4608 | SPA, Solaria Manufacturer Rebate for # 110-1222, End Date 12/31/2020, Max Qty. 500, Platinum, 4204353 KiloWatt Solar Inc | -39.99 |  | No | Other | Shippable | 0 |  | Not Applicable as per Item Classification |  | Not Applicable
953-4609 | 953-4609 | SPA, Solaria Manufacturer Rebate for # 110-1254, End Date 12/31/2020, Max Qty. 500, Platinum, 4204353 KiloWatt Solar Inc | -23.13 |  | No | Other | Shippable | 0 |  | Not Applicable as per Item Classification |  | Not Applicable
953-4610 | 953-4610 | SPA, Solaria Manufacturer Rebate for # 110-1247, End Date 12/31/2020, Max Qty. 500, Platinum, 4204353 KiloWatt Solar Inc | -33.27 |  | No | Other | Shippable | 0 |  | Not Applicable as per Item Classification |  | Not Applicable
953-4611 | 953-4611 | SPA, Solaria Manufacturer Rebate for # 110-1153, End Date 12/31/2020, Max Qty. 500, Platinum, CU: 4203946 Global Energy LLC | -28.4 |  | No | Other | Shippable | 0 |  | Not Applicable as per Item Classification |  | Not Applicable
953-4612 | 953-4612 | SPA, Solaria Manufacturer Rebate for # 112-0010, End Date 12/31/2020, Max Qty. 500, Platinum, CU: 4203946 Global Energy LLC | -29.2 |  | No | Other | Shippable | 0 |  | Not Applicable as per Item Classification |  | Not Applicable
953-4613 | 953-4613 | SPA, Solaria Manufacturer Rebate for # 110-1222, End Date 12/31/2020, Max Qty. 500, Platinum, CU: 4203946 Global Energy LLC | -29.6 |  | No | Other | Shippable | 0 |  | Not Applicable as per Item Classification |  | Not Applicable
953-4614 | 953-4614 | SPA, Solaria Manufacturer Rebate for # 110-1254, End Date 12/31/2020, Max Qty. 500, Platinum, CU: 4203946 Global Energy LLC | -16 |  | No | Other | Shippable | 0 |  | Not Applicable as per Item Classification |  | Not Applicable
953-4615 | 953-4615 | SPA, Solaria Manufacturer Rebate for # 110-1153, End Date 12/31/2020, Max Qty. 500, Platinum, CU: 4203946 Global Energy LLC | -28.4 |  | No | Other | Shippable | 0 |  | Not Applicable as per Item Classification |  | Not Applicable
953-4616 | 953-4616 | SPA, Solaria Manufacturer Rebate for # 112-0010, End Date 12/31/2020, Max Qty. 500, Platinum, CU: 4203946 Global Energy LLC | -29.2 |  | No | Other | Shippable | 0 |  | Not Applicable as per Item Classification |  | Not Applicable
953-4617 | 953-4617 | SPA, Solaria Manufacturer Rebate for # 110-1222, End Date 12/31/2020, Max Qty. 500, Platinum, CU: 4203946 Global Energy LLC | -29.6 |  | No | Other | Shippable | 0 |  | Not Applicable as per Item Classification |  | Not Applicable
953-4618 | 953-4618 | SPA, Solaria Manufacturer Rebate for # 110-1254, End Date 12/31/2020, Max Qty. 500, Platinum, CU: 4203946 Global Energy LLC | -16 |  | No | Other | Shippable | 0 |  | Not Applicable as per Item Classification |  | Not Applicable
953-4619 | 953-4619 | SPA, Solaria Manufacturer Rebate for # 110-1222, End Date 12/31/2020, Max Qty. 500, Platinum, 121698 Laibach Solar | -29.6 |  | No | Other | Shippable | 0 |  | Not Applicable as per Item Classification |  | Not Applicable
953-4620 | 953-4620 | SPA, Solaria Manufacturer Rebate for # 112-0010, End Date 12/31/2020, Max Qty. 500, Platinum, 121698 Laibach Solar | -29.2 |  | No | Other | Shippable | 0 |  | Not Applicable as per Item Classification |  | Not Applicable
953-4621 | 953-4621 | SPA, Solaria Manufacturer Rebate for # 110-1254, End Date 12/31/2020, Max Qty. 500, Platinum, 121698 Laibach Solar | -17.85 |  | No | Other | Shippable | 0 |  | Not Applicable as per Item Classification |  | Not Applicable
953-4622 | 953-4622 | SPA, Solaria Manufacturer Rebate for # 112-0010, End Date 12/31/2020, Max Qty. , Diamond, 4203074 Thor Electric | -36.5 |  | No | Other | Shippable | 0 |  | Not Applicable as per Item Classification |  | Not Applicable
953-4623 | 953-4623 | SPA, Solaria Manufacturer Rebate for # 110-1222, End Date 12/31/2020, Max Qty. , Diamond, 4203074 Thor Electric | -37 |  | No | Other | Shippable | 0 |  | Not Applicable as per Item Classification |  | Not Applicable
953-4624 | 953-4624 | SPA, Solaria Manufacturer Rebate for # 110-1254, End Date 12/31/2020, Max Qty. , Diamond, 4203074 Thor Electric | -33.85 |  | No | Other | Shippable | 0 |  | Not Applicable as per Item Classification |  | Not Applicable
953-4625 | 953-4625 | SPA, Solaria Manufacturer Rebate for # 110--1247, End Date 12/31/2020, Max Qty. , Platinum, 121305 Simply Solar LLC | -29.2 |  | No | Other | Shippable | 0 |  | Not Applicable as per Item Classification |  | Not Applicable
953-4626 | 953-4626 | SPA, Panasonic Manufacturer Rebate for # 110-1127, End Date 12/31/2020, Max Qty. , PanaMIlestone, 7748 Milestone Solar | -17.66 |  | No | Other | Shippable | 0 |  | Not Applicable as per Item Classification |  | Not Applicable
953-4627 | 953-4627 | SPA, Panasonic Manufacturer Rebate for # 112-0008, End Date 12/31/2020, Max Qty. , PanaMIlestone, 7748 Milestone Solar | -25.02 |  | No | Other | Shippable | 0 |  | Not Applicable as per Item Classification |  | Not Applicable
953-4628 | 953-4628 | SPA, Panasonic Manufacturer Rebate for # 110-1223 End Date 12/31/2020, Max Qty. , PanaMIlestone, 7748 Milestone Solar | -17.4 |  | No | Other | Shippable | 0 |  | Not Applicable as per Item Classification |  | Not Applicable
953-4629 | 953-4629 | SPA, Panasonic Manufacturer Rebate for # 110-1202 End Date 12/31/2020, Max Qty. , PanaMIlestone, 7748 Milestone Solar | 19.33 |  | No | Other | Shippable | 0 |  | Not Applicable as per Item Classification |  | Not Applicable
953-4630 | 953-4630 | SPA, Panasonic Manufacturer Rebate for # 110-1203 End Date 12/31/2020, Max Qty. , PanaMIlestone, 7748 Milestone Solar | -16.95 |  | No | Other | Shippable | 0 |  | Not Applicable as per Item Classification |  | Not Applicable
953-4631 | 953-4631 | "SPA, Solaria Corp Manufacturer Rebate for # 110-1254, End Date 10/31/2020, Max Qty. , Diamond, 4203842 Bell Electrical Systems LLC" | -41.41 |  | No | Other | Shippable | 0 |  | Not Applicable as per Item Classification |  | Not Applicable
953-4632 | 953-4632 | SPA, Enphase Manufacturer Rebate for # 321-0215, End Date 12/31/2020, Max Qty. 1000, Q-00003106, 4204434 - Enlightened Solar dba Enlightened Solar | -13.58 |  | No | Other | Shippable | 0 |  | Not Applicable as per Item Classification |  | Not Applicable
953-4633 | 953-4633 | SPA, Enphase Manufacturer Rebate for # 321-0215, End Date 12/31/2020, Max Qty. 1000, Q-00001633, 4204075 Southern Solar dba Southern solar | -24.67 |  | No | Other | Shippable | 0 |  | Not Applicable as per Item Classification |  | Not Applicable
953-4634 | 953-4634 | SPA, Enphase Manufacturer Rebate for # 321-0219, End Date 12/31/2020, Max Qty. 5, Q-00002957, 10454 - Solar Solution LLC | -26.84 |  | No | Other | Shippable | 0 |  | Not Applicable as per Item Classification |  | Not Applicable
953-4635 | 953-4635 | SPA, Enphase Manufacturer Rebate for # 321-0215, End Date 12/31/2020, Max Qty. 5, Q-00002957, 10454 - Solar Solution LLC | -26.66 |  | No | Other | Shippable | 0 |  | Not Applicable as per Item Classification |  | Not Applicable
953-4636 | 953-4636 | SPA, Enphase Manufacturer Rebate for # 321-0216, End Date 12/31/2020, Max Qty. 5000, Q-00002957, 10454 - Solar Solution LLC | -26.15 |  | No | Other | Shippable | 0 |  | Not Applicable as per Item Classification |  | Not Applicable
953-4637 | 953-4637 | SPA, IRONRIDGE Manufacturer Rebate for # DS-260-0104, End Date 09/30/2021, Max Qty. , , 203377 Krannich Solar West LLC | -0.06 |  | No | Other | Shippable | 0 |  | Not Applicable as per Item Classification |  | Not Applicable
953-4638 | 953-4638 | SPA, Solaria Manufacturer Rebate for # 110-1247, End Date 12/31/2020, Max Qty. N/A, Platinum, 9349 Vaha Group Inc. dba Vaha Sustainable Energy | -29.2 |  | No | Other | Shippable | 0 |  | Not Applicable as per Item Classification |  | Not Applicable
953-4639 | 953-4639 | SPA, Solaria Manufacturer Rebate for # 110-1222, End Date 12/31/2020, Max Qty. N/A, Gold, 489526 Synergy 768 | -13.12 |  | No | Other | Shippable | 0 |  | Not Applicable as per Item Classification |  | Not Applicable
953-4640 | 953-4640 | SPA, Solaria Manufacturer Rebate for # 112-0010, End Date 12/31/2020, Max Qty. N/A, Gold, 489526 Synergy 768 | -14.6 |  | No | Other | Shippable | 0 |  | Not Applicable as per Item Classification |  | Not Applicable
953-4641 | 953-4641 | SPA, Solaria Manufacturer Rebate for # 110-1254, End Date 12/31/2020, Max Qty. N/A, Gold, 489526 Synergy 768 | -17.41 |  | No | Other | Shippable | 0 |  | Not Applicable as per Item Classification |  | Not Applicable
953-4642 | 953-4642 | SPA, Solaria Manufacturer Rebate for # 110-1222, End Date 12/24/2020, Max Qty. 250, Solaria Gold , 3858 Sunblue Energy | -22.37 |  | No | Other | Shippable | 0 |  | Not Applicable as per Item Classification |  | Not Applicable
953-4643 | 953-4643 | SPA, Solaria Manufacturer Rebate for # 110--1254, End Date 12/31/2020, Max Qty. , Platinum, 121305 Simply Solar LLC | -17.85 |  | No | Other | Shippable | 0 |  | Not Applicable as per Item Classification |  | Not Applicable
953-4644 | 953-4644 | SPA, Unirac Manufacturer Rebate for # 510-0283, End Date 06/30/2021, Max Qty. 1000, Zenith-Unirac, 4203978 Zenith Security | -2.29 |  | No | Other | Shippable | 0 |  | Not Applicable as per Item Classification |  | Not Applicable
953-4645 | 953-4645 | SPA, Enphase Manufacturer Rebate for # 321-0216, End Date 12/31/2020, Max Qty. , Q-00002287, 14010 Sigora Solar LLC | -32 |  | No | Other | Shippable | 0 |  | Not Applicable as per Item Classification |  | Not Applicable
953-4646 | 953-4646 | SPA, Solaria Manufacturer Rebate for # 112-0010, End Date 12/31/2020, Max Qty. 250, Gold CU: 4203164 Element Electric | -14.6 |  | No | Other | Shippable | 0 |  | Not Applicable as per Item Classification |  | Not Applicable
953-4647 | 953-4647 | SPA, Solaria Manufacturer Rebate for # 110-1222, End Date 12/31/2020, Max Qty. 250, Gold, CU: 4203164 Element Electric | -14.8 |  | No | Other | Shippable | 0 |  | Not Applicable as per Item Classification |  | Not Applicable
953-4648 | 953-4648 | SPA, Solaria Manufacturer Rebate for # 110-1254, End Date 12/31/2020, Max Qty. 250, Gold, CU: 4203164 Element Electric | -9.38 |  | No | Other | Shippable | 0 |  | Not Applicable as per Item Classification |  | Not Applicable
953-4649 | 953-4649 | SPA, Enphase Manufacturer Rebate for # 321-0215, End Date 12/31/2020, Max Qty. 1000, Q-00001758, 4203978 Zenith Security | -24.33 |  | No | Other | Shippable | 0 |  | Not Applicable as per Item Classification |  | Not Applicable
953-4650 | 953-4650 | SPA, Enphase Manufacturer Rebate for # 321-0216, End Date 12/31/2020, Max Qty. 1000, Q-00001758, 4203978 Zenith Security | -24.14 |  | No | Other | Shippable | 0 |  | Not Applicable as per Item Classification |  | Not Applicable
953-4651 | 953-4651 | SPA, Solaria Manufacturer Rebate for # 112-0010, End Date 12/31/2020, Max Qty. 250, Gold, 120927 Carolina Energy Conservation | -14.6 |  | No | Other | Shippable | 0 |  | Not Applicable as per Item Classification |  | Not Applicable
953-4652 | 953-4652 | SPA, Solaria Manufacturer Rebate for # 110-1254, End Date 12/31/2020, Max Qty. 500, Platinum, 4204140 Solar solutions of America | -57.41 |  | No | Other | Shippable | 0 |  | Not Applicable as per Item Classification |  | Not Applicable
953-4653 | 953-4653 | SPA, Solaria Manufacturer Rebate for # 110-1254, End Date 12/01/2020, Max Qty. 500, Solaria Gold , 82214 Bermuda Engineering | -33.41 |  | No | Other | Shippable | 0 |  | Not Applicable as per Item Classification |  | Not Applicable
953-4654 | 953-4654 | SPA, Solaria Manufacturer Rebate for # 110-1254, End Date 12/31/2020, Max Qty. N/A, Platinum - SPA-2020Q4, 80168 JS Solar & Electric | -17.85 |  | No | Other | Shippable | 0 |  | Not Applicable as per Item Classification |  | Not Applicable
953-4655 | 953-4655 | SPA, Solaria Manufacturer Rebate for # 110-1247, End Date 12/31/2020, Max Qty. N/A, Platinum - SPA-2020Q4, 203603 Green Integrations and Management Inc | -29.2 |  | No | Other | Shippable | 0 |  | Not Applicable as per Item Classification |  | Not Applicable
953-4656 | 953-4656 | SPA, Solaria Manufacturer Rebate for # 112-0010, End Date 12/31/2020, Max Qty. N/A, Platinum - SPA-2020Q4, 203603 Green Integrations and Management Inc | -29.2 |  | No | Other | Shippable | 0 |  | Not Applicable as per Item Classification |  | Not Applicable
953-4657 | 953-4657 | SPA, Solaria Manufacturer Rebate for # 110-1222, End Date 12/31/2020, Max Qty. N/A, Platinum - SPA-2020Q4, 203603 Green Integrations and Management Inc | -29.6 |  | No | Other | Shippable | 0 |  | Not Applicable as per Item Classification |  | Not Applicable
953-4658 | 953-4658 | SPA, Solaria Manufacturer Rebate for # 110-1254, End Date 12/31/2020, Max Qty. N/A, Platinum - SPA-2020Q4, 203603 Green Integrations and Management Inc | -17.85 |  | No | Other | Shippable | 0 |  | Not Applicable as per Item Classification |  | Not Applicable
953-4659 | 953-4659 | SPA, Solaria Manufacturer Rebate for # 110-1222, End Date 12/31/2020, Max Qty. , Gold, 4204450 Convert Solar | -14.8 |  | No | Other | Shippable | 0 |  | Not Applicable as per Item Classification |  | Not Applicable
953-4660 | 953-4660 | SPA, Solaria Manufacturer Rebate for # 110-1254, End Date 02/26/21 Max Qty. , Platinum, 2587 GREEN POWER ENERGY LLC | -54.41 |  | No | Other | Shippable | 0 |  | Not Applicable as per Item Classification |  | Not Applicable
953-4661 | 953-4661 | SPA, Solaria Manufacturer Rebate for # 112-0010, End Date 02/26/21 Max Qty. , Platinum, 2587 GREEN POWER ENERGY LLC | -50.07 |  | No | Other | Shippable | 0 |  | Not Applicable as per Item Classification |  | Not Applicable
953-4662 | 953-4662 | SPA, Solaria Manufacturer Rebate for # 110-1222, End Date 02/26/21, Max Qty. , Platinum, 2587 GREEN POWER ENERGY LLC | -53.11 |  | No | Other | Shippable | 0 |  | Not Applicable as per Item Classification |  | Not Applicable
953-4663 | 953-4663 | SPA, Enphase Manufacturer Rebate for # 321-0215, End Date 12/31/2020, Max Qty. 1000, Q-00002437, 4203118 Speir Innovations LLC | -20.36 |  | No | Other | Shippable | 0 |  | Not Applicable as per Item Classification |  | Not Applicable
953-4664 | 953-4664 | SPA, Enphase Manufacturer Rebate for # 321-0216, End Date 12/31/2020, Max Qty. 1000, Q-00002437, 4203118 Speir Innovations LLC | -19.14 |  | No | Other | Shippable | 0 |  | Not Applicable as per Item Classification |  | Not Applicable
953-4665 | 953-4665 | SPA, Mission Manufacturer Rebate for # 110-1238, End Date 03/31/2021, Max Qty. 10000, Zenith/Soligent SPA, 4203978 Zenith Security LLC | -19.2 |  | No | Other | Shippable | 0 |  | Not Applicable as per Item Classification |  | Not Applicable
953-4666 | 953-4666 | "SPA, Solaria Corp Manufacturer Rebate for # 110-1222, End Date 12/31/2020, Max Qty. , Diamond, 4203842 Bell Electrical Systems LLC" | -56.81 |  | No | Other | Shippable | 0 |  | Not Applicable as per Item Classification |  | Not Applicable
953-4667 | 953-4667 | "SPA, Solaria Corp Manufacturer Rebate for # 110-1176, End Date 12/31/2020, Max Qty. , Diamond, 4203842 Bell Electrical Systems LLC" | -42.2 |  | No | Other | Shippable | 0 |  | Not Applicable as per Item Classification |  | Not Applicable
953-4668 | 953-4668 | "SPA, Solaria Corp Manufacturer Rebate for # 112-0010, End Date 12/31/2020, Max Qty. , Diamond, 4203842 Bell Electrical Systems LLC" | -36.17 |  | No | Other | Shippable | 0 |  | Not Applicable as per Item Classification |  | Not Applicable
953-4669 | 953-4669 | "SPA, Solaria Corp Manufacturer Rebate for # 110-1254, End Date 12/31/2020, Max Qty. , Diamond, 4203842 Bell Electrical Systems LLC" | -41.41 |  | No | Other | Shippable | 0 |  | Not Applicable as per Item Classification |  | Not Applicable
953-4670 | 953-4670 | SPA, Solaria Manufacturer Rebate for # 110-1254, End Date 12/31/2020, Max Qty. , Platinum - SPA-2020Q4, 9349 Vaha Group Inc. dba Vaha Sustainable Energy | -17.85 |  | No | Other | Shippable | 0 |  | Not Applicable as per Item Classification |  | Not Applicable
953-4671 | 953-4671 | SPA, Solaria Manufacturer Rebate for # 110-1254, End Date 12/31/2020, Max Qty. N/A, Platinum, 203765 San Marino Solar & Electric, LLC | -17.85 |  | No | Other | Shippable | 0 |  | Not Applicable as per Item Classification |  | Not Applicable
953-4672 | 953-4672 | SPA, Solaria Manufacturer Rebate for # 110-1222, End Date 12/31/2020, Max Qty. , Platinum, 203765 San Marino Solar & Electric, LLC | -29.6 |  | No | Other | Shippable | 0 |  | Not Applicable as per Item Classification |  | Not Applicable
953-4673 | 953-4673 | SPA, Enphase Manufacturer Rebate for # 321-0216, End Date 12/31/2020, Max Qty. , Q-00003206, 4204550 Convert Solar | -9 |  | No | Other | Shippable | 0 |  | Not Applicable as per Item Classification |  | Not Applicable
953-4674 | 953-4674 | SPA, Enphase Manufacturer Rebate for # 321-0215, End Date 12/31/2020, Max Qty. , Q-00003206, 4204550 Convert Solar | -10.22 |  | No | Other | Shippable | 0 |  | Not Applicable as per Item Classification |  | Not Applicable
953-4675 | 953-4675 | SPA, Solaria Manufacturer Rebate for # 110-1254, End Date 12/31/2020, Max Qty. N/A, Solaria Platinum, 1045 - VASCO SOLAR ENERGY CONST. | -46.41 |  | No | Other | Shippable | 0 |  | Not Applicable as per Item Classification |  | Not Applicable
953-4676 | 953-4676 | SPA, Solaria Manufacturer Rebate for # 110-1254, End Date 05/03/2021, Max Qty. , Gold, 4539 Aten Solar | -29.41 |  | No | Other | Shippable | 0 |  | Not Applicable as per Item Classification |  | Not Applicable
953-4677 | 953-4677 | SPA, Solaria Manufacturer Rebate for # 112-0010, End Date 05/03/2021, Max Qty. , Gold, 4539 Aten Solar | -28.87 |  | No | Other | Shippable | 0 |  | Not Applicable as per Item Classification |  | Not Applicable
953-4678 | 953-4678 | SPA, Solaria Manufacturer Rebate for # 110-1222, End Date 05/03/2021, Max Qty. , Gold, 4539 Aten Solar | -22.37 |  | No | Other | Shippable | 0 |  | Not Applicable as per Item Classification |  | Not Applicable
953-4679 | 953-4679 | SPA, Solaria Manufacturer Rebate for # 110-1254, End Date 12/31/2020, Max Qty. , Solaria Platinum, 9210 MASELLIS ELECTRIC | -60.33 |  | No | Other | Shippable | 0 |  | Not Applicable as per Item Classification |  | Not Applicable
953-4680 | 953-4680 | SPA, ENPHASE Manufacturer Rebate for # 480-0124, End Date 03/31/2021, Max Qty. 25, Q-00004660, 4970 R & R Solar Supply | -552.78 |  | No | Other | Shippable | 0 |  | Not Applicable as per Item Classification |  | Not Applicable
953-4681 | 953-4681 | SPA, ENPHASE Manufacturer Rebate for # 480-0123, End Date 03/31/2021, Max Qty. 5, Q-00004660, 4970 R & R Solar Supply | -411.67 |  | No | Other | Shippable | 0 |  | Not Applicable as per Item Classification |  | Not Applicable
953-4682 | 953-4682 | SPA, IQ7+ Manufacturer Rebate for # 321-0216, End Date 12/31/2020, Max Qty. 2500, Q-00002434, 6900 Aberration, Inc. dba South Texas Solar Systems, Inc. | -26.04 |  | No | Other | Shippable | 0 |  | Not Applicable as per Item Classification |  | Not Applicable
953-4683 | 953-4683 | SPA, IQ7X Manufacturer Rebate for # 321-0219, End Date 12/31/2020, Max Qty. 2500, Q-00002434, 6900 Aberration, Inc. dba South Texas Solar Systems, Inc. | -26.84 |  | No | Other | Shippable | 0 |  | Not Applicable as per Item Classification |  | Not Applicable
953-4684 | 953-4684 | SPA, Solaria Manufacturer Rebate for # 110-1222, End Date 12/31/2020, Max Qty. N/A, Platinum, 31018 Nippon Energy Inc | -29.6 |  | No | Other | Shippable | 0 |  | Not Applicable as per Item Classification |  | Not Applicable
953-4685 | 953-4685 | SPA, Solaria Manufacturer Rebate for # 110-1254, End Date 12/31/2020, Max Qty. N/A, Platinum, 31018 Nippon Energy Inc | -17.85 |  | No | Other | Shippable | 0 |  | Not Applicable as per Item Classification |  | Not Applicable
953-4686 | 953-4686 | SPA, Manufacturer Rebate for # 110-1254, End Date 12/31/2020, Max Qty. 600, Diamond, 13831 Sustainable Energy Solutions | -52.41 |  | No | Other | Shippable | 0 |  | Not Applicable as per Item Classification |  | Not Applicable
953-4687 | 953-4687 | SPA, Unirac Manufacturer Rebate for # 212-0006, End Date 3/31/2021, Max Qty. 1000, UNiLift, 4204591 Lift Energy | -0.58 |  | No | Other | Shippable | 0 |  | Not Applicable as per Item Classification |  | Not Applicable
953-4688 | 953-4688 | SPA, Unirac Manufacturer Rebate for # 210-1030, End Date 3/31/2021, Max Qty. 1000, UNiLift, 4204591 Lift Energy | -2.05 |  | No | Other | Shippable | 0 |  | Not Applicable as per Item Classification |  | Not Applicable
953-4689 | 953-4689 | SPA, Unirac Manufacturer Rebate for # 210-1074, End Date 3/31/2021, Max Qty. 1000, UNiLift, 4204591 Lift Energy | -0.53 |  | No | Other | Shippable | 0 |  | Not Applicable as per Item Classification |  | Not Applicable
953-4690 | 953-4690 | SPA, Unirac Manufacturer Rebate for # 211-0494, End Date 3/31/2021, Max Qty. 1000, UNiLift, 4204591 Lift Energy | -0.33 |  | No | Other | Shippable | 0 |  | Not Applicable as per Item Classification |  | Not Applicable
953-4691 | 953-4691 | SPA, Unirac Manufacturer Rebate for # 260-0015, End Date 3/31/2021, Max Qty. 1000, UNiLift, 4204591 Lift Energy | -0.09 |  | No | Other | Shippable | 0 |  | Not Applicable as per Item Classification |  | Not Applicable
953-4692 | 953-4692 | SPA, Unirac Manufacturer Rebate for # 212-0007, End Date 3/31/2021, Max Qty. 1000, UNiLift, 4204591 Lift Energy | -0.7 |  | No | Other | Shippable | 0 |  | Not Applicable as per Item Classification |  | Not Applicable
953-4693 | 953-4693 | SPA, Unirac Manufacturer Rebate for # 260-0287, End Date 3/31/2021, Max Qty. 1000, UNiLift, 4204591 Lift Energy | -0.51 |  | No | Other | Shippable | 0 |  | Not Applicable as per Item Classification |  | Not Applicable
953-4694 | 953-4694 | SPA, Unirac Manufacturer Rebate for # 260-0288, End Date 3/31/2021, Max Qty. 1000, UNiLift, 4204591 Lift Energy | -0.28 |  | No | Other | Shippable | 0 |  | Not Applicable as per Item Classification |  | Not Applicable
953-4695 | 953-4695 | SPA, Unirac Manufacturer Rebate for # 212-0008, End Date 3/31/2021, Max Qty. 1000, UNiLift, 4204591 Lift Energy | -0.78 |  | No | Other | Shippable | 0 |  | Not Applicable as per Item Classification |  | Not Applicable
953-4696 | 953-4696 | SPA, Unirac Manufacturer Rebate for # 212-0009, End Date 3/31/2021, Max Qty. 1000, UNiLift, 4204591 Lift Energy | -0.81 |  | No | Other | Shippable | 0 |  | Not Applicable as per Item Classification |  | Not Applicable
953-4697 | 953-4697 | SPA, Unirac Manufacturer Rebate for # 210-0194, End Date 3/31/2021, Max Qty. 1000, UNiLift, 4204591 Lift Energy | -0.96 |  | No | Other | Shippable | 0 |  | Not Applicable as per Item Classification |  | Not Applicable
953-4698 | 953-4698 | SPA, Unirac Manufacturer Rebate for # 210-1060, End Date 3/31/2021, Max Qty. 1000, UNiLift, 4204591 Lift Energy | -1.23 |  | No | Other | Shippable | 0 |  | Not Applicable as per Item Classification |  | Not Applicable
953-4699 | 953-4699 | SPA, Solaria Manufacturer Rebate for # 110-1254, End Date 12/31/2020, Max Qty. 500, Diamond, 17808 Streamline Solar Power Systems, LLC | -49.41 |  | No | Other | Shippable | 0 |  | Not Applicable as per Item Classification |  | Not Applicable
953-4700 | 953-4700 | SPA, IronRidge Manufacturer Rebate for # DS-210-0995 , End Date 10/31/2021, Max Qty. 5000, R&R Soligent LOU, 4970 R & R Solar Supply | -2.75 |  | No | Other | Shippable | 0 |  | Not Applicable as per Item Classification |  | Not Applicable
953-4701 | 953-4701 | SPA, IronRidge Manufacturer Rebate for # DS-210-0296, End Date 10/31/2021, Max Qty. 5000, R&R Soligent LOU, 4970 R & R Solar Supply | -6.1 |  | No | Other | Shippable | 0 |  | Not Applicable as per Item Classification |  | Not Applicable
953-4702 | 953-4702 | SPA, IronRidge Manufacturer Rebate for # 210-0501, End Date 10/31/2021, Max Qty. 5000, R&R Soligent LOU, 4970 R & R Solar Supply | -4.53 |  | No | Other | Shippable | 0 |  | Not Applicable as per Item Classification |  | Not Applicable
953-4703 | 953-4703 | SPA, IronRidge Manufacturer Rebate for # 270-1006, End Date 10/31/2021, Max Qty. 5000, R&R Soligent LOU, 4970 R & R Solar Supply | -0.24 |  | No | Other | Shippable | 0 |  | Not Applicable as per Item Classification |  | Not Applicable
953-4704 | 953-4704 | SPA, Manufacturer Rebate for # DS-270-0182, End Date 10/31/2021, Max Qty. 5000, R&R Soligent LOU, 4970 R & R Solar Supply | -2.29 |  | No | Other | Shippable | 0 |  | Not Applicable as per Item Classification |  | Not Applicable
953-4705 | 953-4705 | SPA, Solaria Manufacturer Rebate for # 110-1222, End Date 12/31/2020, Max Qty. 1000, Diamond, 90148 Pinnacle Roofing | -45.71 |  | No | Other | Shippable | 0 |  | Not Applicable as per Item Classification |  | Not Applicable
953-4706 | 953-4706 | SPA, Solaria Manufacturer Rebate for # 112-0010, End Date 12/31/2020, Max Qty. 1000, Diamond, 90148 Pinnacle Roofing | -36.17 |  | No | Other | Shippable | 0 |  | Not Applicable as per Item Classification |  | Not Applicable
953-4707 | 953-4707 | SPA, Solaria Manufacturer Rebate for # 110-1254, End Date 12/31/2020, Max Qty. 1000, Diamond, 90148 Pinnacle Roofing | -49.41 |  | No | Other | Shippable | 0 |  | Not Applicable as per Item Classification |  | Not Applicable
953-4708 | 953-4708 | SPA, Enphase Manufacturer Rebate for # 480-0124 , End Date 12/31/2020, Max Qty. 50, Q-00003467 , 30870 Icon Solar Power | -1111.11 |  | No | Other | Shippable | 0 |  | Not Applicable as per Item Classification |  | Not Applicable
953-4709 | 953-4709 | SPA, Enphase Manufacturer Rebate for # 480-0123, End Date 12/31/2020, Max Qty. 50, Q-00003467 , 30870 Icon Solar Power | -468.89 |  | No | Other | Shippable | 0 |  | Not Applicable as per Item Classification |  | Not Applicable
953-4710 | 953-4710 | SPA, Enphase Manufacturer Rebate for # 321-0216, End Date 12/31/2020, Max Qty. 1000, Q-00003354, 4203647 creative innovations DBA pro solar installers | -13.28 |  | No | Other | Shippable | 0 |  | Not Applicable as per Item Classification |  | Not Applicable
953-4711 | 953-4711 | SPA, Enphase Manufacturer Rebate for # 321-0219, End Date 12/31/2020, Max Qty. 1000, Q-00003354, 4203647 creative innovations DBA pro solar installers | -29.6 |  | No | Other | Shippable | 0 |  | Not Applicable as per Item Classification |  | Not Applicable
953-4712 | 953-4712 | SPA, Enphase Manufacturer Rebate for # 321-0223, End Date 12/31/2020, Max Qty. 1000, Q-00003354, 4203647 creative innovations DBA pro solar installers | -13.6 |  | No | Other | Shippable | 0 |  | Not Applicable as per Item Classification |  | Not Applicable
953-4713 | 953-4713 | SPA, Solaria Manufacturer Rebate for # 110-1176, End Date 12/31/2020, Max Qty. , Diamond, 4203821 Expert Contracting dba Expert Solar Inc. | -36 |  | No | Other | Shippable | 0 |  | Not Applicable as per Item Classification |  | Not Applicable
953-4714 | 953-4714 | SPA, Unirac Manufacturer Rebate for # 260-0286, End Date 06/30/2021, Max Qty. 1000, , 4203978 Zenith Security | -0.01 |  | No | Other | Shippable | 0 |  | Not Applicable as per Item Classification |  | Not Applicable
953-4715 | 953-4715 | SPA, Unirac Manufacturer Rebate for # 260-0288, End Date 6/30/2021, Max Qty. 1000, , 4203978 Zenith Security | -0.12 |  | No | Other | Shippable | 0 |  | Not Applicable as per Item Classification |  | Not Applicable
953-4716 | 953-4716 | SPA, Enphase Manufacturer Rebate for # 321-0215, End Date 12/31/2020, Max Qty. 400, Q-00003328, 121996 Pennsylvania Solar Energy Co Inc | -11.83 |  | No | Other | Shippable | 0 |  | Not Applicable as per Item Classification |  | Not Applicable
953-4717 | 953-4717 | SPA, Enphase Manufacturer Rebate for # 321-0216, End Date 12/31/2020, Max Qty. 400, Q-00003328, 121996 Pennsylvania Solar Energy Co Inc | -13.14 |  | No | Other | Shippable | 0 |  | Not Applicable as per Item Classification |  | Not Applicable
953-4718 | 953-4718 | SPA, Enphase Manufacturer Rebate for # 321-0223, End Date 12/31/2020, Max Qty. 400, Q-00003328, 121996 Pennsylvania Solar Energy Co Inc | -9.86 |  | No | Other | Shippable | 0 |  | Not Applicable as per Item Classification |  | Not Applicable
953-4719 | 953-4719 | SPA, ENPHASE ENERGY Manufacturer Rebate for # 321-0215, End Date 12/31/2020, Max Qty. , Q-00002782, 4204590 SolarX LLC | -13.83 |  | No | Other | Shippable | 0 |  | Not Applicable as per Item Classification |  | Not Applicable
953-4720 | 953-4720 | SPA, ENPHASE ENERGY Manufacturer Rebate for # 321-0216, End Date 12/31/2020, Max Qty. , Q-00002782, 4204590 SolarX LLC | -13.21 |  | No | Other | Shippable | 0 |  | Not Applicable as per Item Classification |  | Not Applicable
953-4721 | 953-4721 | SPA, Solaria Manufacturer Rebate for # 110-1254, End Date 05/03/2021, Max Qty. , Gold, 4203241 Solanta Corp | -29.41 |  | No | Other | Shippable | 0 |  | Not Applicable as per Item Classification |  | Not Applicable
953-4722 | 953-4722 | SPA, Solaria Manufacturer Rebate for # 112-0010, End Date 05/03/2021, Max Qty. , Gold, 4203241 Solanta Corp | -28.87 |  | No | Other | Shippable | 0 |  | Not Applicable as per Item Classification |  | Not Applicable
953-4723 | 953-4723 | SPA, Solaria Manufacturer Rebate for # 110-1222, End Date 05/03/2021, Max Qty. , Gold, 4203241 Solanta Corp | -22.37 |  | No | Other | Shippable | 0 |  | Not Applicable as per Item Classification |  | Not Applicable
953-4724 | 953-4724 | SPA, Enphase Manufacturer Rebate for # 480-0124, End Date 12/31/2020, Max Qty. 20, Q-00002987, 88279 Illuminate Solar Co | -492.78 |  | No | Other | Shippable | 0 |  | Not Applicable as per Item Classification |  | Not Applicable
953-4725 | 953-4725 | SPA, Enphase Manufacturer Rebate for # 480-0123, End Date 12/31/2020, Max Qty. 20, Q-00002987, 88279 Illuminate Solar Co | -186.67 |  | No | Other | Shippable | 0 |  | Not Applicable as per Item Classification |  | Not Applicable
953-4726 | 953-4726 | SPA, Enphase Manufacturer Rebate for # 480-0124, End Date 12/31/2020, Max Qty. 15, Q-00003482, 88596 American Array Solar | -492.78 |  | No | Other | Shippable | 0 |  | Not Applicable as per Item Classification |  | Not Applicable
953-4727 | 953-4727 | SPA, Enphase Manufacturer Rebate for # 480-0123, End Date 12/31/2020, Max Qty. 15, Q-00003482, 88596 American Array Solar | -186.67 |  | No | Other | Shippable | 0 |  | Not Applicable as per Item Classification |  | Not Applicable
953-4728 | 953-4728 | SPA, Solaria Manufacturer Rebate for # 110-1222, End Date 12/31/2020, Max Qty. 1000, Diamond, 8893 Sunergy Systems | -38.31 |  | No | Other | Shippable | 0 |  | Not Applicable as per Item Classification |  | Not Applicable
953-4729 | 953-4729 | SPA, Solaria Manufacturer Rebate for # 112-0010, End Date 12/31/2020, Max Qty. 1000, Diamond, 8893 Sunergy Systems | -36.17 |  | No | Other | Shippable | 0 |  | Not Applicable as per Item Classification |  | Not Applicable
953-4730 | 953-4730 | SPA, Solaria Manufacturer Rebate for # 110-1254, End Date 12/31/2020, Max Qty. 1000, Diamond, 8893 Sunergy Systems | -41.41 |  | No | Other | Shippable | 0 |  | Not Applicable as per Item Classification |  | Not Applicable
953-4731 | 953-4731 | SPA, Enphase Manufacturer Rebate for # 480-0124 , End Date 12/31/2020, Max Qty. 2, Q-00003467 , 121487 Jansen Heating, Air Conditioning and Electric | -300 |  | No | Other | Shippable | 0 |  | Not Applicable as per Item Classification |  | Not Applicable
953-4732 | 953-4732 | SPA, Enphase Manufacturer Rebate for # 480-0123 , End Date 12/31/2020, Max Qty. 2, Q-00003467 , 121487 Jansen Heating, Air Conditioning and Electric | -185.07 |  | No | Other | Shippable | 0 |  | Not Applicable as per Item Classification |  | Not Applicable
953-4733 | 953-4733 | SPA, Enphase Manufacturer Rebate for # SPA Item 480-0124, End Date 12/31/2020, Max Qty. 10, Q-00003708, CU: Global Energy 4203946 | -647.12 |  | No | Other | Shippable | 0 |  | Not Applicable as per Item Classification |  | Not Applicable
953-4734 | 953-4734 | SPA, Enphase Manufacturer Rebate for # 480-0123, End Date 12/31/2020, Max Qty. 5, Q-00003708, CU: Global Energy 4203946 | -255.9 |  | No | Other | Shippable | 0 |  | Not Applicable as per Item Classification |  | Not Applicable
953-4735 | 953-4735 | SPA, ENCHARGE-10-1P-NA Manufacturer Rebate for # 480-0124, End Date 12/31/2020, Max Qty. 40, Q-000003539, 7121 Solar Alternatives Inc | -1111.11 |  | No | Other | Shippable | 0 |  | Not Applicable as per Item Classification |  | Not Applicable
953-4736 | 953-4736 | SPA, Encharge 3.36kWh Manufacturer Rebate for # 480-0123, End Date 12/31/2020, Max Qty. 20, Q-000003539, 7121 Solar Alternatives Inc | -620 |  | No | Other | Shippable | 0 |  | Not Applicable as per Item Classification |  | Not Applicable
953-4737 | 953-4737 | SPA, Panasonic, 325W Manufacturer Rebate for # 110-1223, End Date 12/31/2020, Max Qty. 200, Q4 Central SPA, 89645 Alba Energy | -20.29 |  | No | Other | Shippable | 0 |  | Not Applicable as per Item Classification |  | Not Applicable
953-4738 | 953-4738 | SPA, Panasonic, 330W Manufacturer Rebate for # 110-1127, End Date 12/31/2020, Max Qty. 200, Q4 Central SPA, 89645 Alba Energy | -20.59 |  | No | Other | Shippable | 0 |  | Not Applicable as per Item Classification |  | Not Applicable
953-4739 | 953-4739 | SPA, Panasonic, 335W Manufacturer Rebate for # 110-1202, End Date 12/31/2020, Max Qty. 200, Q4 Central SPA, 89645 Alba Energy | -11.51 |  | No | Other | Shippable | 0 |  | Not Applicable as per Item Classification |  | Not Applicable
953-4740 | 953-4740 | SPA, Panasonic, 340W Manufacturer Rebate for # 110-1203, End Date 12/31/2020, Max Qty. 200, Q4 Central SPA, 89645 Alba Energy | -21.65 |  | No | Other | Shippable | 0 |  | Not Applicable as per Item Classification |  | Not Applicable
953-4741 | 953-4741 | SPA, Panasonic, AC module, N-330 Manufacturer Rebate for # 112-0008, End Date 12/31/2020, Max Qty. 200, Q4 Central SPA, 89645 Alba Energy | -22.96 |  | No | Other | Shippable | 0 |  | Not Applicable as per Item Classification |  | Not Applicable
953-4742 | 953-4742 | SPA, Panasonic, 325W Manufacturer Rebate for # 110-1223, End Date 12/31/2020, Max Qty. 175, Q420 Central SPA, 4203729 Sunrgy LLC | -16.6 |  | No | Other | Shippable | 0 |  | Not Applicable as per Item Classification |  | Not Applicable
953-4743 | 953-4743 | SPA, Panasonic, 330W Manufacturer Rebate for # 110-1127, End Date 12/31/2020, Max Qty. 175, Q420 Central SPA, 4203729 Sunrgy LLC | -16.85 |  | No | Other | Shippable | 0 |  | Not Applicable as per Item Classification |  | Not Applicable
953-4744 | 953-4744 | SPA, Panasonic, 335W Manufacturer Rebate for # 110-1202, End Date 12/31/2020, Max Qty. 175, Q420 Central SPA, 4203729 Sunrgy LLC | -7.7 |  | No | Other | Shippable | 0 |  | Not Applicable as per Item Classification |  | Not Applicable
953-4745 | 953-4745 | SPA, Panasonic, 340W Manufacturer Rebate for # 110-1203, End Date 12/31/2020, Max Qty. 175, Q420 Central SPA, 4203729 Sunrgy LLC | -17.78 |  | No | Other | Shippable | 0 |  | Not Applicable as per Item Classification |  | Not Applicable
953-4746 | 953-4746 | SPA, Panasonic, AC module, N-330 Manufacturer Rebate for # 112-0008, End Date 12/31/2020, Max Qty. 175, Q420 Central SPA, 4203729 Sunrgy LLC | -19.06 |  | No | Other | Shippable | 0 |  | Not Applicable as per Item Classification |  | Not Applicable
953-4747 | 953-4747 | SPA, Panasonic, 325W Manufacturer Rebate for # 110-1223, End Date 12/31/2020, Max Qty. 225, Q420 Central SPA, 80864 N.F. Smith & Associates L.P. | -23.98 |  | No | Other | Shippable | 0 |  | Not Applicable as per Item Classification |  | Not Applicable
953-4748 | 953-4748 | SPA, Panasonic, 330W Manufacturer Rebate for # 110-1127, End Date 12/31/2020, Max Qty. 225, Q420 Central SPA, 80864 N.F. Smith & Associates L.P. | -24.34 |  | No | Other | Shippable | 0 |  | Not Applicable as per Item Classification |  | Not Applicable
953-4749 | 953-4749 | SPA, Panasonic, 335W Manufacturer Rebate for # 110-1202, End Date 12/31/2020, Max Qty. 225, Q420 Central SPA, 80864 N.F. Smith & Associates L.P. | -1.61 |  | No | Other | Shippable | 0 |  | Not Applicable as per Item Classification |  | Not Applicable
953-4750 | 953-4750 | SPA, Panasonic, 340W Manufacturer Rebate for # 110-1203, End Date 12/31/2020, Max Qty. 225, Q420 Central SPA, 80864 N.F. Smith & Associates L.P. | -25.51 |  | No | Other | Shippable | 0 |  | Not Applicable as per Item Classification |  | Not Applicable
953-4751 | 953-4751 | SPA, Panasonic, AC module, N-330 Manufacturer Rebate for # 112-0008, End Date 12/31/2020, Max Qty. 225, Q420 Central SPA, 80864 N.F. Smith & Associates L.P. | -26 |  | No | Other | Shippable | 0 |  | Not Applicable as per Item Classification |  | Not Applicable
953-4752 | 953-4752 | SPA, Panasonic, 325W Manufacturer Rebate for # 110-1223, End Date 12/31/2020, Max Qty. 200, Q420 Central SPA, 122126 Smart World Energy | -20.29 |  | No | Other | Shippable | 0 |  | Not Applicable as per Item Classification |  | Not Applicable
953-4753 | 953-4753 | SPA, Panasonic, 330W Manufacturer Rebate for # 110-1127, End Date 12/31/2020, Max Qty. 200, Q420 Central SPA, 122126 Smart World Energy | -20.59 |  | No | Other | Shippable | 0 |  | Not Applicable as per Item Classification |  | Not Applicable
953-4754 | 953-4754 | SPA, Panasonic, 335W Manufacturer Rebate for # 110-1202, End Date 12/31/2020, Max Qty. 200, Q420 Central SPA, 122126 Smart World Energy | -11.51 |  | No | Other | Shippable | 0 |  | Not Applicable as per Item Classification |  | Not Applicable
953-4755 | 953-4755 | SPA, Panasonic, 340W Manufacturer Rebate for # 110-1203, End Date 12/31/2020, Max Qty. 200, Q420 Central SPA, 122126 Smart World Energy | -21.65 |  | No | Other | Shippable | 0 |  | Not Applicable as per Item Classification |  | Not Applicable
953-4756 | 953-4756 | SPA, Panasonic, AC module, N-330 Manufacturer Rebate for # 112-0008, End Date 12/31/2020, Max Qty. 200, Q420 Central SPA, 122126 Smart World Energy | -23.07 |  | No | Other | Shippable | 0 |  | Not Applicable as per Item Classification |  | Not Applicable
953-4757 | 953-4757 | SPA, Enphase Manufacturer Rebate for # 480-0124, End Date 03/31/2021, Max Qty. 4, Q-00003673, 7774 RADIANT SOLAR TECHNOLOGY | -492.78 |  | No | Other | Shippable | 0 |  | Not Applicable as per Item Classification |  | Not Applicable
953-4758 | 953-4758 | SPA, Enphase Manufacturer Rebate for # 480-0123, End Date 03/31/2021, Max Qty. 2, Q-00003673, 7774 RADIANT SOLAR TECHNOLOGY | -291.67 |  | No | Other | Shippable | 0 |  | Not Applicable as per Item Classification |  | Not Applicable
953-4759 | 953-4759 | SPA, Enphase Manufacturer Rebate for # 480-0124, End Date 12/31/2020, Max Qty. 4, Q-00003635, 4271 HALCYON SOLAR CONSTRUCTION | -492.78 |  | No | Other | Shippable | 0 |  | Not Applicable as per Item Classification |  | Not Applicable
953-4760 | 953-4760 | SPA, Enphase Manufacturer Rebate for # 480-0123, End Date 12/31/2020, Max Qty. 2, Q-00003635, 4271 HALCYON SOLAR CONSTRUCTION | -291.67 |  | No | Other | Shippable | 0 |  | Not Applicable as per Item Classification |  | Not Applicable
953-4761 | 953-4761 | SPA, Enphase Manufacturer Rebate for # 480-0124, End Date 3/31/2021, Max Qty. 4, Q-00004588, 83062 GTI Solar Construction | -492.78 |  | No | Other | Shippable | 0 |  | Not Applicable as per Item Classification |  | Not Applicable
953-4762 | 953-4762 | SPA, Enphase Manufacturer Rebate for # 480-0123, End Date 03/31/2020, Max Qty. 2, Q-00004588, 83062 GTI Solar Construction | -291.67 |  | No | Other | Shippable | 0 |  | Not Applicable as per Item Classification |  | Not Applicable
953-4763 | 953-4763 | SPA, Manufacturer Rebate for # 110-1254, End Date 03/31/2021, Max Qty. 500, Platinum, 4204620 McWherter Electric | -32 |  | No | Other | Shippable | 0 |  | Not Applicable as per Item Classification |  | Not Applicable
953-4764 | 953-4764 | SPA, Enphase Manufacturer Rebate for # 321-0219, End Date 12/31/2020, Max Qty. N/A, Q-00003140, 4204494 - Evergreen solar and construction dba Evergreen Builders | -14 |  | No | Other | Shippable | 0 |  | Not Applicable as per Item Classification |  | Not Applicable
953-4765 | 953-4765 | SPA, Enphase Manufacturer Rebate for # 321-0215, End Date 12/31/2020, Max Qty. N/A, Q-00003140, 4204494 - Evergreen solar and construction dba Evergreen Builders | -13.83 |  | No | Other | Shippable | 0 |  | Not Applicable as per Item Classification |  | Not Applicable
953-4766 | 953-4766 | SPA, Enphase Manufacturer Rebate for # 321-0216, End Date 12/31/2020, Max Qty. N/A, Q-00003140, 4204494 - Evergreen solar and construction dba Evergreen Builders | -13.21 |  | No | Other | Shippable | 0 |  | Not Applicable as per Item Classification |  | Not Applicable
953-4767 | 953-4767 | SPA, Unirac Manufacturer Rebate for # 210-1032, End Date 3/31/2021, Max Qty. N/A, UniCanopy, 121490 Energy Enterprises USA, Inc. dba Canopy Energy | -1.77 |  | No | Other | Shippable | 0 |  | Not Applicable as per Item Classification |  | Not Applicable
953-4768 | 953-4768 | SPA, Unirac Manufacturer Rebate for # 210-1030, End Date 3/31/2021, Max Qty. N/A, UniCanopy, 121490 Energy Enterprises USA, Inc. dba Canopy Energy | -0.22 |  | No | Other | Shippable | 0 |  | Not Applicable as per Item Classification |  | Not Applicable
953-4769 | 953-4769 | SPA, UNIRAC INC Manufacturer Rebate for # 210-1032, End Date 3/31/2021, Max Qty. , Uni-Desert View, 4204322 DESERT VIEW REMODELERS LLC dba Universal Solar Direct | -5.9005 |  | No | Other | Shippable | 0 |  | Not Applicable as per Item Classification |  | Not Applicable
953-4770 | 953-4770 | SPA, UNIRAC INC Manufacturer Rebate for # 210-1030, End Date 3/31/2021, Max Qty. , Uni-Desert View, 4204322 DESERT VIEW REMODELERS LLC dba Universal Solar Direct | -4.4819 |  | No | Other | Shippable | 0 |  | Not Applicable as per Item Classification |  | Not Applicable
953-4771 | 953-4771 | SPA, UNIRAC INC Manufacturer Rebate for # 210-0193, End Date 3/31/2021, Max Qty. , Uni-Desert View, 4204322 DESERT VIEW REMODELERS LLC dba Universal Solar Direct | -8.6419 |  | No | Other | Shippable | 0 |  | Not Applicable as per Item Classification |  | Not Applicable
953-4772 | 953-4772 | SPA, UNIRAC INC Manufacturer Rebate for # 210-1082, End Date 3/31/2021, Max Qty. , Uni-Desert View, 4204322 DESERT VIEW REMODELERS LLC dba Universal Solar Direct | -5.661 |  | No | Other | Shippable | 0 |  | Not Applicable as per Item Classification |  | Not Applicable
953-4773 | 953-4773 | SPA, UNIRAC INC Manufacturer Rebate for # 211-0496, End Date 3/31/2021, Max Qty. , Uni-Desert View, 4204322 DESERT VIEW REMODELERS LLC dba Universal Solar Direct | -0.69667 |  | No | Other | Shippable | 0 |  | Not Applicable as per Item Classification |  | Not Applicable
953-4774 | 953-4774 | SPA, UNIRAC INC Manufacturer Rebate for # 211-0494, End Date 3/31/2021, Max Qty. , Uni-Desert View, 4204322 DESERT VIEW REMODELERS LLC dba Universal Solar Direct | -0.61222 |  | No | Other | Shippable | 0 |  | Not Applicable as per Item Classification |  | Not Applicable
953-4775 | 953-4775 | SPA, UNIRAC INC Manufacturer Rebate for # 260-0015, End Date 3/31/2021, Max Qty. , Uni-Desert View, 4204322 DESERT VIEW REMODELERS LLC dba Universal Solar Direct | -0.28988 |  | No | Other | Shippable | 0 |  | Not Applicable as per Item Classification |  | Not Applicable
953-4776 | 953-4776 | SPA, UNIRAC INC Manufacturer Rebate for # 260-0014, End Date 3/31/2021, Max Qty. , Uni-Desert View, 4204322 DESERT VIEW REMODELERS LLC dba Universal Solar Direct | -0.27099 |  | No | Other | Shippable | 0 |  | Not Applicable as per Item Classification |  | Not Applicable
953-4777 | 953-4777 | SPA, UNIRAC INC Manufacturer Rebate for # 260-0016, End Date 3/31/2021, Max Qty. , Uni-Desert View, 4204322 DESERT VIEW REMODELERS LLC dba Universal Solar Direct | -0.32765 |  | No | Other | Shippable | 0 |  | Not Applicable as per Item Classification |  | Not Applicable
953-4778 | 953-4778 | SPA, UNIRAC INC Manufacturer Rebate for # 210-1078, End Date 3/31/2021, Max Qty. , Uni-Desert View, 4204322 DESERT VIEW REMODELERS LLC dba Universal Solar Direct | -1.3189 |  | No | Other | Shippable | 0 |  | Not Applicable as per Item Classification |  | Not Applicable
953-4779 | 953-4779 | SPA, UNIRAC INC Manufacturer Rebate for # 212-0006, End Date 3/31/2021, Max Qty. , Uni-Desert View, 4204322 DESERT VIEW REMODELERS LLC dba Universal Solar Direct | -0.75864 |  | No | Other | Shippable | 0 |  | Not Applicable as per Item Classification |  | Not Applicable
953-4780 | 953-4780 | SPA, UNIRAC INC Manufacturer Rebate for # 212-0007, End Date 3/31/2021, Max Qty. , Uni-Desert View, 4204322 DESERT VIEW REMODELERS LLC dba Universal Solar Direct | -0.91802 |  | No | Other | Shippable | 0 |  | Not Applicable as per Item Classification |  | Not Applicable
953-4781 | 953-4781 | SPA, UNIRAC INC Manufacturer Rebate for # 212-0009, End Date 3/31/2021, Max Qty. , Uni-Desert View, 4204322 DESERT VIEW REMODELERS LLC dba Universal Solar Direct | -1.0621 |  | No | Other | Shippable | 0 |  | Not Applicable as per Item Classification |  | Not Applicable
953-4782 | 953-4782 | SPA, UNIRAC INC Manufacturer Rebate for # 211-0473, End Date 3/31/2021, Max Qty. , Uni-Desert View, 4204322 DESERT VIEW REMODELERS LLC dba Universal Solar Direct | -0.25 |  | No | Other | Shippable | 0 |  | Not Applicable as per Item Classification |  | Not Applicable
953-4783 | 953-4783 | SPA, UNIRAC INC Manufacturer Rebate for # 211-0474, End Date 3/31/2021, Max Qty. , Uni-Desert View, 4204322 DESERT VIEW REMODELERS LLC dba Universal Solar Direct | -0.34358 |  | No | Other | Shippable | 0 |  | Not Applicable as per Item Classification |  | Not Applicable
953-4784 | 953-4784 | SPA, Enphase Manufacturer Rebate for # 321-0216, End Date 05/03/2021, Max Qty. 860, Q-00003396, 4204627 Solair LLC | -18.64 |  | No | Other | Shippable | 0 |  | Not Applicable as per Item Classification |  | Not Applicable
953-4785 | 953-4785 | SPA, Solaria Manufacturer Rebate for # 110-1254, End Date 06/01/2021, Max Qty. , Platinum, 81241 Long Island Power Solutions | -32 |  | No | Other | Shippable | 0 |  | Not Applicable as per Item Classification |  | Not Applicable
953-4786 | 953-4786 | SPA, Solaria Manufacturer Rebate for # 112-0010, End Date 06/01/2021, Max Qty. , Platinum, 81241 Long Island Power Solutions | -50.07 |  | No | Other | Shippable | 0 |  | Not Applicable as per Item Classification |  | Not Applicable
953-4787 | 953-4787 | SPA, Solaria Manufacturer Rebate for # 110-1222, End Date 06/01/2021, Max Qty. , Platinum, 81241 Long Island Power Solutions | -30.71 |  | No | Other | Shippable | 0 |  | Not Applicable as per Item Classification |  | Not Applicable
953-4788 | 953-4788 | SPA, ENPHASE Manufacturer Rebate for # 480-0123, End Date 12/31/2020, Max Qty. 3, Q-00003768, 1142 SOLAR ELECTRIC CO. OF KAUAI , LLC | -186.67 |  | No | Other | Shippable | 0 |  | Not Applicable as per Item Classification |  | Not Applicable
953-4789 | 953-4789 | SPA, Enphase Manufacturer Rebate for # 321-0219, End Date 12/31/2020, Max Qty. N/A, Q-00001930, 121026 - Southwest Sun Solar | -21.64 |  | No | Other | Shippable | 0 |  | Not Applicable as per Item Classification |  | Not Applicable
953-4790 | 953-4790 | SPA, Enphase Manufacturer Rebate for # 321-0215, End Date 12/31/2020, Max Qty. N/A, Q-00001930, 121026 - Southwest Sun Solar | -39.77 |  | No | Other | Shippable | 0 |  | Not Applicable as per Item Classification |  | Not Applicable
953-4791 | 953-4791 | SPA, Enphase Manufacturer Rebate for # 321-0216, End Date 12/31/2020, Max Qty. N/A, Q-00001930, 121026 - Southwest Sun Solar | -29.55 |  | No | Other | Shippable | 0 |  | Not Applicable as per Item Classification |  | Not Applicable
953-4792 | 953-4792 | SPA, Enphase Manufacturer Rebate for # 321-0223, End Date 12/31/2020, Max Qty. N/A, Q-00001930, 121026 - Southwest Sun Solar | -21.64 |  | No | Other | Shippable | 0 |  | Not Applicable as per Item Classification |  | Not Applicable
953-4793 | 953-4793 | SPA, ENPHASE Manufacturer Rebate for # 480-0124, End Date 12/31/2020, Max Qty. 6, Q-00003810, 8008 STELLAR ENERGY GP, Inc | -488.78 |  | No | Other | Shippable | 0 |  | Not Applicable as per Item Classification |  | Not Applicable
953-4794 | 953-4794 | SPA, ENPHASE Manufacturer Rebate for # 480-0123, End Date 12/31/2020, Max Qty. 3, Q-00003810, 8008 STELLAR ENERGY GP, Inc | -287.67 |  | No | Other | Shippable | 0 |  | Not Applicable as per Item Classification |  | Not Applicable
953-4795 | 953-4795 | SPA, Enphase Manufacturer Rebate for # 480-0124, End Date 12/31/2020, Max Qty. 20, Q-00003548, 4204589 Urban Energy Inc | -719.78 |  | No | Other | Shippable | 0 |  | Not Applicable as per Item Classification |  | Not Applicable
953-4796 | 953-4796 | SPA, Enphase Manufacturer Rebate for # 480-0123, End Date 12/31/2020, Max Qty. 5, Q-00003548, 4204589 Urban Energy Inc | -296.67 |  | No | Other | Shippable | 0 |  | Not Applicable as per Item Classification |  | Not Applicable
953-4797 | 953-4797 | SPA, Enphase Manufacturer Rebate for # 321-0215, End Date 12/31/2020, Max Qty. 1000, Q-00002522, 4204650 Bright House Energy Construction, INC | -3.36 |  | No | Other | Shippable | 0 |  | Not Applicable as per Item Classification |  | Not Applicable
953-4798 | 953-4798 | SPA, Enphase Manufacturer Rebate for # 321-0216, End Date 12/31/2020, Max Qty. 1000, Q-00002522, 4204650 Bright House Energy Construction, INC | -5.14 |  | No | Other | Shippable | 0 |  | Not Applicable as per Item Classification |  | Not Applicable
953-4799 | 953-4799 | SPA, Enphase Manufacturer Rebate for # 321-0219, End Date 12/31/2020, Max Qty. 1000, Q-00002522, 4204650 Bright House Energy Construction, INC | -9.29 |  | No | Other | Shippable | 0 |  | Not Applicable as per Item Classification |  | Not Applicable
953-4800 | 953-4800 | SPA, Enphase Manufacturer Rebate for # 321-0223, End Date 12/31/2020, Max Qty. 1000, Q-00002522, 4204650 Bright House Energy Construction, INC | -10 |  | No | Other | Shippable | 0 |  | Not Applicable as per Item Classification |  | Not Applicable
953-4801 | 953-4801 | SPA, Solaria Manufacturer Rebate for # 110-1254, End Date 12/31/2020, Max Qty. N/A, Gold, 4204606 Quality Home Improvement, Inc. dba QHIINC | -29.41 |  | No | Other | Shippable | 0 |  | Not Applicable as per Item Classification |  | Not Applicable
953-4802 | 953-4802 | SPA, Solaria Manufacturer Rebate for # 112-0010, End Date 03/31/2021, Max Qty. 500, Platinum, CU: 4203600 AMPWRX | -29.2 |  | No | Other | Shippable | 0 |  | Not Applicable as per Item Classification |  | Not Applicable
953-4803 | 953-4803 | SPA, Solaria Manufacturer Rebate for # 110-1222, End Date 03/31/2021, Max Qty. 500, Platinum, CU: 4203600 AMPWRX | -29.6 |  | No | Other | Shippable | 0 |  | Not Applicable as per Item Classification |  | Not Applicable
953-4804 | 953-4804 | SPA, Solaria Manufacturer Rebate for # 110-1254, End Date 03/31/2021, Max Qty. 500, Platinum, CU: 4203600 AMPWRX | -41.41 |  | No | Other | Shippable | 0 |  | Not Applicable as per Item Classification |  | Not Applicable
953-4805 | 953-4805 | SPA, Solaria Manufacturer Rebate for # 110-1254, End Date 12/31/2020, Max Qty. 1000, SPA-2020Q4, 88596 American Array Solar | -53.41 |  | No | Other | Shippable | 0 |  | Not Applicable as per Item Classification |  | Not Applicable
953-4806 | 953-4806 | SPA, IRONRIDGE Manufacturer Rebate for # DS-211-0498, End Date 09/30/2021, Max Qty. , Krannich East - LOU, 4202954 Krannich Solar East LLC | -0.91 |  | No | Other | Shippable | 0 |  | Not Applicable as per Item Classification |  | Not Applicable
953-4807 | 953-4807 | SPA, IRONRIDGE Manufacturer Rebate for # DS-211-0497, End Date 09/30/2021, Max Qty. , Krannich East - LOU, 4202954 Krannich Solar East LLC | -0.8 |  | No | Other | Shippable | 0 |  | Not Applicable as per Item Classification |  | Not Applicable
953-4808 | 953-4808 | SPA, Solaria Manufacturer Rebate for # 110-1153 End Date 12/31/2020, Max Qty. N/A, Platinum - SPA-2020Q4, 80168 JS Solar & Electric | -28.4 |  | No | Other | Shippable | 0 |  | Not Applicable as per Item Classification |  | Not Applicable
953-4809 | 953-4809 | SPA, IRONRIDGE Manufacturer Rebate for # 211-0497, End Date 09/30/2021, Max Qty. , Krannich West - LOU, 203377 Krannich Solar West LLC | -0.68 |  | No | Other | Shippable | 0 |  | Not Applicable as per Item Classification |  | Not Applicable
953-4810 | 953-4810 | SPA, IRONRIDGE Manufacturer Rebate for # 211-0498, End Date 09/30/2021, Max Qty. , Krannich West - LOU, 203377 Krannich Solar West LLC | -1.85 |  | No | Other | Shippable | 0 |  | Not Applicable as per Item Classification |  | Not Applicable
953-4811 | 953-4811 | SPA, IRONRIDGE Manufacturer Rebate for # DS-211-0497, End Date 09/30/2021, Max Qty. , Krannich West - LOU, 203377 Krannich Solar West LLC | -0.98 |  | No | Other | Shippable | 0 |  | Not Applicable as per Item Classification |  | Not Applicable
953-4812 | 953-4812 | SPA, IRONRIDGE Manufacturer Rebate for # DS-211-0498, End Date 09/30/2021, Max Qty. , Krannich West - LOU, 203377 Krannich Solar West LLC | -2.12 |  | No | Other | Shippable | 0 |  | Not Applicable as per Item Classification |  | Not Applicable
953-4813 | 953-4813 | SPA, Manufacturer Rebate for # 110-1254 , End Date 12/30/2020, Max Qty. , Solaria Platinum, 80290 - Alderete Pools/Solar | -37.41 |  | No | Other | Shippable | 0 |  | Not Applicable as per Item Classification |  | Not Applicable
953-4814 | 953-4814 | SPA, IRONRIDGE Manufacturer Rebate for # DS-250-1055, End Date 09/30/2021, Max Qty. , Krannich East - LOU, 4202954 Krannich Solar East LLC | -1.54 |  | No | Other | Shippable | 0 |  | Not Applicable as per Item Classification |  | Not Applicable
953-4815 | 953-4815 | SPA, IRONRIDGE Manufacturer Rebate for # DS-271-0008, End Date 09/30/2021, Max Qty. , Krannich East - LOU, 4202954 Krannich Solar East LLC | -4.84 |  | No | Other | Shippable | 0 |  | Not Applicable as per Item Classification |  | Not Applicable
953-4816 | 953-4816 | SPA, IRONRIDGE Manufacturer Rebate for # DS-271-0014, End Date 09/30/2021, Max Qty. , Krannich East - LOU, 4202954 Krannich Solar East LLC | -1.83 |  | No | Other | Shippable | 0 |  | Not Applicable as per Item Classification |  | Not Applicable
953-4817 | 953-4817 | SPA, Enphase Manufacturer Rebate for # 480-0124, End Date 03/31/2021, Max Qty. 2, Q-00004599, 5931 Richards Distributing Inc dba RES Alaska, Inc. | -492.78 |  | No | Other | Shippable | 0 |  | Not Applicable as per Item Classification |  | Not Applicable
953-4818 | 953-4818 | SPA, Enphase Manufacturer Rebate for # 480-0123, End Date 03/31/2021, Max Qty. 2, Q-00004599, 5931 Richards Distributing Inc dba RES Alaska, Inc. | -291.67 |  | No | Other | Shippable | 0 |  | Not Applicable as per Item Classification |  | Not Applicable
953-4819 | 953-4819 | SPA, Enphase Manufacturer Rebate for # 321-0215, End Date 03/31/2021, Max Qty. 200, Q-00004599, 5931 Richards Distributing Inc dba RES Alaska, Inc. | -5.68 |  | No | Other | Shippable | 0 |  | Not Applicable as per Item Classification |  | Not Applicable
953-4820 | 953-4820 | SPA, Enphase Manufacturer Rebate for # 321-0216, End Date 03/31/2021, Max Qty. 400, Q-00004599, 5931 Richards Distributing Inc dba RES Alaska, Inc. | -5.69 |  | No | Other | Shippable | 0 |  | Not Applicable as per Item Classification |  | Not Applicable
953-4821 | 953-4821 | SPA, Enphase Manufacturer Rebate for # 321-0223, End Date 03/31/2021, Max Qty. 400, Q-00004599, 5931 Richards Distributing Inc dba RES Alaska, Inc. | -5.68 |  | No | Other | Shippable | 0 |  | Not Applicable as per Item Classification |  | Not Applicable
953-4822 | 953-4822 | SPA, Solaria Manufacturer Rebate for # 110-1247, End Date 12/31/2020, Max Qty. 500, Diamond, 17808 Streamline Solar Power Systems, LLC | -30.2 |  | No | Other | Shippable | 0 |  | Not Applicable as per Item Classification |  | Not Applicable
953-4823 | 953-4823 | SPA, Solaria Manufacturer Rebate for # 110-1254, End Date 12/31/2020, Max Qty. 500, Platinum, 88279 Illuminate Solar Company | -41.41 |  | No | Other | Shippable | 0 |  | Not Applicable as per Item Classification |  | Not Applicable
953-4824 | 953-4824 | SPA, Enphase Manufacturer Rebate for # 321-0215, End Date 12/31/2020, Max Qty. , Q-00002082, 4203533 CITY ELECTRIC SUPPLY COMPANY | -10.22 |  | No | Other | Shippable | 0 |  | Not Applicable as per Item Classification |  | Not Applicable
953-4825 | 953-4825 | SPA, Solaria Corp Manufacturer Rebate for # 110-1222, End Date 04/01/2021, Max Qty. , Diamond, 4202956 Empire Solar Group | -82.71 |  | No | Other | Shippable | 0 |  | Not Applicable as per Item Classification |  | Not Applicable
953-4826 | 953-4826 | SPA, Solaria Corp Manufacturer Rebate for # 110-1247, End Date 04/01/2021, Max Qty. , Diamond, 4202956 Empire Solar Group | -63.05 |  | No | Other | Shippable | 0 |  | Not Applicable as per Item Classification |  | Not Applicable
953-4827 | 953-4827 | SPA, Solaria Corp Manufacturer Rebate for # 110-1254, End Date 04/01/2021, Max Qty. , Diamond, 4202956 Empire Solar Group | -85.41 |  | No | Other | Shippable | 0 |  | Not Applicable as per Item Classification |  | Not Applicable
953-4828 | 953-4828 | SPA, Enphase Manufacturer Rebate for # 321-0216, End Date 12/31/2020, Max Qty. 1000, Q-00004351, 89955 Infinity Energy Inc | -30 |  | No | Other | Shippable | 0 |  | Not Applicable as per Item Classification |  | Not Applicable
953-4829 | 953-4829 | SPA, Solaria Manufacturer Rebate for # 110-1254, End Date 03/31/2021, Max Qty. 250, Solaria Gold, 82214 Bermuda Engineering | -33.41 |  | No | Other | Shippable | 0 |  | Not Applicable as per Item Classification |  | Not Applicable
953-4830 | 953-4830 | SPA, Solaria Manufacturer Rebate for # 110-1222, End Date 03/31/2021, Max Qty. 250, Solaria Gold, 82214 Bermuda Engineering | -30.91 |  | No | Other | Shippable | 0 |  | Not Applicable as per Item Classification |  | Not Applicable
953-4831 | 953-4831 | SPA, Solaria Manufacturer Rebate for # 110-1247, End Date 03/31/2021, Max Qty. 250, Solaria Gold, 82214 Bermuda Engineering | -11.95 |  | No | Other | Shippable | 0 |  | Not Applicable as per Item Classification |  | Not Applicable
953-4832 | 953-4832 | SPA, Solaria Manufacturer Rebate for # 110-1247, End Date 12/31/2020, Max Qty. N/A, Diamond, 4204494 - Evergreen solar and construction dba Evergreen Builders | -40.05 |  | No | Other | Shippable | 0 |  | Not Applicable as per Item Classification |  | Not Applicable
953-4833 | 953-4833 | SPA, Solaria Manufacturer Rebate for # 110-1254, End Date 12/31/2020, Max Qty. N/A, Gold, 6743 General Environmental Management Services, Inc. dba SolarGem Electrical |  |  | No | Other | Shippable | 0 |  | Not Applicable as per Item Classification |  | Not Applicable
953-4834 | 953-4834 | SPA, Solaria Manufacturer Rebate for # 112-0010, End Date 03/31/2021, Max Qty. N/A, Platinum, 4203966 Castone Roofing | -36.5 |  | No | Other | Shippable | 0 |  | Not Applicable as per Item Classification |  | Not Applicable
953-4835 | 953-4835 | SPA, Solaria Manufacturer Rebate for # 110-1222, End Date 03/31/2021, Max Qty. N/A, Platinum, 4203966 Castone Roofing | -37 |  | No | Other | Shippable | 0 |  | Not Applicable as per Item Classification |  | Not Applicable
953-4836 | 953-4836 | SPA, Solaria Manufacturer Rebate for # 110-1254, End Date 03/31/2021, Max Qty. N/A, Platinum, 4203966 Castone Roofing | -32 |  | No | Other | Shippable | 0 |  | Not Applicable as per Item Classification |  | Not Applicable
953-4837 | 953-4837 | SPA, Enphase Manufacturer Rebate for # 321-0219, End Date 12/31/2020, Max Qty. 700, Q-00004300, 4203508 The Sun Company Texas, LLC dba The Sun Company | -9 |  | No | Other | Shippable | 0 |  | Not Applicable as per Item Classification |  | Not Applicable
953-4838 | 953-4838 | SPA, Enphase Manufacturer Rebate for # 321-0219, End Date 12/31/2020, Max Qty. N/A, Q-00002454, 80349 - Option One Corporation | -9.43 |  | No | Other | Shippable | 0 |  | Not Applicable as per Item Classification |  | Not Applicable
953-4839 | 953-4839 | SPA, Enphase Manufacturer Rebate for # 321-0216, End Date 12/31/2020, Max Qty. N/A, Q-00002454, 80349 - Option One Corporation | -11.53 |  | No | Other | Shippable | 0 |  | Not Applicable as per Item Classification |  | Not Applicable
953-4840 | 953-4840 | SPA, Enphase Manufacturer Rebate for # 321-0216, End Date 12/31/2020, Max Qty. N/A, Q-00002454, 80349 - Option One Corporation | -10.66 |  | No | Other | Shippable | 0 |  | Not Applicable as per Item Classification |  | Not Applicable
953-4841 | 953-4841 | SPA, Enphase Manufacturer Rebate for # 480-0124 , End Date 12/31/2020, Max Qty. 4, Q-00003805, 7898 One Planet Solar & Wind - Terre Haute, IN | -647.12 |  | No | Other | Shippable | 0 |  | Not Applicable as per Item Classification |  | Not Applicable
953-4842 | 953-4842 | SPA, Enphase Manufacturer Rebate for # 480-0123 , End Date 12/31/2020, Max Qty. 4, Q-00003805, 7898 One Planet Solar & Wind - Terre Haute, IN | -239.42 |  | No | Other | Shippable | 0 |  | Not Applicable as per Item Classification |  | Not Applicable
953-4843 | 953-4843 | SPA, Solaria Manufacturer Rebate for # 110-1254, End Date 12/31/2020, Max Qty. , Gold, 80633 Solar Roof Dynamics LLC | -44.33 |  | No | Other | Shippable | 0 |  | Not Applicable as per Item Classification |  | Not Applicable
953-4844 | 953-4844 | SPA, Solaria Manufacturer Rebate for # 110-1254, End Date 12/31/2020, Max Qty. 1000, SPA-2020Q2 Diamond, 82564 Newport Solar | -29.41 |  | No | Other | Shippable | 0 |  | Not Applicable as per Item Classification |  | Not Applicable
953-4845 | 953-4845 | SPA, Enphase Manufacturer Rebate for # 321-0216, End Date 03/30/2021, Max Qty. 1000, Q-00004080, 4203647 creative innovations DBA pro solar installers | -12.83 |  | No | Other | Shippable | 0 |  | Not Applicable as per Item Classification |  | Not Applicable
953-4846 | 953-4846 | SPA, Enphase Manufacturer Rebate for # 321-0219, End Date 03/30/2021, Max Qty. 1000, Q-00004080, 4203647 creative innovations DBA pro solar installers | -13.28 |  | No | Other | Shippable | 0 |  | Not Applicable as per Item Classification |  | Not Applicable
953-4847 | 953-4847 | SPA, Enphase Manufacturer Rebate for # 321-0223, End Date 03/30/2021, Max Qty. 1000, Q-00004080, 4203647 creative innovations DBA pro solar installers s | -13.6 |  | No | Other | Shippable | 0 |  | Not Applicable as per Item Classification |  | Not Applicable
953-4848 | 953-4848 | SPA, Enphase Manufacturer Rebate for # 321-0215, End Date 03/30/2021, Max Qty. 800, Q-00004096, 4204140 solar solutions of America | -9.36 |  | No | Other | Shippable | 0 |  | Not Applicable as per Item Classification |  | Not Applicable
953-4849 | 953-4849 | SPA, Enphase Manufacturer Rebate for # 321-0216, End Date 03/30/2021, Max Qty. 800, Q-00004096, 4204140 solar solutions of America | -9.36 |  | No | Other | Shippable | 0 |  | Not Applicable as per Item Classification |  | Not Applicable
953-4850 | 953-4850 | SPA, Enphase Manufacturer Rebate for # 321-0215, End Date 03/30/2021, Max Qty. 1000, Q-00004104, 4203118 Speir Innovations LLC | -20.36 |  | No | Other | Shippable | 0 |  | Not Applicable as per Item Classification |  | Not Applicable
953-4851 | 953-4851 | SPA, Enphase Manufacturer Rebate for # 321-0216, End Date 03/30/2021, Max Qty. 1000, Q-00004104, 4203118 Speir Innovations LLC | -19.14 |  | No | Other | Shippable | 0 |  | Not Applicable as per Item Classification |  | Not Applicable
953-4852 | 953-4852 | SPA, Enphase Manufacturer Rebate for # 321-0215, End Date 06/30/2021, Max Qty. 1000, Q-00004030, 4203978 Zenith Security | -31.38 |  | No | Other | Shippable | 0 |  | Not Applicable as per Item Classification |  | Not Applicable
953-4853 | 953-4853 | SPA, Enphase Manufacturer Rebate for # 321-0216, End Date 03/31/2021, Max Qty. 1000, Q-00004030, 4203978 Zenith Security | -26.59 |  | No | Other | Shippable | 0 |  | Not Applicable as per Item Classification |  | Not Applicable
953-4854 | 953-4854 | SPA, Enphase Manufacturer Rebate for # 321-0215, End Date 12/31/2020, Max Qty. , Q-00002313, 4203321 3 Guys Solar | -13.83 |  | No | Other | Shippable | 0 |  | Not Applicable as per Item Classification |  | Not Applicable
953-4855 | 953-4855 | SPA, ENPHASE ENERGY Manufacturer Rebate for # 321-0215, End Date 03/31/2021, Max Qty. 2000, Q-00003875, 203669 Mynt Solar | -13.51 |  | No | Other | Shippable | 0 |  | Not Applicable as per Item Classification |  | Not Applicable
953-4856 | 953-4856 | SPA, ENPHASE ENERGY Manufacturer Rebate for # 321-0216, End Date 03/31/2021, Max Qty. 2000, Q-00003875, 203669 Mynt Solar | -13.21 |  | No | Other | Shippable | 0 |  | Not Applicable as per Item Classification |  | Not Applicable
953-4857 | 953-4857 | SPA, ENPHASE ENERGY Manufacturer Rebate for # 480-0124, End Date 03/31/2021, Max Qty. 5, Q-00003877, 203669 Mynt Solar | -555.56 |  | No | Other | Shippable | 0 |  | Not Applicable as per Item Classification |  | Not Applicable
953-4858 | 953-4858 | SPA, ENPHASE ENERGY Manufacturer Rebate for # 480-0123, End Date 03/31/2021, Max Qty. 5, Q-00003877, 203669 Mynt Solar | -508.89 |  | No | Other | Shippable | 0 |  | Not Applicable as per Item Classification |  | Not Applicable
953-4859 | 953-4859 | SPA, Enphase Manufacturer Rebate for # 321-0215, End Date 03/31/2021, Max Qty. 8000, Q-00004173, 203176 Energy Solutions Direct | -34.06 |  | No | Other | Shippable | 0 |  | Not Applicable as per Item Classification |  | Not Applicable
953-4860 | 953-4860 | SPA, Enphase Manufacturer Rebate for # 321-0216, End Date 03/31/2021, Max Qty. 8000, Q-00004173, 203176 Energy Solutions Direct | -27.04 |  | No | Other | Shippable | 0 |  | Not Applicable as per Item Classification |  | Not Applicable
953-4861 | 953-4861 | SPA, Enphase Manufacturer Rebate for # 321-0219, End Date 03/31/2021, Max Qty. 8000, Q-00004173, 203176 Energy Solutions Direct | -27.97 |  | No | Other | Shippable | 0 |  | Not Applicable as per Item Classification |  | Not Applicable
953-4862 | 953-4862 | SPA, Enphase Manufacturer Rebate for # 480-0123, End Date 03/31/2021, Max Qty. 10, Q-00004173, 203176 Energy Solutions Direct | -205 |  | No | Other | Shippable | 0 |  | Not Applicable as per Item Classification |  | Not Applicable
953-4863 | 953-4863 | SPA, Enphase Manufacturer Rebate for # 480-0124, End Date 03/31/2021, Max Qty. 10, Q-00004173, 203176 Energy Solutions Direct | -45 |  | No | Other | Shippable | 0 |  | Not Applicable as per Item Classification |  | Not Applicable
953-4864 | 953-4864 | SPA, ENPHASE ENERGY Manufacturer Rebate for # 321-0215, End Date 03/31/2021, Max Qty. 1000, Q-00004797, 4204590 SolarX LLC | -13.83 |  | No | Other | Shippable | 0 |  | Not Applicable as per Item Classification |  | Not Applicable
953-4865 | 953-4865 | SPA, ENPHASE ENERGY Manufacturer Rebate for # 321-0216, End Date 03/31/2021, Max Qty. 1000, Q-00004797, 4204590 SolarX LLC | -13.21 |  | No | Other | Shippable | 0 |  | Not Applicable as per Item Classification |  | Not Applicable
953-4866 | 953-4866 | SPA, Enphase Manufacturer Rebate for # 480-0124 , End Date 03/31/2021, Max Qty. 2, Q-00004145 , 121487 Jansen Heating, Air Conditioning and Electric | -300 |  | No | Other | Shippable | 0 |  | Not Applicable as per Item Classification |  | Not Applicable
953-4867 | 953-4867 | SPA, Enphase Manufacturer Rebate for # 480-0123 , End Date 03/31/2021, Max Qty. 2, Q-00004145 , 121487 Jansen Heating, Air Conditioning and Electric | -185.07 |  | No | Other | Shippable | 0 |  | Not Applicable as per Item Classification |  | Not Applicable
953-4868 | 953-4868 | SPA, Unirac Manufacturer Rebate for # 210-1032, End Date 06/30/21, Max Qty. 1000, Unirac Speir SPA, 4203118 Speir Innovations LLC | -6.39 |  | No | Other | Shippable | 0 |  | Not Applicable as per Item Classification |  | Not Applicable
953-4869 | 953-4869 | SPA, Solaria Corp Manufacturer Rebate for # 110-1222, End Date 03/31/2001, Max Qty. , Diamond, 4203842 Bell Electrical Systems LLC | -60.51 |  | No | Other | Shippable | 0 |  | Not Applicable as per Item Classification |  | Not Applicable
953-4870 | 953-4870 | "SPA, Solaria Corp Manufacturer Rebate for # 110-1254, End Date 03/31/2001, Max Qty. , Diamond, 4203842 Bell Electrical Systems LLC | -65.41 |  | No | Other | Shippable | 0 |  | Not Applicable as per Item Classification |  | Not Applicable
953-4871 | 953-4871 | SPA, ENPHASE ENERGY Manufacturer Rebate for # 321-0216, End Date 03/31/2021, Max Qty. 1500, Q-00004584, 4203842 Bell Electrical Systems LLC | -19.72 |  | No | Other | Shippable | 0 |  | Not Applicable as per Item Classification |  | Not Applicable
953-4872 | 953-4872 | SPA, ENPHASE ENERGY Manufacturer Rebate for # 480-0124, End Date 03/31/2021, Max Qty. 10, Q-00003864, 203043 G3 Solar | -771.11 |  | No | Other | Shippable | 0 |  | Not Applicable as per Item Classification |  | Not Applicable
953-4873 | 953-4873 | SPA, ENPHASE ENERGY Manufacturer Rebate for # 480-0123, End Date 03/31/2021, Max Qty. 10, Q-00003864, 203043 G3 Solar | -508.89 |  | No | Other | Shippable | 0 |  | Not Applicable as per Item Classification |  | Not Applicable
953-4874 | 953-4874 | SPA, ENPHASE ENERGY Manufacturer Rebate for # 321-0215, End Date 03/31/2021, Max Qty. 1500, Q-00003863, 203043 G3 Solar | -21.53 |  | No | Other | Shippable | 0 |  | Not Applicable as per Item Classification |  | Not Applicable
953-4875 | 953-4875 | SPA, ENPHASE ENERGY Manufacturer Rebate for # 321-0216, End Date 03/31/2021, Max Qty. 1500, Q-00003863, 203043 G3 Solar | -21.7 |  | No | Other | Shippable | 0 |  | Not Applicable as per Item Classification |  | Not Applicable
953-4876 | 953-4876 | SPA, Panasonic Manufacturer Rebate for # 110-1223, End Date 03/31/2021, Max Qty. 200, Q12021 Central SPA, 89645 Alba Energy | -20.29 |  | No | Other | Shippable | 0 |  | Not Applicable as per Item Classification |  | Not Applicable
953-4877 | 953-4877 | SPA, Panasonic Manufacturer Rebate for # 110-1127, End Date 03/31/2021, Max Qty. 200, Q12021 Central SPA, 89645 Alba Energy | -20.59 |  | No | Other | Shippable | 0 |  | Not Applicable as per Item Classification |  | Not Applicable
953-4878 | 953-4878 | SPA, Panasonic Manufacturer Rebate for # 110-1202, End Date 03/31/2021, Max Qty. 200, Q12021 Central SPA, 89645 Alba Energy | -11.51 |  | No | Other | Shippable | 0 |  | Not Applicable as per Item Classification |  | Not Applicable
953-4879 | 953-4879 | SPA, Panasonic Manufacturer Rebate for # 110-1203, End Date 03/31/2021, Max Qty. 200, Q12021 Central SPA, 89645 Alba Energy | -21.65 |  | No | Other | Shippable | 0 |  | Not Applicable as per Item Classification |  | Not Applicable
953-4880 | 953-4880 | SPA, Panasonic Manufacturer Rebate for # 112-0008, End Date 03/31/2021, Max Qty. 200, Q12021 Central SPA, 89645 Alba Energy | -11.37 |  | No | Other | Shippable | 0 |  | Not Applicable as per Item Classification |  | Not Applicable
953-4881 | 953-4881 | SPA, Panasonic Manufacturer Rebate for # 110-1264, End Date 03/31/2021, Max Qty. 200, Q12021 Central SPA, 89645 Alba Energy | -23.2 |  | No | Other | Shippable | 0 |  | Not Applicable as per Item Classification |  | Not Applicable
953-4882 | 953-4882 | SPA, Panasonic Manufacturer Rebate for # 110-1223, End Date 03/31/2021, Max Qty. 175, Q12021 Central SPA, 4203729 Sunrgy LLC | -16.6 |  | No | Other | Shippable | 0 |  | Not Applicable as per Item Classification |  | Not Applicable
953-4883 | 953-4883 | SPA, Panasonic Manufacturer Rebate for # 110-1127, End Date 03/31/2021, Max Qty. 175, Q12021 Central SPA, 4203729 Sunrgy LLC | -16.85 |  | No | Other | Shippable | 0 |  | Not Applicable as per Item Classification |  | Not Applicable
953-4884 | 953-4884 | SPA, Panasonic Manufacturer Rebate for # 110-1202, End Date 03/31/2021, Max Qty. 175, Q12021 Central SPA, 4203729 Sunrgy LLC | -7.7 |  | No | Other | Shippable | 0 |  | Not Applicable as per Item Classification |  | Not Applicable
953-4885 | 953-4885 | SPA, Panasonic Manufacturer Rebate for # 110-1203, End Date 03/31/2021, Max Qty. 175, Q12021 Central SPA, 4203729 Sunrgy LLC | -17.78 |  | No | Other | Shippable | 0 |  | Not Applicable as per Item Classification |  | Not Applicable
953-4886 | 953-4886 | SPA, Panasonic Manufacturer Rebate for # 112-0008, End Date 03/31/2021, Max Qty. 175, Q12021 Central SPA, 4203729 Sunrgy LLC | -19.06 |  | No | Other | Shippable | 0 |  | Not Applicable as per Item Classification |  | Not Applicable
953-4887 | 953-4887 | SPA, Panasonic Manufacturer Rebate for # 110-1264, End Date 03/31/2021, Max Qty. 175, Q12021 Central SPA, 4203729 Sunrgy LLC | -31.45 |  | No | Other | Shippable | 0 |  | Not Applicable as per Item Classification |  | Not Applicable
953-4888 | 953-4888 | SPA, Panasonic Manufacturer Rebate for # 110-1223, End Date 03/31/2021, Max Qty. 225, Q12021 Central SPA, 80864 N.F. Smith & Associates L.P. | -23.98 |  | No | Other | Shippable | 0 |  | Not Applicable as per Item Classification |  | Not Applicable
953-4889 | 953-4889 | SPA, Panasonic Manufacturer Rebate for # 110-1127, End Date 03/31/2021, Max Qty. 225, Q12021 Central SPA, 80864 N.F. Smith & Associates L.P. | -24.34 |  | No | Other | Shippable | 0 |  | Not Applicable as per Item Classification |  | Not Applicable
953-4890 | 953-4890 | SPA, Panasonic Manufacturer Rebate for # 110-1202, End Date 03/31/2021, Max Qty. 225, Q12021 Central SPA, 80864 N.F. Smith & Associates L.P. | 14.7 |  | No | Other | Shippable | 0 |  | Not Applicable as per Item Classification |  | Not Applicable
953-4891 | 953-4891 | SPA, Panasonic Manufacturer Rebate for # 110-1203, End Date 03/31/2021, Max Qty. 225, Q12021 Central SPA, 80864 N.F. Smith & Associates L.P. | -25.51 |  | No | Other | Shippable | 0 |  | Not Applicable as per Item Classification |  | Not Applicable
953-4892 | 953-4892 | SPA, Panasonic Manufacturer Rebate for # 112-0008, End Date 03/31/2021, Max Qty. 225, Q12021 Central SPA, 80864 N.F. Smith & Associates L.P. | -15.13 |  | No | Other | Shippable | 0 |  | Not Applicable as per Item Classification |  | Not Applicable
953-4893 | 953-4893 | SPA, Panasonic Manufacturer Rebate for # 110-1264, End Date 03/31/2021, Max Qty. 225, Q12021 Central SPA, 80864 N.F. Smith & Associates L.P. | -27.02 |  | No | Other | Shippable | 0 |  | Not Applicable as per Item Classification |  | Not Applicable
953-4894 | 953-4894 | SPA, Panasonic Manufacturer Rebate for # 110-1223, End Date 03/31/2021, Max Qty. 200, Q420 Central SPA, 122126 Smart World Energy | -20.29 |  | No | Other | Shippable | 0 |  | Not Applicable as per Item Classification |  | Not Applicable
953-4895 | 953-4895 | SPA, Panasonic Manufacturer Rebate for # 110-1127, End Date 03/31/2021, Max Qty. 200, Q420 Central SPA, 122126 Smart World Energy | -20.59 |  | No | Other | Shippable | 0 |  | Not Applicable as per Item Classification |  | Not Applicable
953-4896 | 953-4896 | SPA, Panasonic Manufacturer Rebate for # 110-1202, End Date 03/31/2021, Max Qty. 200, Q420 Central SPA, 122126 Smart World Energy | -11.51 |  | No | Other | Shippable | 0 |  | Not Applicable as per Item Classification |  | Not Applicable
953-4897 | 953-4897 | SPA, Panasonic Manufacturer Rebate for # 110-1203, End Date 03/31/2021, Max Qty. 200, Q420 Central SPA, 122126 Smart World Energy | -21.65 |  | No | Other | Shippable | 0 |  | Not Applicable as per Item Classification |  | Not Applicable
953-4898 | 953-4898 | SPA, Panasonic Manufacturer Rebate for # 112-0008, End Date 03/31/2021, Max Qty. 200, Q420 Central SPA, 122126 Smart World Energy | -11.38 |  | No | Other | Shippable | 0 |  | Not Applicable as per Item Classification |  | Not Applicable
953-4899 | 953-4899 | SPA, Panasonic Manufacturer Rebate for # 110-1264, End Date 03/31/2021, Max Qty. 200, Q420 Central SPA, 122126 Smart World Energy | -23.2 |  | No | Other | Shippable | 0 |  | Not Applicable as per Item Classification |  | Not Applicable
953-4900 | 953-4900 | SPA, Panasonic Manufacturer Rebate for # 110-1223, End Date 03/31/2021, Max Qty. 375, Q12021 Central SPA Q12021 Central SPA Q12021 Central SPA Q12021 Central SPA Q12021 Central SPA Q12021 Central SPA, 6900 Aberration, Inc. dba South Texas Solar Systems, Inc | -46.13 |  | No | Other | Shippable | 0 |  | Not Applicable as per Item Classification |  | Not Applicable
953-4901 | 953-4901 | SPA, Panasonic Manufacturer Rebate for # 110-1127, End Date 03/31/2021, Max Qty. 375, Q12021 Central SPA Q12021 Central SPA Q12021 Central SPA Q12021 Central SPA Q12021 Central SPA Q12021 Central SPA, 6900 Aberration, Inc. dba South Texas Solar Systems, Inc | -46.83 |  | No | Other | Shippable | 0 |  | Not Applicable as per Item Classification |  | Not Applicable
953-4902 | 953-4902 | SPA, Panasonic Manufacturer Rebate for # 110-1202, End Date 03/31/2021, Max Qty. 375, Q12021 Central SPA Q12021 Central SPA Q12021 Central SPA Q12021 Central SPA Q12021 Central SPA Q12021 Central SPA, 6900 Aberration, Inc. dba South Texas Solar Systems, Inc | -37.33 |  | No | Other | Shippable | 0 |  | Not Applicable as per Item Classification |  | Not Applicable
953-4903 | 953-4903 | SPA, Panasonic Manufacturer Rebate for # 110-1203, End Date 03/31/2021, Max Qty. 375, Q12021 Central SPA Q12021 Central SPA Q12021 Central SPA Q12021 Central SPA Q12021 Central SPA Q12021 Central SPA, 6900 Aberration, Inc. dba South Texas Solar Systems, Inc | -48.68 |  | No | Other | Shippable | 0 |  | Not Applicable as per Item Classification |  | Not Applicable
953-4904 | 953-4904 | SPA, Panasonic Manufacturer Rebate for # 112-0008, End Date 03/31/2021, Max Qty. 375, Q12021 Central SPA Q12021 Central SPA Q12021 Central SPA Q12021 Central SPA Q12021 Central SPA Q12021 Central SPA, 6900 Aberration, Inc. dba South Texas Solar Systems, Inc | -37.62 |  | No | Other | Shippable | 0 |  | Not Applicable as per Item Classification |  | Not Applicable
953-4905 | 953-4905 | SPA, Panasonic Manufacturer Rebate for # 110-1264, End Date 03/31/2021, Max Qty. 375, Q12021 Central SPA Q12021 Central SPA Q12021 Central SPA Q12021 Central SPA Q12021 Central SPA Q12021 Central SPA, 6900 Aberration, Inc. dba South Texas Solar Systems, Inc | -51.83 |  | No | Other | Shippable | 0 |  | Not Applicable as per Item Classification |  | Not Applicable
953-4906 | 953-4906 | SPA, Enphase Manufacturer Rebate for # 321-0215, End Date 03/31/2021, Max Qty. 800, Q-00004088, 7121 Solar Alternatives Inc | -13.83 |  | No | Other | Shippable | 0 |  | Not Applicable as per Item Classification |  | Not Applicable
953-4907 | 953-4907 | SPA, Enphase Manufacturer Rebate for # 321-0216, End Date 03/31/2021, Max Qty. 800, Q-00004088, 7121 Solar Alternatives Inc | -13.21 |  | No | Other | Shippable | 0 |  | Not Applicable as per Item Classification |  | Not Applicable
953-4908 | 953-4908 | SPA, Enphase Manufacturer Rebate for # 321-0223, End Date 03/31/2021, Max Qty. 800, Q-00004088, 7121 Solar Alternatives Inc | -14.29 |  | No | Other | Shippable | 0 |  | Not Applicable as per Item Classification |  | Not Applicable
953-4909 | 953-4909 | SPA, Enphase Manufacturer Rebate for # 321-0219, End Date 03/31/2021, Max Qty. 800, Q-00004088, 7121 Solar Alternatives Inc | -14 |  | No | Other | Shippable | 0 |  | Not Applicable as per Item Classification |  | Not Applicable
953-4910 | 953-4910 | SPA, Enphase Manufacturer Rebate for # 480-0124, End Date 03/31/2021, Max Qty. 40, Q-00005767, 7121 Solar Alternatives Inc | -1666.67 |  | No | Other | Shippable | 0 |  | Not Applicable as per Item Classification |  | Not Applicable
953-4911 | 953-4911 | SPA, Enphase Manufacturer Rebate for # 480-0123, End Date 03/31/2021, Max Qty. 40, Q-00005767, 7121 Solar Alternatives Inc | -786.67 |  | No | Other | Shippable | 0 |  | Not Applicable as per Item Classification |  | Not Applicable
953-4912 | 953-4912 | SPA, Solaria Manufacturer Rebate for # 110-1254, End Date 03/31/2021, Max Qty. N/A, Diamond , 4203902 - California State Energy Inc dba California State Development | -53.41 |  | No | Other | Shippable | 0 |  | Not Applicable as per Item Classification |  | Not Applicable
953-4913 | 953-4913 | SPA, Enphase Manufacturer Rebate for # 321-0215, End Date 03/31/2021, Max Qty. 1000, Q-00004835, 203742 Ilum Solar | -13.36 |  | No | Other | Shippable | 0 |  | Not Applicable as per Item Classification |  | Not Applicable
953-4914 | 953-4914 | SPA, Enphase Manufacturer Rebate for # 321-0216, End Date 03/31/2021, Max Qty. 200, Q-00004835, 203742 Ilum Solar | -13.14 |  | No | Other | Shippable | 0 |  | Not Applicable as per Item Classification |  | Not Applicable
953-4915 | 953-4915 | SPA, Enphase Manufacturer Rebate for # 321-0223, End Date 03/31/2021, Max Qty. 200, Q-00004835, 203742 Ilum Solar | -15.16 |  | No | Other | Shippable | 0 |  | Not Applicable as per Item Classification |  | Not Applicable
953-4916 | 953-4916 | "SPA, Enphase Manufacturer Rebate for # 480-0124, End Date 03/31/2021, Max Qty. 10, Q-00004835, 203742 Ilum Solar" | -555.56 |  | No | Other | Shippable | 0 |  | Not Applicable as per Item Classification |  | Not Applicable
953-4917 | 953-4917 | SPA, Enphase Manufacturer Rebate for # 480-0123, End Date 03/31/2021, Max Qty. 5, Q-00004835, 203742 Ilum Solar | -222.23 |  | No | Other | Shippable | 0 |  | Not Applicable as per Item Classification |  | Not Applicable
953-4918 | 953-4918 | SPA, Enphase Manufacturer Rebate for # 321-0219, End Date 03/31/2021, Max Qty. 100, Q-00004835, 203742 Ilum Solar | -12.7 |  | No | Other | Shippable | 0 |  | Not Applicable as per Item Classification |  | Not Applicable
953-4919 | 953-4919 | SPA, SolarEdge Manufacturer Rebate for # 310-0595 , End Date 12/31/2021, Max Qty. , SOL810, 4202957 Meraki Solar LLC | -197 |  | No | Other | Shippable | 0 |  | Not Applicable as per Item Classification |  | Not Applicable
953-4920 | 953-4920 | SPA, SolarEdge Manufacturer Rebate for # 310-0596 , End Date 12/31/2021, Max Qty. , SOL810, 4202957 Meraki Solar LLC | -376.55 |  | No | Other | Shippable | 0 |  | Not Applicable as per Item Classification |  | Not Applicable
953-4921 | 953-4921 | SPA, SolarEdge Manufacturer Rebate for # 310-0597, End Date 12/31/2021, Max Qty. , SOL810, 4202957 Meraki Solar LLC | -392.68 |  | No | Other | Shippable | 0 |  | Not Applicable as per Item Classification |  | Not Applicable
953-4922 | 953-4922 | SPA, SolarEdge Manufacturer Rebate for # 310-0598, End Date 12/31/2021, Max Qty. , SOL810, 4202957 Meraki Solar LLC | -377.25 |  | No | Other | Shippable | 0 |  | Not Applicable as per Item Classification |  | Not Applicable
953-4923 | 953-4923 | SPA, SolarEdge Manufacturer Rebate for # 310-0599, End Date 12/31/2021, Max Qty. , SOL810, 4202957 Meraki Solar LLC | -331.39 |  | No | Other | Shippable | 0 |  | Not Applicable as per Item Classification |  | Not Applicable
953-4924 | 953-4924 | SPA, SolarEdge Manufacturer Rebate for # 310-0600, End Date 12/31/2021, Max Qty. , SOL810, 4202957 Meraki Solar LLC | -354.02 |  | No | Other | Shippable | 0 |  | Not Applicable as per Item Classification |  | Not Applicable
953-4925 | 953-4925 | SPA, SolarEdge Manufacturer Rebate for # 570-0240, End Date 12/31/2021, Max Qty. , SOL810, 4202957 Meraki Solar LLC | -30.86 |  | No | Other | Shippable | 0 |  | Not Applicable as per Item Classification |  | Not Applicable
953-4926 | 953-4926 | SPA, SolarEdge Manufacturer Rebate for # 565-0220, End Date 12/31/2021, Max Qty. , SOL810, 4202957 Meraki Solar LLC | -15.69 |  | No | Other | Shippable | 0 |  | Not Applicable as per Item Classification |  | Not Applicable
953-4927 | 953-4927 | SPA, SolarEdge Manufacturer Rebate for # 565-0211, End Date 12/31/2021, Max Qty. , SOL810, 4202957 Meraki Solar LLC | -15.85 |  | No | Other | Shippable | 0 |  | Not Applicable as per Item Classification |  | Not Applicable
953-4928 | 953-4928 | SPA, Panasonic Manufacturer Rebate for # 110-1127, End Date 03/31/2021, Max Qty. , , 80371 Addy Electric | -27.56 |  | No | Other | Shippable | 0 |  | Not Applicable as per Item Classification |  | Not Applicable
953-4929 | 953-4929 | SPA, Panasonic Manufacturer Rebate for # 110-1203, End Date 03/31/2021, Max Qty. , , 80371 Addy Electric | -28.35 |  | No | Other | Shippable | 0 |  | Not Applicable as per Item Classification |  | Not Applicable
953-4930 | 953-4930 | SPA, Panasonic Manufacturer Rebate for # 110-1223, End Date 03/31/2021, Max Qty. , , 80371 Addy Electric | -27.15 |  | No | Other | Shippable | 0 |  | Not Applicable as per Item Classification |  | Not Applicable
953-4931 | 953-4931 | SPA, Panasonic Manufacturer Rebate for # 110-1264, End Date 03/31/2021, Max Qty. , , 80371 Addy Electric | -29.65 |  | No | Other | Shippable | 0 |  | Not Applicable as per Item Classification |  | Not Applicable
953-4932 | 953-4932 | SPA, Enphase Manufacturer Rebate for # 480-0124, End Date 03/31/2021, Max Qty. 15, Q-00004968, 4204589 Urban Energy Inc | -719.78 |  | No | Other | Shippable | 0 |  | Not Applicable as per Item Classification |  | Not Applicable
953-4933 | 953-4933 | SPA, Enphase Manufacturer Rebate for # 480-0123, End Date 03/31/2021, Max Qty. 10, Q-00004968, 4204589 Urban Energy Inc | -296.67 |  | No | Other | Shippable | 0 |  | Not Applicable as per Item Classification |  | Not Applicable
953-4934 | 953-4934 | SPA, Enphase Manufacturer Rebate for # 480-0124, End Date 03/31/2021, Max Qty. 10, Q-00004826, CU: Global Energy 4203946 | -647.12 |  | No | Other | Shippable | 0 |  | Not Applicable as per Item Classification |  | Not Applicable
953-4935 | 953-4935 | SPA, Enphase Manufacturer Rebate for # 480-0123, End Date 03/31/2021, Max Qty. 5, Q-00004826, CU: Global Energy 4203946 | -255.9 |  | No | Other | Shippable | 0 |  | Not Applicable as per Item Classification |  | Not Applicable
953-4936 | 953-4936 | SPA, Enphase Manufacturer Rebate for # 321-0215, End Date 03/31/2021, Max Qty. 600, Q-00004826, CU: Global Energy 4203946 | -10 |  | No | Other | Shippable | 0 |  | Not Applicable as per Item Classification |  | Not Applicable
953-4937 | 953-4937 | SPA, Enphase Manufacturer Rebate for # 321-0223, End Date 03/31/2021, Max Qty. 100, Q-00004826, CU: Global Energy 4203946 | -10 |  | No | Other | Shippable | 0 |  | Not Applicable as per Item Classification |  | Not Applicable
953-4938 | 953-4938 | SPA, Enphase Manufacturer Rebate for # 321-0216, End Date 03/31/2021, Max Qty. 300, Q-00004826, CU: Global Energy 4203946 | -10 |  | No | Other | Shippable | 0 |  | Not Applicable as per Item Classification |  | Not Applicable
953-4939 | 953-4939 | SPA, Enphase Manufacturer Rebate for # 321-0219, End Date 03/31/2021, Max Qty. 100, Q-00004826, CU: Global Energy 4203946 | -10 |  | No | Other | Shippable | 0 |  | Not Applicable as per Item Classification |  | Not Applicable
953-4940 | 953-4940 | SPA, Enphase Manufacturer Rebate for # 480-0124, End Date 03/31/2020, Max Qty. 15, Q-00005875, 88279 Illuminate Solar Co | -792.78 |  | No | Other | Shippable | 0 |  | Not Applicable as per Item Classification |  | Not Applicable
953-4941 | 953-4941 | SPA, Enphase Manufacturer Rebate for # 480-0123, End Date 03/31/2020, Max Qty. 5, Q-00005875, 88279 Illuminate Solar Co | -186.67 |  | No | Other | Shippable | 0 |  | Not Applicable as per Item Classification |  | Not Applicable
953-4942 | 953-4942 | SPA, Enphase Manufacturer Rebate for # 321-0223, End Date 03/31/2020, Max Qty. 200, Q-00004834, 88279 Illuminate Solar Co | -5.86 |  | No | Other | Shippable | 0 |  | Not Applicable as per Item Classification |  | Not Applicable
953-4943 | 953-4943 | SPA, Enphase Manufacturer Rebate for # 321-0216, End Date 03/31/2020, Max Qty. 300, Q-00004834, 88279 Illuminate Solar Co | -5.14 |  | No | Other | Shippable | 0 |  | Not Applicable as per Item Classification |  | Not Applicable
953-4944 | 953-4944 | SPA, Enphase Manufacturer Rebate for # 480-0124, End Date 03/31/2021, Max Qty. 20, Q-00005919, 8426 High Definition Solar | -812.78 |  | No | Other | Shippable | 0 |  | Not Applicable as per Item Classification |  | Not Applicable
953-4945 | 953-4945 | SPA, Enphase Manufacturer Rebate for # 480-0123, End Date 03/31/2021, Max Qty. 5, Q-00005919, 8426 High Definition Solar | -201.67 |  | No | Other | Shippable | 0 |  | Not Applicable as per Item Classification |  | Not Applicable
953-4946 | 953-4946 | SPA, Enphase Manufacturer Rebate for # 321-0215, End Date 03/31/2021, Max Qty. 1000, Q-00004831, 8426 High Definition Solar | -18.56 |  | No | Other | Shippable | 0 |  | Not Applicable as per Item Classification |  | Not Applicable
953-4947 | 953-4947 | SPA, Enphase Manufacturer Rebate for # 321-022, End Date 03/31/2021, Max Qty. 400, Q-00004831, 8426 High Definition Solar | -19.26 |  | No | Other | Shippable | 0 |  | Not Applicable as per Item Classification |  | Not Applicable
953-4948 | 953-4948 | SPA, Enphase Manufacturer Rebate for # 321-0215, End Date 03/31/2021, Max Qty. 500, Q-00004852, 80633 Solar Roof Dynamics LLC | -14.36 |  | No | Other | Shippable | 0 |  | Not Applicable as per Item Classification |  | Not Applicable
953-4949 | 953-4949 | SPA, Enphase Manufacturer Rebate for # 321-0216, End Date 03/31/2021, Max Qty. 200, Q-00004852, 80633 Solar Roof Dynamics LLC | -15.14 |  | No | Other | Shippable | 0 |  | Not Applicable as per Item Classification |  | Not Applicable
953-4950 | 953-4950 | SPA, Enphase Manufacturer Rebate for # 321-0223, End Date 03/31/2021, Max Qty. 300, Q-00004852, 80633 Solar Roof Dynamics LLC | -14.98 |  | No | Other | Shippable | 0 |  | Not Applicable as per Item Classification |  | Not Applicable
953-4951 | 953-4951 | SPA, Enphase Manufacturer Rebate for # 480-0124, End Date 03/31/2021, Max Qty. 10, Q-00004852, 80633 Solar Roof Dynamics LLC | -555.56 |  | No | Other | Shippable | 0 |  | Not Applicable as per Item Classification |  | Not Applicable
953-4952 | 953-4952 | SPA, Enphase Manufacturer Rebate for # 480-0123, End Date 03/31/2021, Max Qty. 5, Q-00004852, 80633 Solar Roof Dynamics LLC | -222.23 |  | No | Other | Shippable | 0 |  | Not Applicable as per Item Classification |  | Not Applicable
953-4953 | 953-4953 | SPA, Panasonic Manufacturer Rebate for # 110-1203, End Date 03/31/2021, Max Qty. 450kw, PanaWhole Sun - drop shipped 1/2 container (336), 82467 Whole Sun Designs Inc. | -61.15 |  | No | Other | Shippable | 0 |  | Not Applicable as per Item Classification |  | Not Applicable
953-4954 | 953-4954 | SPA, Panasonic Manufacturer Rebate for # 110-1264, End Date 03/31/2021, Max Qty. 450kw, PanaWHole Sun- drop shipped container (858), 82467 Whole Sun Designs Inc. | -72.85 |  | No | Other | Shippable | 0 |  | Not Applicable as per Item Classification |  | Not Applicable
953-4955 | 953-4955 | SPA, Panasonic Manufacturer Rebate for # 110-1264, End Date 03/31/2021, Max Qty. 450kw, PanaWhole Sun - drop shipped 1/2 container (429), 82467 Whole Sun Designs Inc. | -65.65 |  | No | Other | Shippable | 0 |  | Not Applicable as per Item Classification |  | Not Applicable
953-4956 | 953-4956 | SPA, Panasonic Manufacturer Rebate for # 110-1264, End Date 03/31/2021, Max Qty. 150kw, Panasonic SPA Benton , 82152 Benton Electric, Inc. | -36.85 |  | No | Other | Shippable | 0 |  | Not Applicable as per Item Classification |  | Not Applicable
953-4957 | 953-4957 | SPA, Panasonic Manufacturer Rebate for # 110-1126, End Date 03/31/2021, Max Qty. 450kw, PANABHE, 1600 Blue Horizon Energy LLC | -36.86 |  | No | Other | Shippable | 0 |  | Not Applicable as per Item Classification |  | Not Applicable
953-4958 | 953-4958 | SPA, Panasonic Manufacturer Rebate for # 110-1127, End Date 03/31/2021, Max Qty. 450kw, PANABHE, 1600 Blue Horizon Energy LLC | -63.86 |  | No | Other | Shippable | 0 |  | Not Applicable as per Item Classification |  | Not Applicable
953-4959 | 953-4959 | SPA, Panasonic Manufacturer Rebate for # 112-0008, End Date 03/31/2021, Max Qty. 450kw, PANABHE, 1600 Blue Horizon Energy LLC | -77.82 |  | No | Other | Shippable | 0 |  | Not Applicable as per Item Classification |  | Not Applicable
953-4960 | 953-4960 | SPA, Panasonic Manufacturer Rebate for # 110-1264, End Date 03/31/2021, Max Qty. 450kw, PANABHE, 1600 Blue Horizon Energy LLC | -72.85 |  | No | Other | Shippable | 0 |  | Not Applicable as per Item Classification |  | Not Applicable
953-4961 | 953-4961 | SPA, SolarEdge Manufacturer Rebate for # 565-0211, End Date 12/31/2021, Max Qty. , SOL750, | -14.77 |  | No | Other | Soligent De-listing | 0 |  | Not Applicable as per Item Classification |  | Not Applicable
953-4962 | 953-4962 | SPA, SolarEdge Manufacturer Rebate for # 565-029, End Date 12/31/2021, Max Qty. , SOL750 | -10.8 |  | No | Other | Shippable | 0 |  | Not Applicable as per Item Classification |  | Not Applicable
953-4963 | 953-4963 | SPA, Enphase Manufacturer Rebate for # 321-0219, End Date 03/31/2021, Max Qty. N/A, Q-00004864, 80349 - Option One Corporation | -9.43 |  | No | Other | Shippable | 0 |  | Not Applicable as per Item Classification |  | Not Applicable
953-4964 | 953-4964 | SPA, Enphase Manufacturer Rebate for # 321-0216, End Date 03/31/2021, Max Qty. N/A, Q-00004864, 80349 - Option One Corporation | -11.53 |  | No | Other | Shippable | 0 |  | Not Applicable as per Item Classification |  | Not Applicable
953-4965 | 953-4965 | SPA, Enphase Manufacturer Rebate for # 321-0223, End Date 03/31/2021, Max Qty. N/A, Q-00004864, 80349 - Option One Corporation | -10.66 |  | No | Other | Shippable | 0 |  | Not Applicable as per Item Classification |  | Not Applicable
953-4966 | 953-4966 | SPA, Enphase Manufacturer Rebate for # 480-0124, End Date 03/31/2021, Max Qty. N/A, Q-00004864, 80349 - Option One Corporation | -997.78 |  | No | Other | Shippable | 0 |  | Not Applicable as per Item Classification |  | Not Applicable
953-4967 | 953-4967 | SPA, Enphase Manufacturer Rebate for # 480-0123, End Date 03/31/2021, Max Qty. N/A, Q-00004864, 80349 - Option One Corporation | -286.67 |  | No | Other | Shippable | 0 |  | Not Applicable as per Item Classification |  | Not Applicable
953-4968 | 953-4968 | SPA, Solaria Manufacturer Rebate for # 112-0010, End Date 03/31/2021, Max Qty. , Platinum, 121305 Simply Solar LLC | -29.2 |  | No | Other | Shippable | 0 |  | Not Applicable as per Item Classification |  | Not Applicable
953-4969 | 953-4969 | SPA, Solaria Manufacturer Rebate for # 110-1222, End Date 03/31/2021, Max Qty. , Platinum, 121305 Simply Solar LLC | -29.6 |  | No | Other | Shippable | 0 |  | Not Applicable as per Item Classification |  | Not Applicable
953-4970 | 953-4970 | SPA, Solaria Manufacturer Rebate for # 110-1247, End Date 03/31/2021, Max Qty. , Platinum, 121305 Simply Solar LLC | -29.2 |  | No | Other | Shippable | 0 |  | Not Applicable as per Item Classification |  | Not Applicable
953-4971 | 953-4971 | SPA, Solaria Manufacturer Rebate for # 110-1254, End Date 03/31/2021, Max Qty. , Platinum, 121305 Simply Solar LLC | -17.85 |  | No | Other | Shippable | 0 |  | Not Applicable as per Item Classification |  | Not Applicable
953-4972 | 953-4972 | SPA, Solaria Manufacturer Rebate for # 110-1176, End Date 03/31/2021, Max Qty. , Platinum, 121305 Simply Solar LLC | -28.8 |  | No | Other | Shippable | 0 |  | Not Applicable as per Item Classification |  | Not Applicable
953-4973 | 953-4973 | SPA, IRONRIDGE Manufacturer Rebate for # DS-270-0146, End Date 09/30/2021, Max Qty. , Krannich East - LOU, 4202954 Krannich Solar East LLC | -1.3075 |  | No | Other | Shippable | 0 |  | Not Applicable as per Item Classification |  | Not Applicable
953-4974 | 953-4974 | SPA, Enphase Manufacturer Rebate for # 321-0215, End Date 03/30/2021, Max Qty. 1000, Q-00005030, 4203118 Speir Innovations LLC | -20.36 |  | No | Other | Shippable | 0 |  | Not Applicable as per Item Classification |  | Not Applicable
953-4975 | 953-4975 | SPA, Enphase Manufacturer Rebate for # 321-0216, End Date 03/30/2021, Max Qty. 1000, Q-00005030, 4203118 Speir Innovations LLC | -19.14 |  | No | Other | Shippable | 0 |  | Not Applicable as per Item Classification |  | Not Applicable
953-4976 | 953-4976 | SPA, Enphase Manufacturer Rebate for # 321-0223, End Date 03/31/2021, Max Qty. 1000, Q-00005030, 4203118 Speir Innovations LLC | -18.86 |  | No | Other | Shippable | 0 |  | Not Applicable as per Item Classification |  | Not Applicable
953-4977 | 953-4977 | SPA, Enphase Manufacturer Rebate for # 321-0215, End Date 03/31/2021, Max Qty. 1200, Q-00004818, 88596 American Array Solar | -16.76 |  | No | Other | Shippable | 0 |  | Not Applicable as per Item Classification |  | Not Applicable
953-4978 | 953-4978 | SPA, Enphase Manufacturer Rebate for # 321-0216, End Date 03/31/2021, Max Qty. 500, Q-00004818, 88596 American Array Solar | -17.14 |  | No | Other | Shippable | 0 |  | Not Applicable as per Item Classification |  | Not Applicable
953-4979 | 953-4979 | SPA, Enphase Manufacturer Rebate for # 321-0219, End Date 03/31/2021, Max Qty. 100, Q-00004818, 88596 American Array Solar | -17.37 |  | No | Other | Shippable | 0 |  | Not Applicable as per Item Classification |  | Not Applicable
953-4980 | 953-4980 | SPA, Enphase Manufacturer Rebate for # 321-0223, End Date 03/31/2021, Max Qty. 200, Q-00004818, 88596 American Array Solar | -17.96 |  | No | Other | Shippable | 0 |  | Not Applicable as per Item Classification |  | Not Applicable
953-4981 | 953-4981 | SPA, Enphase Manufacturer Rebate for # 480-0124, End Date 03/31/2021, Max Qty. 10, Q-00004818, 88596 American Array Solar | -492.78 |  | No | Other | Shippable | 0 |  | Not Applicable as per Item Classification |  | Not Applicable
953-4982 | 953-4982 | SPA, Enphase Manufacturer Rebate for # 480-0123, End Date 03/31/2021, Max Qty. 5, Q-00004818, 88596 American Array Solar | -186.67 |  | No | Other | Shippable | 0 |  | Not Applicable as per Item Classification |  | Not Applicable
953-4983 | 953-4983 | SPA, ENPHASE Manufacturer Rebate for # 480-0124, End Date 03/31/2021, Max Qty. 25, Q-00005073, 9225 Sun First! | -937.78 |  | No | Other | Shippable | 0 |  | Not Applicable as per Item Classification |  | Not Applicable
953-4984 | 953-4984 | SPA, ENPHASE Manufacturer Rebate for # 480-0123, End Date 03/31/2021, Max Qty. 25, Q-00005073, 9225 Sun First! | -496.67 |  | No | Other | Shippable | 0 |  | Not Applicable as per Item Classification |  | Not Applicable
953-4985 | 953-4985 | SPA, Enphase Manufacturer Rebate for # 321-0219, End Date 03/31/2021, Max Qty. 5, Q-00003947, 10454 - Solar Solution LLC | -26.84 |  | No | Other | Shippable | 0 |  | Not Applicable as per Item Classification |  | Not Applicable
953-4986 | 953-4986 | SPA, Enphase Manufacturer Rebate for # 321-0215, End Date 03/31/2021, Max Qty. 5, Q-00003947, 10454 - Solar Solution LLC | -26.66 |  | No | Other | Shippable | 0 |  | Not Applicable as per Item Classification |  | Not Applicable
953-4987 | 953-4987 | SPA, Enphase Manufacturer Rebate for # 321-0216, End Date 03/31/2021, Max Qty. 5000, Q-00003947, 10454 - Solar Solution LLC | -27.14 |  | No | Other | Shippable | 0 |  | Not Applicable as per Item Classification |  | Not Applicable
953-4988 | 953-4988 | SPA, Enphase Manufacturer Rebate for # 480-0124, End Date 03/31/2021, Max Qty. 10, Q-00005092, 82214 Bermuda Engineering | -442.78 |  | No | Other | Shippable | 0 |  | Not Applicable as per Item Classification |  | Not Applicable
953-4989 | 953-4989 | SPA, Enphase Manufacturer Rebate for # 480-0123, End Date 03/31/2021, Max Qty. 10, Q-00005092, 82214 Bermuda Engineering | -397.67 |  | No | Other | Shippable | 0 |  | Not Applicable as per Item Classification |  | Not Applicable
953-4990 | 953-4990 | SPA, Enphase Manufacturer Rebate for # 321-0223, End Date 03/31/2021, Max Qty. 18, Q-00005093, 82214 Bermuda Engineering | -38.86 |  | No | Other | Shippable | 0 |  | Not Applicable as per Item Classification |  | Not Applicable
953-4991 | 953-4991 | SPA, Enphase Manufacturer Rebate for # 321-0216, End Date 03/31/2021, Max Qty. 800, Q-00005093, 82214 Bermuda Engineering | -33.89 |  | No | Other | Shippable | 0 |  | Not Applicable as per Item Classification |  | Not Applicable
953-4992 | 953-4992 | SPA, Enphase Manufacturer Rebate for # 321-0219, End Date 03/31/2021, Max Qty. 18, Q-00005093, 82214 Bermuda Engineering | -36.42 |  | No | Other | Shippable | 0 |  | Not Applicable as per Item Classification |  | Not Applicable
953-4993 | 953-4993 | SPA, Panasonic Manufacturer Rebate for # 110-1127, End Date 03/31/2021, Max Qty. , Panasonic SPA Milestone Solar, 7748 Milestone Solar | -21.76 |  | No | Other | Shippable | 0 |  | Not Applicable as per Item Classification |  | Not Applicable
953-4994 | 953-4994 | SPA, Panasonic Manufacturer Rebate for # 110-1264, End Date 03/31/2021, Max Qty. , Panasonic SPA Milestone Solar, 7748 Milestone Solar | -7.65 |  | No | Other | Shippable | 0 |  | Not Applicable as per Item Classification |  | Not Applicable
953-4995 | 953-4995 | SPA, Panasonic Manufacturer Rebate for # 110-1223, End Date 03/31/2021, Max Qty. , Panasonic SPA Milestone Solar, 7748 Milestone Solar | -19.65 |  | No | Other | Shippable | 0 |  | Not Applicable as per Item Classification |  | Not Applicable
953-4996 | 953-4996 | SPA, Panasonic Manufacturer Rebate for # 110-1203, End Date 03/31/2021, Max Qty. , Panasonic SPA Milestone Solar, 7748 Milestone Solar | -21.35 |  | No | Other | Shippable | 0 |  | Not Applicable as per Item Classification |  | Not Applicable
953-4997 | 953-4997 | SPA, Solaria Manufacturer Rebate for # 110-1153, End Date 02/11/2021, Max Qty. 1000, Diamond, 88596 American Array Solar | -48.66 |  | No | Other | Shippable | 0 |  | Not Applicable as per Item Classification |  | Not Applicable
953-4998 | 953-4998 | SPA, Solaria Manufacturer Rebate for # 110-1176, End Date 02/11/2021, Max Qty. 1000, Diamond, 88596 American Array Solar | -43.2 |  | No | Other | Shippable | 0 |  | Not Applicable as per Item Classification |  | Not Applicable
953-4999 | 953-4999 | SPA, Solaria Manufacturer Rebate for # 110-1222, End Date 03/31/2021, Max Qty. 1000, Diamond, 88596 American Array Solar | -60.71 |  | No | Other | Shippable | 0 |  | Not Applicable as per Item Classification |  | Not Applicable
953-5000 | 953-5000 | SPA, Solaria Manufacturer Rebate for # 112-0010, End Date 02/11/2021, Max Qty. 1000, Diamond, 88596 American Array Solar | -52.07 |  | No | Other | Shippable | 0 |  | Not Applicable as per Item Classification |  | Not Applicable
953-5001 | 953-5001 | SPA, Solaria Manufacturer Rebate for # 110-1254, End Date 03/31/2021, Max Qty. 1000, Diamond, 88596 American Array Solar | -57.01 |  | No | Other | Shippable | 0 |  | Not Applicable as per Item Classification |  | Not Applicable
953-5002 | 953-5002 | SPA, Enphase Manufacturer Rebate for # 321-0216, End Date 03/03/2021, Max Qty. 500, Q-00003913, 4204627 Solair LLC | -13.21 |  | No | Other | Shippable | 0 |  | Not Applicable as per Item Classification |  | Not Applicable
953-5003 | 953-5003 | SPA, Enphase Manufacturer Rebate for # 321-0215, End Date 03/03/2021, Max Qty. 500, Q-00003913, 4204627 Solair LLC | -13.81 |  | No | Other | Shippable | 0 |  | Not Applicable as per Item Classification |  | Not Applicable
953-5004 | 953-5004 | SPA, Enphase Manufacturer Rebate for # 321-0219, End Date 03/03/2021, Max Qty. 500, Q-00003913, 4204627 Solair LLC | -14 |  | No | Other | Shippable | 0 |  | Not Applicable as per Item Classification |  | Not Applicable
953-5005 | 953-5005 | SPA, Enphase Manufacturer Rebate for # 321-0215, End Date 03/31/2021, Max Qty. 700, Q-00004969, 4271 HALCYON SOLAR CONSTRUCTION | -13.36 |  | No | Other | Shippable | 0 |  | Not Applicable as per Item Classification |  | Not Applicable
953-5006 | 953-5006 | SPA, Enphase Manufacturer Rebate for # 321-0216, End Date 03/31/2021, Max Qty. 500, Q-00004969, 4271 HALCYON SOLAR CONSTRUCTION | -13.14 |  | No | Other | Shippable | 0 |  | Not Applicable as per Item Classification |  | Not Applicable
953-5007 | 953-5007 | SPA, Enphase Manufacturer Rebate for # 321-0223, End Date 03/31/2021, Max Qty. 300, Q-00004969, 4271 HALCYON SOLAR CONSTRUCTION | -14.26 |  | No | Other | Shippable | 0 |  | Not Applicable as per Item Classification |  | Not Applicable
953-5008 | 953-5008 | SPA, Solaria Manufacturer Rebate for # 110-1254, End Date 03/31/2021, Max Qty. N/A, Diamond, 4204221 Effect Energy Inc | -49.41 |  | No | Other | Shippable | 0 |  | Not Applicable as per Item Classification |  | Not Applicable
953-5009 | 953-5009 | SPA, Solaria Manufacturer Rebate for # 110-1176, End Date 03/31/2021, Max Qty. N/A, Diamond, 203313 Sunergy, Inc | -23 |  | No | Other | Shippable | 0 |  | Not Applicable as per Item Classification |  | Not Applicable
953-5010 | 953-5010 | SPA, Solaria Manufacturer Rebate for # 112-0010, End Date 03/31/2021, Max Qty. N/A, Diamond, 203313 Sunergy, Inc | -44.07 |  | No | Other | Shippable | 0 |  | Not Applicable as per Item Classification |  | Not Applicable
953-5011 | 953-5011 | SPA, Solaria Manufacturer Rebate for # 110-1153, End Date 03/31/2021, Max Qty. N/A, Diamond, 203313 Sunergy, Inc | -26.18 |  | No | Other | Shippable | 0 |  | Not Applicable as per Item Classification |  | Not Applicable
953-5012 | 953-5012 | SPA, Solaria Manufacturer Rebate for # 110-1222, End Date 03/31/2021, Max Qty. N/A, Diamond, 203313 Sunergy, Inc | -52.71 |  | No | Other | Shippable | 0 |  | Not Applicable as per Item Classification |  | Not Applicable
953-5013 | 953-5013 | SPA, Solaria Manufacturer Rebate for # 110-1254, End Date 03/31/2021, Max Qty. N/A, Diamond, 203313 Sunergy, Inc | -62.25 |  | No | Other | Shippable | 0 |  | Not Applicable as per Item Classification |  | Not Applicable
953-5014 | 953-5014 | SPA, Solaria Manufacturer Rebate for # 110-1247, End Date 03/31/2021, Max Qty. N/A, Diamond, 203313 Sunergy, Inc | -38.05 |  | No | Other | Shippable | 0 |  | Not Applicable as per Item Classification |  | Not Applicable
953-5015 | 953-5015 | SPA, Enphase Manufacturer Rebate for # 321-0216, End Date 03/31/2021, Max Qty. N/A, Q-00005021, 89550 Urban Solar Group | -25.09 |  | No | Other | Shippable | 0 |  | Not Applicable as per Item Classification |  | Not Applicable
953-5016 | 953-5016 | SPA, Enphase Manufacturer Rebate for # 321-0215, End Date 03/31/2021, Max Qty. , Q-00005127, 4203533 CITY ELECTRIC SUPPLY COMPANY | -10.22 |  | No | Other | Shippable | 0 |  | Not Applicable as per Item Classification |  | Not Applicable
953-5017 | 953-5017 | SPA, Enphase Manufacturer Rebate for # 321-0215, End Date 03/31/2021, Max Qty. , Q-00004331, 4203821 Expert Contracting dba Expert Solar Inc. | -4.9 |  | No | Other | Shippable | 0 |  | Not Applicable as per Item Classification |  | Not Applicable
953-5018 | 953-5018 | SPA, Enphase Manufacturer Rebate for # 321-0223, End Date 03/31/2021, Max Qty. , Q-00004331, 4203821 Expert Contracting dba Expert Solar Inc. | -6.6 |  | No | Other | Shippable | 0 |  | Not Applicable as per Item Classification |  | Not Applicable
953-5019 | 953-5019 | SPA, Enphase Manufacturer Rebate for # 321-0216, End Date 03/31/2021, Max Qty. , Q-00004331, 4203821 Expert Contracting dba Expert Solar Inc. | -5.55 |  | No | Other | Shippable | 0 |  | Not Applicable as per Item Classification |  | Not Applicable
953-5020 | 953-5020 | SPA, Unirac Manufacturer Rebate for # 510-0284, End Date 06/30/2021, Max Qty. 1000, , 4203978 Zenith Security | -5.99 |  | No | Other | Shippable | 0 |  | Not Applicable as per Item Classification |  | Not Applicable
953-5021 | 953-5021 | SPA, Solaria Manufacturer Rebate for # 112-0010, End Date 03/31/2021, Max Qty. 1000, Diamond, 1032 ElectriCare | -36.5 |  | No | Other | Shippable | 0 |  | Not Applicable as per Item Classification |  | Not Applicable
953-5022 | 953-5022 | SPA, Solaria Manufacturer Rebate for # 110-1176, End Date 03/31/2021, Max Qty. 1000, Diamond, 1032 ElectriCare | -35 |  | No | Other | Shippable | 0 |  | Not Applicable as per Item Classification |  | Not Applicable
953-5023 | 953-5023 | SPA, Solaria Manufacturer Rebate for # 110-1247, End Date 03/31/2021, Max Qty. 1000, Diamond, 1032 ElectriCare | -36.5 |  | No | Other | Shippable | 0 |  | Not Applicable as per Item Classification |  | Not Applicable
953-5024 | 953-5024 | SPA, Solaria Manufacturer Rebate for # 110-1222, End Date 03/31/2021, Max Qty. 1000, Diamond, 1032 ElectriCare | -51.69 |  | No | Other | Shippable | 0 |  | Not Applicable as per Item Classification |  | Not Applicable
953-5025 | 953-5025 | SPA, Solaria Manufacturer Rebate for # 110-1254, End Date 03/31/2021, Max Qty. 1000, Diamond, 1032 ElectriCare | -53.55 |  | No | Other | Shippable | 0 |  | Not Applicable as per Item Classification |  | Not Applicable
953-5026 | 953-5026 | SPA, Panasonic Manufacturer Rebate for # 112-0008, End Date 12/31/2021, Max Qty. 250kw, Panasonic FirstPV Inc dba SolarUnion Q1-21, 80786 FirstPV Inc dba SolarUnion | -17.02 |  | No | Other | Shippable | 0 |  | Not Applicable as per Item Classification |  | Not Applicable
953-5027 | 953-5027 | SPA, Panasonic Manufacturer Rebate for # 110-1127, End Date 12/31/2021, Max Qty. 250kw, Panasonic FirstPV Inc dba SolarUnion Q1-21, 80786 FirstPV Inc dba SolarUnion | -31.26 |  | No | Other | Shippable | 0 |  | Not Applicable as per Item Classification |  | Not Applicable
953-5028 | 953-5028 | SPA, Panasonic Manufacturer Rebate for # 110-1203, End Date 12/31/2021, Max Qty. 250kw, Panasonic FirstPV Inc dba SolarUnion Q1-21, 80786 FirstPV Inc dba SolarUnion | -22.85 |  | No | Other | Shippable | 0 |  | Not Applicable as per Item Classification |  | Not Applicable
953-5029 | 953-5029 | SPA, Panasonic Manufacturer Rebate for # 110-1264, End Date 12/31/2021, Max Qty. 250kw, Panasonic FirstPV Inc dba SolarUnion Q1-21, 80786 FirstPV Inc dba SolarUnion | -24.65 |  | No | Other | Shippable | 0 |  | Not Applicable as per Item Classification |  | Not Applicable
953-5030 | 953-5030 | SPA, Panasonic Manufacturer Rebate for # 110-1265, End Date 12/31/2021, Max Qty. 250kw, Panasonic FirstPV Inc dba SolarUnion Q1-21, 80786 FirstPV Inc dba SolarUnion | -26.03 |  | No | Other | Shippable | 0 |  | Not Applicable as per Item Classification |  | Not Applicable
953-5031 | 953-5031 | SPA, Solaria Manufacturer Rebate for # 110-1254, End Date 03/31/2021, Max Qty. PowerXT-400R-PM 121208 Basad Construction DBA Elite Solar,Platinum. | -32 |  | No | Other | Shippable | 0 |  | Not Applicable as per Item Classification |  | Not Applicable
953-5032 | 953-5032 | SPA, Enphase Manufacturer Rebate for # 321-0215, End Date 03/31/2021, Max Qty. 600, Q-00004142 , 30870 Icon Solar Power | -14.36 |  | No | Other | Shippable | 0 |  | Not Applicable as per Item Classification |  | Not Applicable
953-5033 | 953-5033 | SPA, Enphase Manufacturer Rebate for # 321-0216, End Date 03/31/2021, Max Qty. 1000, Q-00004142 , 30870 Icon Solar Power | -21.64 |  | No | Other | Shippable | 0 |  | Not Applicable as per Item Classification |  | Not Applicable
953-5034 | 953-5034 | SPA, Enphase Manufacturer Rebate for # 480-0124 , End Date 03/31/2021, Max Qty. 50, Q-00004143 , 30870 Icon Solar Power | -1111.11 |  | No | Other | Shippable | 0 |  | Not Applicable as per Item Classification |  | Not Applicable
953-5035 | 953-5035 | SPA, Enphase Manufacturer Rebate for # 480-0123, End Date 03/31/2021, Max Qty. 50, Q-00004143 , 30870 Icon Solar Power | -468.89 |  | No | Other | Shippable | 0 |  | Not Applicable as per Item Classification |  | Not Applicable
953-5036 | 953-5036 | SPA, SolarEdge Manufacturer Rebate for # 310-0599, End Date 09/30/2021, Max Qty. , SOL603, 203342 Solarize | -120.9365 |  | No | Other | Shippable | 0 |  | Not Applicable as per Item Classification |  | Not Applicable
953-5037 | 953-5037 | SPA, SolarEdge Manufacturer Rebate for # 310-0287, End Date 09/30/2021, Max Qty. , SOL603, 203342 Solarize | -126.7138 |  | No | Other | Shippable | 0 |  | Not Applicable as per Item Classification |  | Not Applicable
953-5038 | 953-5038 | SPA, SolarEdge Manufacturer Rebate for # 310-0600, End Date 09/30/2021, Max Qty. , SOL603, 203342 Solarize | -125.3624 |  | No | Other | Shippable | 0 |  | Not Applicable as per Item Classification |  | Not Applicable
953-5040 | 953-5040 | SPA, SolarEdge Manufacturer Rebate for # 310-0607, End Date 09/30/2021, Max Qty. , SOL603, 203342 Solarize | -31.0588 |  | No | Other | Shippable | 0 |  | Not Applicable as per Item Classification |  | Not Applicable
953-5042 | 953-5042 | SPA, SolarEdge Manufacturer Rebate for # 310-0199, End Date 09/30/2021, Max Qty. , SOL603, 203342 Solarize | -32.8844 |  | No | Other | Shippable | 0 |  | Not Applicable as per Item Classification |  | Not Applicable
953-5045 | 953-5045 | SPA, SolarEdge Manufacturer Rebate for # 310-0622, End Date 09/30/2021, Max Qty. , SOL603, 203342 Solarize | -127.43 |  | No | Other | Shippable | 0 |  | Not Applicable as per Item Classification |  | Not Applicable
953-5046 | 953-5046 | SPA, SolarEdge Manufacturer Rebate for # 310-0595, End Date 09/30/2021, Max Qty. , SOL603, 203342 Solarize | -80.5375 |  | No | Other | Shippable | 0 |  | Not Applicable as per Item Classification |  | Not Applicable
953-5047 | 953-5047 | SPA, SolarEdge Manufacturer Rebate for # 310-0602, End Date 09/30/2021, Max Qty. , SOL603, 203342 Solarize | -34.5662 |  | No | Other | Shippable | 0 |  | Not Applicable as per Item Classification |  | Not Applicable
953-5049 | 953-5049 | SPA, SolarEdge Manufacturer Rebate for # 310-0596, End Date 09/30/2021, Max Qty. , SOL603, 203342 Solarize | -153.0667 |  | No | Other | Shippable | 0 |  | Not Applicable as per Item Classification |  | Not Applicable
953-5050 | 953-5050 | SPA, SolarEdge Manufacturer Rebate for # 310-0104, End Date 09/30/2021, Max Qty. , SOL603, 203342 Solarize | -93.7216 |  | No | Other | Shippable | 0 |  | Not Applicable as per Item Classification |  | Not Applicable
953-5053 | 953-5053 | SPA, SolarEdge Manufacturer Rebate for # 310-0603, End Date 09/30/2021, Max Qty. , SOL603, 203342 Solarize | -95.242 |  | No | Other | Shippable | 0 |  | Not Applicable as per Item Classification |  | Not Applicable
953-5054 | 953-5054 | SPA, SolarEdge Manufacturer Rebate for # 310-0106, End Date 09/30/2021, Max Qty. , SOL603, 203342 Solarize | -168.5812 |  | No | Other | Shippable | 0 |  | Not Applicable as per Item Classification |  | Not Applicable
953-5056 | 953-5056 | SPA, SolarEdge Manufacturer Rebate for # 310-0597, End Date 09/30/2021, Max Qty. , SOL603, 203342 Solarize | -154.7736 |  | No | Other | Shippable | 0 |  | Not Applicable as per Item Classification |  | Not Applicable
953-5057 | 953-5057 | SPA, SolarEdge Manufacturer Rebate for # 310-0105, End Date 09/30/2021, Max Qty. , SOL603, 203342 Solarize | -164.9037 |  | No | Other | Shippable | 0 |  | Not Applicable as per Item Classification |  | Not Applicable
953-5058 | 953-5058 | SPA, SolarEdge Manufacturer Rebate for # 310-0604, End Date 09/30/2021, Max Qty. , SOL603, 203342 Solarize | -94.6989 |  | No | Other | Shippable | 0 |  | Not Applicable as per Item Classification |  | Not Applicable
953-5060 | 953-5060 | SPA, SolarEdge Manufacturer Rebate for # 310-0598, End Date 09/30/2021, Max Qty. , SOL603, 203342 Solarize | -161.5793 |  | No | Other | Shippable | 0 |  | Not Applicable as per Item Classification |  | Not Applicable
953-5061 | 953-5061 | SPA, SolarEdge Manufacturer Rebate for # 310-0617, End Date 09/30/2021, Max Qty. , SOL603, 203342 Solarize | -171.3963 |  | No | Other | Shippable | 0 |  | Not Applicable as per Item Classification |  | Not Applicable
953-5064 | 953-5064 | SPA, SolarEdge Manufacturer Rebate for # 310-0605, End Date 09/30/2021, Max Qty. , SOL603, 203342 Solarize | -92.5246 |  | No | Other | Shippable | 0 |  | Not Applicable as per Item Classification |  | Not Applicable
953-5067 | 953-5067 | SPA, SolarEdge Manufacturer Rebate for # 310-0638, End Date 09/30/2021, Max Qty. , SOL603, 203342 Solarize | -106.0709 |  | No | Other | Shippable | 0 |  | Not Applicable as per Item Classification |  | Not Applicable
953-5068 | 953-5068 | SPA, SolarEdge Manufacturer Rebate for # 310-0639, End Date 09/30/2021, Max Qty. , SOL603, 203342 Solarize | -104.8124 |  | No | Other | Shippable | 0 |  | Not Applicable as per Item Classification |  | Not Applicable
953-5070 | 953-5070 | SPA, SolarEdge Manufacturer Rebate for # 310-0641, End Date 09/30/2021, Max Qty. , SOL603, 203342 Solarize | -180.9835 |  | No | Other | Shippable | 0 |  | Not Applicable as per Item Classification |  | Not Applicable
953-5071 | 953-5071 | SPA, SolarEdge Manufacturer Rebate for # 310-0642, End Date 09/30/2021, Max Qty. , SOL603, 203342 Solarize | -188.5555 |  | No | Other | Shippable | 0 |  | Not Applicable as per Item Classification |  | Not Applicable
953-5073 | 953-5073 | SPA, SolarEdge Manufacturer Rebate for # 310-0624, End Date 09/30/2021, Max Qty. , SOL603, 203342 Solarize | -178.4719 |  | No | Other | Shippable | 0 |  | Not Applicable as per Item Classification |  | Not Applicable
953-5074 | 953-5074 | SPA, SolarEdge Manufacturer Rebate for # 310-0630, End Date 09/30/2021, Max Qty. , SOL603, 203342 Solarize | -127.43 |  | No | Other | Shippable | 0 |  | Not Applicable as per Item Classification |  | Not Applicable
953-5075 | 953-5075 | SPA, SolarEdge Manufacturer Rebate for # 310-0632, End Date 09/30/2021, Max Qty. , SOL603, 203342 Solarize | -208.4719 |  | No | Other | Shippable | 0 |  | Not Applicable as per Item Classification |  | Not Applicable
953-5076 | 953-5076 | SPA, SolarEdge Manufacturer Rebate for # 565-0205, End Date 09/30/2021, Max Qty. , SOL603, 203342 Solarize | -7.9629 |  | No | Other | Shippable | 0 |  | Not Applicable as per Item Classification |  | Not Applicable
953-5077 | 953-5077 | SPA, SolarEdge Manufacturer Rebate for # 565-0220, End Date 09/30/2021, Max Qty. , SOL603, 203342 Solarize | -8.023 |  | No | Other | Shippable | 0 |  | Not Applicable as per Item Classification |  | Not Applicable
953-5078 | 953-5078 | SPA, SolarEdge Manufacturer Rebate for # 565-0211, End Date 09/30/2021, Max Qty. , SOL603, 203342 Solarize | -8.1835 |  | No | Other | Shippable | 0 |  | Not Applicable as per Item Classification |  | Not Applicable
953-5079 | 953-5079 | SPA, SolarEdge Manufacturer Rebate for # 565-0206, End Date 09/30/2021, Max Qty. , SOL603, 203342 Solarize | -8.1835 |  | No | Other | Shippable | 0 |  | Not Applicable as per Item Classification |  | Not Applicable
953-5083 | 953-5083 | SPA, SolarEdge Manufacturer Rebate for # 565-0108, End Date 09/30/2021, Max Qty. , SOL603, 203342 Solarize | -8.5852 |  | No | Other | Shippable | 0 |  | Not Applicable as per Item Classification |  | Not Applicable
953-5084 | 953-5084 | SPA, SolarEdge Manufacturer Rebate for # 310-0599, End Date 03/31/2021, Max Qty. , SOL511, 9032 SULLIVAN SOLAR POWER | -276.48 |  | No | Other | Shippable | 0 |  | Not Applicable as per Item Classification |  | Not Applicable
953-5085 | 953-5085 | SPA, SolarEdge Manufacturer Rebate for # 310-0600, End Date 03/31/2021, Max Qty. , SOL511, 9032 SULLIVAN SOLAR POWER | -295.42 |  | No | Other | Shippable | 0 |  | Not Applicable as per Item Classification |  | Not Applicable
953-5086 | 953-5086 | SPA, SolarEdge Manufacturer Rebate for # 310-0199, End Date 03/31/2021, Max Qty. , SOL511, 9032 SULLIVAN SOLAR POWER | -67.62 |  | No | Other | Shippable | 0 |  | Not Applicable as per Item Classification |  | Not Applicable
953-5087 | 953-5087 | SPA, SolarEdge Manufacturer Rebate for # 310-0595, End Date 03/31/2021, Max Qty. , SOL511, 9032 SULLIVAN SOLAR POWER | -169.66 |  | No | Other | Shippable | 0 |  | Not Applicable as per Item Classification |  | Not Applicable
953-5088 | 953-5088 | SPA, SolarEdge Manufacturer Rebate for # 310-0596, End Date 03/31/2021, Max Qty. , SOL511, 9032 SULLIVAN SOLAR POWER | -346.33 |  | No | Other | Shippable | 0 |  | Not Applicable as per Item Classification |  | Not Applicable
953-5089 | 953-5089 | SPA, SolarEdge Manufacturer Rebate for # 310-0104, End Date 03/31/2021, Max Qty. , SOL511, 9032 SULLIVAN SOLAR POWER | -139.99 |  | No | Other | Shippable | 0 |  | Not Applicable as per Item Classification |  | Not Applicable
953-5090 | 953-5090 | SPA, SolarEdge Manufacturer Rebate for # 310-0603, End Date 03/31/2021, Max Qty. , SOL511, 9032 SULLIVAN SOLAR POWER | -183.69 |  | No | Other | Shippable | 0 |  | Not Applicable as per Item Classification |  | Not Applicable
953-5091 | 953-5091 | SPA, SolarEdge Manufacturer Rebate for # 310-0106, End Date 03/31/2021, Max Qty. , SOL511, 9032 SULLIVAN SOLAR POWER | -233.91 |  | No | Other | Shippable | 0 |  | Not Applicable as per Item Classification |  | Not Applicable
953-5092 | 953-5092 | SPA, SolarEdge Manufacturer Rebate for # 310-0597, End Date 03/31/2021, Max Qty. , SOL511, 9032 SULLIVAN SOLAR POWER | -361.29 |  | No | Other | Shippable | 0 |  | Not Applicable as per Item Classification |  | Not Applicable
953-5093 | 953-5093 | SPA, SolarEdge Manufacturer Rebate for # 310-0105, End Date 03/31/2021, Max Qty. , SOL511, 9032 SULLIVAN SOLAR POWER | -255.99 |  | No | Other | Shippable | 0 |  | Not Applicable as per Item Classification |  | Not Applicable
953-5094 | 953-5094 | SPA, SolarEdge Manufacturer Rebate for # 310-0604, End Date 03/31/2021, Max Qty. , SOL511, 9032 SULLIVAN SOLAR POWER | -198.65 |  | No | Other | Shippable | 0 |  | Not Applicable as per Item Classification |  | Not Applicable
953-5095 | 953-5095 | SPA, SolarEdge Manufacturer Rebate for # 310-0598, End Date 03/31/2021, Max Qty. , SOL511, 9032 SULLIVAN SOLAR POWER | -338.52 |  | No | Other | Shippable | 0 |  | Not Applicable as per Item Classification |  | Not Applicable
953-5096 | 953-5096 | SPA, SolarEdge Manufacturer Rebate for # 310-0617, End Date 03/31/2021, Max Qty. , SOL511, 9032 SULLIVAN SOLAR POWER | -258.23 |  | No | Other | Shippable | 0 |  | Not Applicable as per Item Classification |  | Not Applicable
953-5097 | 953-5097 | SPA, SolarEdge Manufacturer Rebate for # 310-0638, End Date 03/31/2021, Max Qty. , SOL511, 9032 SULLIVAN SOLAR POWER | -225.07 |  | No | Other | Shippable | 0 |  | Not Applicable as per Item Classification |  | Not Applicable
953-5098 | 953-5098 | SPA, SolarEdge Manufacturer Rebate for # 310-0639, End Date 03/31/2021, Max Qty. , SOL511, 9032 SULLIVAN SOLAR POWER | -226.48 |  | No | Other | Shippable | 0 |  | Not Applicable as per Item Classification |  | Not Applicable
953-5099 | 953-5099 | SPA, SolarEdge Manufacturer Rebate for # 310-0641, End Date 03/31/2021, Max Qty. , SOL511, 9032 SULLIVAN SOLAR POWER | -418.1 |  | No | Other | Shippable | 0 |  | Not Applicable as per Item Classification |  | Not Applicable
953-5100 | 953-5100 | SPA, SolarEdge Manufacturer Rebate for # 310-0642, End Date 03/31/2021, Max Qty. , SOL511, 9032 SULLIVAN SOLAR POWER | -395.35 |  | No | Other | Shippable | 0 |  | Not Applicable as per Item Classification |  | Not Applicable
953-5101 | 953-5101 | SPA, SolarEdge Manufacturer Rebate for # 310-0622, End Date 03/31/2021, Max Qty. , SOL511, 9032 SULLIVAN SOLAR POWER | 74.94 |  | No | Other | Shippable | 0 |  | Not Applicable as per Item Classification |  | Not Applicable
953-5102 | 953-5102 | SPA, SolarEdge Manufacturer Rebate for # 310-0624, End Date 03/31/2021, Max Qty. , SOL511, 9032 SULLIVAN SOLAR POWER | -148.86 |  | No | Other | Shippable | 0 |  | Not Applicable as per Item Classification |  | Not Applicable
953-5103 | 953-5103 | SPA, SolarEdge Manufacturer Rebate for # 565-0205, End Date 03/31/2021, Max Qty. , SOL511, 9032 SULLIVAN SOLAR POWER | -14.08 |  | No | Other | Shippable | 0 |  | Not Applicable as per Item Classification |  | Not Applicable
953-5104 | 953-5104 | SPA, SolarEdge Manufacturer Rebate for # 565-0220, End Date 03/31/2021, Max Qty. , SOL511, 9032 SULLIVAN SOLAR POWER | -14.08 |  | No | Other | Shippable | 0 |  | Not Applicable as per Item Classification |  | Not Applicable
953-5105 | 953-5105 | SPA, SolarEdge Manufacturer Rebate for # 565-0211, End Date 03/31/2021, Max Qty. , SOL511, 9032 SULLIVAN SOLAR POWER | -14.08 |  | No | Other | Shippable | 0 |  | Not Applicable as per Item Classification |  | Not Applicable
953-5106 | 953-5106 | SPA, SolarEdge Manufacturer Rebate for # 565-0206, End Date 03/31/2021, Max Qty. , SOL511, 9032 SULLIVAN SOLAR POWER | -14.08 |  | No | Other | Shippable | 0 |  | Not Applicable as per Item Classification |  | Not Applicable
953-5107 | 953-5107 | SPA, Solaria Manufacturer Rebate for # 112-0010, End Date 12/31/2021, Max Qty. 250, Gold, 4203145 Sum Solar | -14.6 |  | No | Other | Shippable | 0 |  | Not Applicable as per Item Classification |  | Not Applicable
953-5108 | 953-5108 | SPA, Solaria Manufacturer Rebate for # 110-1264, End Date 12/31/2021, Max Qty. 250, Gold, 4203145 Sum Solar | -14.4 |  | No | Other | Shippable | 0 |  | Not Applicable as per Item Classification |  | Not Applicable
953-5109 | 953-5109 | SPA, Solaria Manufacturer Rebate for # 110-1247, End Date 12/31/2021, Max Qty. 250, Gold, 4203145 Sum Solar | -14.6 |  | No | Other | Shippable | 0 |  | Not Applicable as per Item Classification |  | Not Applicable
953-5110 | 953-5110 | SPA, Solaria Manufacturer Rebate for # 110-1222, End Date 12/31/2021, Max Qty. 250, Gold, 4203145 Sum Solar | -14.8 |  | No | Other | Shippable | 0 |  | Not Applicable as per Item Classification |  | Not Applicable
953-5111 | 953-5111 | SPA, Solaria Manufacturer Rebate for # 110-1254, End Date 12/31/2021, Max Qty. 250, Gold, 4203145 Sum Solar | -16 |  | No | Other | Shippable | 0 |  | Not Applicable as per Item Classification |  | Not Applicable
953-5112 | 953-5112 | SPA, Enphase Manufacturer Rebate for # 321-0215, End Date 03/31/2021, Max Qty. 500, Q-00004012, 121482 The LeverEdge | -12.36 |  | No | Other | Shippable | 0 |  | Not Applicable as per Item Classification |  | Not Applicable
953-5113 | 953-5113 | SPA, Enphase Manufacturer Rebate for # 321-0216, End Date 03/31/2021, Max Qty. 500, Q-00004012, 121482 The LeverEdge | -13.94 |  | No | Other | Shippable | 0 |  | Not Applicable as per Item Classification |  | Not Applicable
953-5114 | 953-5114 | SPA, Enphase Manufacturer Rebate for # 321-0219, End Date 01/00/1900, Max Qty. 5, Q-00004012, 121482 The LeverEdge | -15.77 |  | No | Other | Shippable | 0 |  | Not Applicable as per Item Classification |  | Not Applicable
953-5115 | 953-5115 | SPA, Enphase Manufacturer Rebate for # 321-0223, End Date 01/00/1900, Max Qty. 500, Q-00004012, 121482 The LeverEdge | -16.86 |  | No | Other | Shippable | 0 |  | Not Applicable as per Item Classification |  | Not Applicable
953-5116 | 953-5116 | SPA, Enphase Manufacturer Rebate for # 321-0215, End Date 03/31/2021, Max Qty. 500, Q-00005155, 4204527 Premier Solar Energy, Inc | -8.27 |  | No | Other | Shippable | 0 |  | Not Applicable as per Item Classification |  | Not Applicable
953-5117 | 953-5117 | SPA, Enphase Manufacturer Rebate for # 321-0216, End Date 03/31/2021, Max Qty. 500, Q-00005155, 4204527 Premier Solar Energy, Inc | -8.36 |  | No | Other | Shippable | 0 |  | Not Applicable as per Item Classification |  | Not Applicable
953-5118 | 953-5118 | SPA, UNIRAC INC Manufacturer Rebate for # 210-0203, End Date 03/31/2021, Max Qty. , Unirac SPA RG Electric DBA Ambient Solar Energy , 4204410 RG Electric dba Ambient Solar Energy | -7.1027 |  | No | Other | Shippable | 0 |  | Not Applicable as per Item Classification |  | Not Applicable
953-5119 | 953-5119 | SPA, UNIRAC INC Manufacturer Rebate for # 210-0206, End Date 03/31/2021, Max Qty. , Unirac SPA RG Electric DBA Ambient Solar Energy , 4204410 RG Electric dba Ambient Solar Energy | -9.0404 |  | No | Other | Shippable | 0 |  | Not Applicable as per Item Classification |  | Not Applicable
953-5120 | 953-5120 | SPA, UNIRAC INC Manufacturer Rebate for # 210-0595, End Date 03/31/2021, Max Qty. , Unirac SPA RG Electric DBA Ambient Solar Energy , 4204410 RG Electric dba Ambient Solar Energy | -10.0911 |  | No | Other | Shippable | 0 |  | Not Applicable as per Item Classification |  | Not Applicable
953-5121 | 953-5121 | SPA, UNIRAC INC Manufacturer Rebate for # 210-0596, End Date 03/31/2021, Max Qty. , Unirac SPA RG Electric DBA Ambient Solar Energy , 4204410 RG Electric dba Ambient Solar Energy | -11.1982 |  | No | Other | Shippable | 0 |  | Not Applicable as per Item Classification |  | Not Applicable
953-5122 | 953-5122 | SPA, UNIRAC INC Manufacturer Rebate for # 210-1081, End Date 03/31/2021, Max Qty. , Unirac SPA RG Electric DBA Ambient Solar Energy , 4204410 RG Electric dba Ambient Solar Energy | -13.2443 |  | No | Other | Shippable | 0 |  | Not Applicable as per Item Classification |  | Not Applicable
953-5123 | 953-5123 | SPA, UNIRAC INC Manufacturer Rebate for # 210-0192, End Date 03/31/2021, Max Qty. , Unirac SPA RG Electric DBA Ambient Solar Energy , 4204410 RG Electric dba Ambient Solar Energy | -14.7617 |  | No | Other | Shippable | 0 |  | Not Applicable as per Item Classification |  | Not Applicable
953-5124 | 953-5124 | SPA, UNIRAC INC Manufacturer Rebate for # 210-1032, End Date 03/31/2021, Max Qty. , Unirac SPA RG Electric DBA Ambient Solar Energy , 4204410 RG Electric dba Ambient Solar Energy | -6.9446 |  | No | Other | Shippable | 0 |  | Not Applicable as per Item Classification |  | Not Applicable
953-5125 | 953-5125 | SPA, UNIRAC INC Manufacturer Rebate for # 210-1030, End Date 03/31/2021, Max Qty. , Unirac SPA RG Electric DBA Ambient Solar Energy , 4204410 RG Electric dba Ambient Solar Energy | -5.2734 |  | No | Other | Shippable | 0 |  | Not Applicable as per Item Classification |  | Not Applicable
953-5126 | 953-5126 | SPA, UNIRAC INC Manufacturer Rebate for # 210-0193, End Date 03/31/2021, Max Qty. , Unirac SPA RG Electric DBA Ambient Solar Energy , 4204410 RG Electric dba Ambient Solar Energy | -10.1608 |  | No | Other | Shippable | 0 |  | Not Applicable as per Item Classification |  | Not Applicable
953-5127 | 953-5127 | SPA, UNIRAC INC Manufacturer Rebate for # 210-1082, End Date 03/31/2021, Max Qty. , Unirac SPA RG Electric DBA Ambient Solar Energy , 4204410 RG Electric dba Ambient Solar Energy | -6.8165 |  | No | Other | Shippable | 0 |  | Not Applicable as per Item Classification |  | Not Applicable
953-5128 | 953-5128 | SPA, UNIRAC INC Manufacturer Rebate for # 210-0990, End Date 03/31/2021, Max Qty. , Unirac SPA RG Electric DBA Ambient Solar Energy , 4204410 RG Electric dba Ambient Solar Energy | -5.7633 |  | No | Other | Shippable | 0 |  | Not Applicable as per Item Classification |  | Not Applicable
953-5129 | 953-5129 | SPA, UNIRAC INC Manufacturer Rebate for # 210-0991, End Date 03/31/2021, Max Qty. , Unirac SPA RG Electric DBA Ambient Solar Energy , 4204410 RG Electric dba Ambient Solar Energy | -7.3427 |  | No | Other | Shippable | 0 |  | Not Applicable as per Item Classification |  | Not Applicable
953-5130 | 953-5130 | SPA, UNIRAC INC Manufacturer Rebate for # 210-0992, End Date 03/31/2021, Max Qty. , Unirac SPA RG Electric DBA Ambient Solar Energy , 4204410 RG Electric dba Ambient Solar Energy | -9.0835 |  | No | Other | Shippable | 0 |  | Not Applicable as per Item Classification |  | Not Applicable
953-5131 | 953-5131 | SPA, UNIRAC INC Manufacturer Rebate for # 210-1080, End Date 03/31/2021, Max Qty. , Unirac SPA RG Electric DBA Ambient Solar Energy , 4204410 RG Electric dba Ambient Solar Energy | -10.7481 |  | No | Other | Shippable | 0 |  | Not Applicable as per Item Classification |  | Not Applicable
953-5132 | 953-5132 | SPA, Solaria Manufacturer Rebate for # 112-0010, End Date 03/31/2021, Max Qty. , Platinum, 203603 Green Integrations and Management Inc | -29.2 |  | No | Other | Shippable | 0 |  | Not Applicable as per Item Classification |  | Not Applicable
953-5133 | 953-5133 | SPA, Solaria Manufacturer Rebate for # 110-1222, End Date 03/31/2021, Max Qty. , Platinum, 203603 Green Integrations and Management Inc | -29.6 |  | No | Other | Shippable | 0 |  | Not Applicable as per Item Classification |  | Not Applicable
953-5134 | 953-5134 | SPA, Solaria Manufacturer Rebate for # 110-1247 , End Date 03/31/2021, Max Qty. , Platinum, 203603 Green Integrations and Management Inc | -29.2 |  | No | Other | Shippable | 0 |  | Not Applicable as per Item Classification |  | Not Applicable
953-5135 | 953-5135 | SPA, Solaria Manufacturer Rebate for # 110-1254, End Date 03/31/2021, Max Qty. , Platinum, 203603 Green Integrations and Management Inc | -29.9 |  | No | Other | Shippable | 0 |  | Not Applicable as per Item Classification |  | Not Applicable
953-5136 | 953-5136 | SPA, Solaria Manufacturer Rebate for # 110-1176, End Date 03/31/2021, Max Qty. , Platinum, 203603 Green Integrations and Management Inc | -28.8 |  | No | Other | Shippable | 0 |  | Not Applicable as per Item Classification |  | Not Applicable
953-5137 | 953-5137 | SPA, Enphase Manufacturer Rebate for # 321-0216, End Date 03/31/2021, Max Qty. 400, Q-00004533, 1032 Electricare Inc | -9.64 |  | No | Other | Shippable | 0 |  | Not Applicable as per Item Classification |  | Not Applicable
953-5138 | 953-5138 | SPA, Enphase Manufacturer Rebate for # 321-0223, End Date 03/31/2021, Max Qty. 400, Q-00004533, 1032 Electricare Inc | -7.11 |  | No | Other | Shippable | 0 |  | Not Applicable as per Item Classification |  | Not Applicable
953-5139 | 953-5139 | SPA, Enphase Manufacturer Rebate for # 480-0124, End Date 03/31/2021, Max Qty. 12, Q-00004535, 1032 Electricare Inc | -757.78 |  | No | Other | Shippable | 0 |  | Not Applicable as per Item Classification |  | Not Applicable
953-5140 | 953-5140 | SPA, Enphase Manufacturer Rebate for # 480-0123, End Date 03/31/2021, Max Qty. 15, Q-00004535, 1032 Electricare Inc | -482.67 |  | No | Other | Shippable | 0 |  | Not Applicable as per Item Classification |  | Not Applicable
953-5141 | 953-5141 | SPA, Solaria Manufacturer Rebate for # 110-1176, End Date 03/31/2021, Max Qty. 1000, Diamond, 3563 Sebastopol Heat & Cool DBA ZeroEA | -41 |  | No | Other | Shippable | 0 |  | Not Applicable as per Item Classification |  | Not Applicable
953-5142 | 953-5142 | SPA, Solaria Manufacturer Rebate for # 110-1247, End Date 03/31/2021, Max Qty. 1000, Diamond, 3563 Sebastopol Heat & Cool DBA ZeroEA | -41.56 |  | No | Other | Shippable | 0 |  | Not Applicable as per Item Classification |  | Not Applicable
953-5143 | 953-5143 | SPA, Solaria Manufacturer Rebate for # 110-1222, End Date 03/31/2021, Max Qty. 1000, Diamond, 3563 Sebastopol Heat & Cool DBA ZeroEA | -52.51 |  | No | Other | Shippable | 0 |  | Not Applicable as per Item Classification |  | Not Applicable
953-5144 | 953-5144 | SPA, Solaria Manufacturer Rebate for # 110-1254, End Date 03/31/2021, Max Qty. 1000, Diamond, 3563 Sebastopol Heat & Cool DBA ZeroEA | -49.41 |  | No | Other | Shippable | 0 |  | Not Applicable as per Item Classification |  | Not Applicable
953-5145 | 953-5145 | SPA, Solaria Manufacturer Rebate for # 112-0010, End Date 03/31/2021, Max Qty. 1000, Diamond, 3563 Sebastopol Heat & Cool DBA ZeroEA | -41.57 |  | No | Other | Shippable | 0 |  | Not Applicable as per Item Classification |  | Not Applicable
953-5146 | 953-5146 | SPA, Solaria Manufacturer Rebate for # 112-0007, End Date 03/31/2021, Max Qty. 1000, SPA-2021Q1 Diamond, 82564 Newport Solar | -30.18 |  | No | Other | Shippable | 0 |  | Not Applicable as per Item Classification |  | Not Applicable
953-5147 | 953-5147 | SPA, Solaria Manufacturer Rebate for # 112-0010, End Date 03/31/2021, Max Qty. 1000, SPA-2021Q1 Diamond, 82564 Newport Solar | -32.52 |  | No | Other | Shippable | 0 |  | Not Applicable as per Item Classification |  | Not Applicable
953-5148 | 953-5148 | SPA, Solaria Manufacturer Rebate for # 110-1176, End Date 03/31/2021, Max Qty. 1000, SPA-2021Q1 Diamond, 82564 Newport Solar | -14.4 |  | No | Other | Shippable | 0 |  | Not Applicable as per Item Classification |  | Not Applicable
953-5149 | 953-5149 | SPA, Solaria Manufacturer Rebate for # 110-1222, End Date 03/31/2021, Max Qty. 1000, SPA-2021Q1 Diamond, 82564 Newport Solar | -35.32 |  | No | Other | Shippable | 0 |  | Not Applicable as per Item Classification |  | Not Applicable
953-5150 | 953-5150 | SPA, Solaria Manufacturer Rebate for # 110-1254, End Date 03/31/2021, Max Qty. 1000, SPA-2021Q1 Diamond, 82564 Newport Solar | -29.41 |  | No | Other | Shippable | 0 |  | Not Applicable as per Item Classification |  | Not Applicable
953-5151 | 953-5151 | SPA, Manufacturer Rebate for # 110-1254, End Date 03/31/2021, Max Qty. 1000, Platinum, 17810 Streamline Solar Power Systems, LLC | -49.41 |  | No | Other | Shippable | 0 |  | Not Applicable as per Item Classification |  | Not Applicable
953-5152 | 953-5152 | SPA, Enphase Manufacturer Rebate for # 321-0215, End Date 03/31/2021, Max Qty. 300, Q-00004971, 4204658 Premier Aesthetix Installation and Construction LLC | -8.15 |  | No | Other | Shippable | 0 |  | Not Applicable as per Item Classification |  | Not Applicable
953-5153 | 953-5153 | SPA, Enphase Manufacturer Rebate for # 321-0216, End Date 03/31/2021, Max Qty. 300, Q-00004971, 4204658 Premier Aesthetix Installation and Construction LLC | -8.01 |  | No | Other | Shippable | 0 |  | Not Applicable as per Item Classification |  | Not Applicable
953-5154 | 953-5154 | SPA, Enphase Manufacturer Rebate for # 321-0223, End Date 03/31/2021, Max Qty. 300, Q-00004971, 4204658 Premier Aesthetix Installation and Construction LLC | -8.8 |  | No | Other | Shippable | 0 |  | Not Applicable as per Item Classification |  | Not Applicable
953-5155 | 953-5155 | SPA, IRONRIDGE Manufacturer Rebate for # DS-270-0145, End Date 09/30/2021, Max Qty. , Krannich East - LOU, 4202954 Krannich Solar East LLC | -1.18 |  | No | Other | Shippable | 0 |  | Not Applicable as per Item Classification |  | Not Applicable
953-5156 | 953-5156 | SPA, IRONRIDGE Manufacturer Rebate for # DS-510-0258, End Date 09/30/2021, Max Qty. , Krannich East - LOU, 4202954 Krannich Solar East LLC | -9.43 |  | No | Other | Shippable | 0 |  | Not Applicable as per Item Classification |  | Not Applicable
953-5157 | 953-5157 | SPA, Solaria Manufacturer Rebate for # 110-1176, End Date 6/31/2021, Max Qty. 1000, Diamond, 3747 ACR | -36 |  | No | Other | Shippable | 0 |  | Not Applicable as per Item Classification |  | Not Applicable
953-5158 | 953-5158 | SPA, Solaria Manufacturer Rebate for # 110-1222, End Date 6/31/2021, Max Qty. 1000, Diamond, 3747 ACR | -37 |  | No | Other | Shippable | 0 |  | Not Applicable as per Item Classification |  | Not Applicable
953-5159 | 953-5159 | SPA, Solaria Manufacturer Rebate for # 110-1254, End Date 6/31/2021, Max Qty. 1000, Diamond, 3747 ACR | -40 |  | No | Other | Shippable | 0 |  | Not Applicable as per Item Classification |  | Not Applicable
953-5160 | 953-5160 | SPA, UNIRAC INC Manufacturer Rebate for # 210-1073, End Date 03/31/2021, Max Qty. , Unirac SOLNET - G3 Solar SPA, 203043 G3 Solar | -1.5447 |  | No | Other | Shippable | 0 |  | Not Applicable as per Item Classification |  | Not Applicable
953-5161 | 953-5161 | SPA, UNIRAC INC Manufacturer Rebate for # 210-1074, End Date 03/31/2021, Max Qty. , Unirac SOLNET - G3 Solar SPA, 203043 G3 Solar | -1.3633 |  | No | Other | Shippable | 0 |  | Not Applicable as per Item Classification |  | Not Applicable
953-5162 | 953-5162 | SPA, UNIRAC INC Manufacturer Rebate for # 212-0006, End Date 03/31/2021, Max Qty. , Unirac SOLNET - G3 Solar SPA, 203043 G3 Solar | -1.0991 |  | No | Other | Shippable | 0 |  | Not Applicable as per Item Classification |  | Not Applicable
953-5163 | 953-5163 | SPA, UNIRAC INC Manufacturer Rebate for # 212-0007, End Date 03/31/2021, Max Qty. , Unirac SOLNET - G3 Solar SPA, 203043 G3 Solar | -1.3202 |  | No | Other | Shippable | 0 |  | Not Applicable as per Item Classification |  | Not Applicable
953-5164 | 953-5164 | SPA, UNIRAC INC Manufacturer Rebate for # 212-0008, End Date 03/31/2021, Max Qty. , Unirac SOLNET - G3 Solar SPA, 203043 G3 Solar | -1.5019 |  | No | Other | Shippable | 0 |  | Not Applicable as per Item Classification |  | Not Applicable
953-5165 | 953-5165 | SPA, UNIRAC INC Manufacturer Rebate for # 212-0009, End Date 03/31/2021, Max Qty. , Unirac SOLNET - G3 Solar SPA, 203043 G3 Solar | -1.5481 |  | No | Other | Shippable | 0 |  | Not Applicable as per Item Classification |  | Not Applicable
953-5167 | 953-5167 | SPA, UNIRAC INC Manufacturer Rebate for # 210-1060, End Date 03/31/2021, Max Qty. , Unirac SOLNET - G3 Solar SPA, 203043 G3 Solar | -1.0149 |  | No | Other | Shippable | 0 |  | Not Applicable as per Item Classification |  | Not Applicable
953-5168 | 953-5168 | SPA, UNIRAC INC Manufacturer Rebate for # 270-0176, End Date 03/31/2021, Max Qty. , Unirac SOLNET - G3 Solar SPA, 203043 G3 Solar | -0.15673 |  | No | Other | Shippable | 0 |  | Not Applicable as per Item Classification |  | Not Applicable
953-5169 | 953-5169 | SPA, UNIRAC INC Manufacturer Rebate for # 270-0840, End Date 03/31/2021, Max Qty. , Unirac SOLNET - G3 Solar SPA, 203043 G3 Solar | -0.084211 |  | No | Other | Shippable | 0 |  | Not Applicable as per Item Classification |  | Not Applicable
953-5170 | 953-5170 | SPA, UNIRAC INC Manufacturer Rebate for # 270-0841, End Date 03/31/2021, Max Qty. , Unirac SOLNET - G3 Solar SPA, 203043 G3 Solar | -0.15029 |  | No | Other | Shippable | 0 |  | Not Applicable as per Item Classification |  | Not Applicable
953-5171 | 953-5171 | SPA, UNIRAC INC Manufacturer Rebate for # 260-0777, End Date 03/31/2021, Max Qty. , Unirac SOLNET - G3 Solar SPA, 203043 G3 Solar | -0.54135 |  | No | Other | Shippable | 0 |  | Not Applicable as per Item Classification |  | Not Applicable
953-5172 | 953-5172 | SPA, UNIRAC INC Manufacturer Rebate for # 260-0015, End Date 03/31/2021, Max Qty. , Unirac SOLNET - G3 Solar SPA, 203043 G3 Solar | -0.41918 |  | No | Other | Shippable | 0 |  | Not Applicable as per Item Classification |  | Not Applicable
953-5173 | 953-5173 | SPA, UNIRAC INC Manufacturer Rebate for # 260-0014, End Date 03/31/2021, Max Qty. , Unirac SOLNET - G3 Solar SPA, 203043 G3 Solar | -0.39444 |  | No | Other | Shippable | 0 |  | Not Applicable as per Item Classification |  | Not Applicable
953-5174 | 953-5174 | SPA, UNIRAC INC Manufacturer Rebate for # 260-0016, End Date 03/31/2021, Max Qty. , Unirac SOLNET - G3 Solar SPA, 203043 G3 Solar | -0.48035 |  | No | Other | Shippable | 0 |  | Not Applicable as per Item Classification |  | Not Applicable
953-5175 | 953-5175 | SPA, UNIRAC INC Manufacturer Rebate for # 211-0496, End Date 03/31/2021, Max Qty. , Unirac SOLNET - G3 Solar SPA, 203043 G3 Solar | -1.0066 |  | No | Other | Shippable | 0 |  | Not Applicable as per Item Classification |  | Not Applicable
953-5176 | 953-5176 | SPA, UNIRAC INC Manufacturer Rebate for # 211-0494, End Date 03/31/2021, Max Qty. , Unirac SOLNET - G3 Solar SPA, 203043 G3 Solar | -0.88123 |  | No | Other | Shippable | 0 |  | Not Applicable as per Item Classification |  | Not Applicable
953-5177 | 953-5177 | SPA, UNIRAC INC Manufacturer Rebate for # 211-0473, End Date 03/31/2021, Max Qty. , Unirac SOLNET - G3 Solar SPA, 203043 G3 Solar | -0.47205 |  | No | Other | Shippable | 0 |  | Not Applicable as per Item Classification |  | Not Applicable
953-5178 | 953-5178 | SPA, UNIRAC INC Manufacturer Rebate for # 211-0474, End Date 03/31/2021, Max Qty. , Unirac SOLNET - G3 Solar SPA, 203043 G3 Solar | -0.50018 |  | No | Other | Shippable | 0 |  | Not Applicable as per Item Classification |  | Not Applicable
953-5179 | 953-5179 | SPA, UNIRAC INC Manufacturer Rebate for # 270-1028, End Date 03/31/2021, Max Qty. , Unirac SOLNET - G3 Solar SPA, 203043 G3 Solar | -0.12877 |  | No | Other | Shippable | 0 |  | Not Applicable as per Item Classification |  | Not Applicable
953-5180 | 953-5180 | SPA, UNIRAC INC Manufacturer Rebate for # 210-0203, End Date 03/31/2021, Max Qty. , Unirac SOLNET - G3 Solar SPA, 203043 G3 Solar | -6.7328 |  | No | Other | Shippable | 0 |  | Not Applicable as per Item Classification |  | Not Applicable
953-5181 | 953-5181 | SPA, UNIRAC INC Manufacturer Rebate for # 210-0206, End Date 03/31/2021, Max Qty. , Unirac SOLNET - G3 Solar SPA, 203043 G3 Solar | -8.5634 |  | No | Other | Shippable | 0 |  | Not Applicable as per Item Classification |  | Not Applicable
953-5182 | 953-5182 | SPA, UNIRAC INC Manufacturer Rebate for # 210-0595, End Date 03/31/2021, Max Qty. , Unirac SOLNET - G3 Solar SPA, 203043 G3 Solar | -9.5634 |  | No | Other | Shippable | 0 |  | Not Applicable as per Item Classification |  | Not Applicable
953-5183 | 953-5183 | SPA, UNIRAC INC Manufacturer Rebate for # 210-0596, End Date 03/31/2021, Max Qty. , Unirac SOLNET - G3 Solar SPA, 203043 G3 Solar | -10.6174 |  | No | Other | Shippable | 0 |  | Not Applicable as per Item Classification |  | Not Applicable
953-5184 | 953-5184 | SPA, UNIRAC INC Manufacturer Rebate for # 210-1081, End Date 03/31/2021, Max Qty. , Unirac SOLNET - G3 Solar SPA, 203043 G3 Solar | -12.5522 |  | No | Other | Shippable | 0 |  | Not Applicable as per Item Classification |  | Not Applicable
953-5185 | 953-5185 | SPA, UNIRAC INC Manufacturer Rebate for # 210-0192, End Date 03/31/2021, Max Qty. , Unirac SOLNET - G3 Solar SPA, 203043 G3 Solar | -13.9896 |  | No | Other | Shippable | 0 |  | Not Applicable as per Item Classification |  | Not Applicable
953-5186 | 953-5186 | SPA, UNIRAC INC Manufacturer Rebate for # 210-1032, End Date 03/31/2021, Max Qty. , Unirac SOLNET - G3 Solar SPA, 203043 G3 Solar | -6.5808 |  | No | Other | Shippable | 0 |  | Not Applicable as per Item Classification |  | Not Applicable
953-5187 | 953-5187 | SPA, UNIRAC INC Manufacturer Rebate for # 210-1030, End Date 03/31/2021, Max Qty. , Unirac SOLNET - G3 Solar SPA, 203043 G3 Solar | -4.9953 |  | No | Other | Shippable | 0 |  | Not Applicable as per Item Classification |  | Not Applicable
953-5188 | 953-5188 | SPA, UNIRAC INC Manufacturer Rebate for # 210-0193, End Date 03/31/2021, Max Qty. , Unirac SOLNET - G3 Solar SPA, 203043 G3 Solar | -8.25 |  | No | Other | Shippable | 0 |  | Not Applicable as per Item Classification |  | Not Applicable
953-5189 | 953-5189 | SPA, UNIRAC INC Manufacturer Rebate for # 210-1082, End Date 03/31/2021, Max Qty. , Unirac SOLNET - G3 Solar SPA, 203043 G3 Solar | -6.412 |  | No | Other | Shippable | 0 |  | Not Applicable as per Item Classification |  | Not Applicable
953-5190 | 953-5190 | SPA, UNIRAC INC Manufacturer Rebate for # 210-0990, End Date 03/31/2021, Max Qty. , Unirac SOLNET - G3 Solar SPA, 203043 G3 Solar | -5.4664 |  | No | Other | Shippable | 0 |  | Not Applicable as per Item Classification |  | Not Applicable
953-5191 | 953-5191 | SPA, UNIRAC INC Manufacturer Rebate for # 210-0991, End Date 03/31/2021, Max Qty. , Unirac SOLNET - G3 Solar SPA, 203043 G3 Solar | -6.9527 |  | No | Other | Shippable | 0 |  | Not Applicable as per Item Classification |  | Not Applicable
953-5192 | 953-5192 | SPA, UNIRAC INC Manufacturer Rebate for # 210-0992, End Date 03/31/2021, Max Qty. , Unirac SOLNET - G3 Solar SPA, 203043 G3 Solar | -8.6161 |  | No | Other | Shippable | 0 |  | Not Applicable as per Item Classification |  | Not Applicable
953-5193 | 953-5193 | SPA, UNIRAC INC Manufacturer Rebate for # 210-1080, End Date 03/31/2021, Max Qty. , Unirac SOLNET - G3 Solar SPA, 203043 G3 Solar | -10.184 |  | No | Other | Shippable | 0 |  | Not Applicable as per Item Classification |  | Not Applicable
953-5194 | 953-5194 | SPA, UNIRAC INC Manufacturer Rebate for # 213-0001, End Date 03/31/2021, Max Qty. , Unirac SOLNET - G3 Solar SPA, 203043 G3 Solar | -2.0119 |  | No | Other | Shippable | 0 |  | Not Applicable as per Item Classification |  | Not Applicable
953-5195 | 953-5195 | SPA, UNIRAC INC Manufacturer Rebate for # 213-0002, End Date 03/31/2021, Max Qty. , Unirac SOLNET - G3 Solar SPA, 203043 G3 Solar | -1.5827 |  | No | Other | Shippable | 0 |  | Not Applicable as per Item Classification |  | Not Applicable
953-5196 | 953-5196 | SPA, UNIRAC INC Manufacturer Rebate for # 213-0014, End Date 03/31/2021, Max Qty. , Unirac SOLNET - G3 Solar SPA, 203043 G3 Solar | -0.71444 |  | No | Other | Shippable | 0 |  | Not Applicable as per Item Classification |  | Not Applicable
953-5197 | 953-5197 | SPA, UNIRAC INC Manufacturer Rebate for # 213-0022, End Date 03/31/2021, Max Qty. , Unirac SOLNET - G3 Solar SPA, 203043 G3 Solar | -1.2382 |  | No | Other | Shippable | 0 |  | Not Applicable as per Item Classification |  | Not Applicable
953-5198 | 953-5198 | SPA, UNIRAC INC Manufacturer Rebate for # 213-0015, End Date 03/31/2021, Max Qty. , Unirac SOLNET - G3 Solar SPA, 203043 G3 Solar | -1.6818 |  | No | Other | Shippable | 0 |  | Not Applicable as per Item Classification |  | Not Applicable
953-5199 | 953-5199 | SPA, UNIRAC INC Manufacturer Rebate for # 213-0016, End Date 03/31/2021, Max Qty. , Unirac SOLNET - G3 Solar SPA, 203043 G3 Solar | -1.4524 |  | No | Other | Shippable | 0 |  | Not Applicable as per Item Classification |  | Not Applicable
953-5200 | 953-5200 | SPA, UNIRAC INC Manufacturer Rebate for # 213-0019, End Date 03/31/2021, Max Qty. , Unirac SOLNET - G3 Solar SPA, 203043 G3 Solar | -0.9117 |  | No | Other | Shippable | 0 |  | Not Applicable as per Item Classification |  | Not Applicable
953-5201 | 953-5201 | SPA, UNIRAC INC Manufacturer Rebate for # 213-0020, End Date 03/31/2021, Max Qty. , Unirac SOLNET - G3 Solar SPA, 203043 G3 Solar | -1.2615 |  | No | Other | Shippable | 0 |  | Not Applicable as per Item Classification |  | Not Applicable
953-5202 | 953-5202 | SPA, UNIRAC INC Manufacturer Rebate for # 213-0021, End Date 03/31/2021, Max Qty. , Unirac SOLNET - G3 Solar SPA, 203043 G3 Solar | -0.35807 |  | No | Other | Shippable | 0 |  | Not Applicable as per Item Classification |  | Not Applicable
953-5203 | 953-5203 | SPA, Solaria Manufacturer Rebate for # 112-0010, End Date 03/31/2021, Max Qty. , Platinum, 9349 Vaha Group Inc. dba Vaha Sustainable Energy | -29.2 |  | No | Other | Shippable | 0 |  | Not Applicable as per Item Classification |  | Not Applicable
953-5204 | 953-5204 | SPA, Solaria Manufacturer Rebate for # 110-1222, End Date 03/31/2021, Max Qty. , Platinum, 9349 Vaha Group Inc. dba Vaha Sustainable Energy | -29.6 |  | No | Other | Shippable | 0 |  | Not Applicable as per Item Classification |  | Not Applicable
953-5205 | 953-5205 | SPA, Solaria Manufacturer Rebate for # 110-1247 , End Date 03/31/2021, Max Qty. , Platinum, 9349 Vaha Group Inc. dba Vaha Sustainable Energy | -29.2 |  | No | Other | Shippable | 0 |  | Not Applicable as per Item Classification |  | Not Applicable
953-5206 | 953-5206 | SPA, Solaria Manufacturer Rebate for # 110-1254, End Date 03/31/2021, Max Qty. , Platinum, 9349 Vaha Group Inc. dba Vaha Sustainable Energy | -29.9 |  | No | Other | Shippable | 0 |  | Not Applicable as per Item Classification |  | Not Applicable
953-5207 | 953-5207 | SPA, Solaria Manufacturer Rebate for # 110-1176, End Date 03/31/2021, Max Qty. , Platinum, 9349 Vaha Group Inc. dba Vaha Sustainable Energy | -28.8 |  | No | Other | Shippable | 0 |  | Not Applicable as per Item Classification |  | Not Applicable
953-5208 | 953-5208 | SPA, Solaria Manufacturer Rebate for # 112-0010, End Date 03/31/2021, Max Qty. , Platinum, 203664 Jovic Construction Inc | -29.2 |  | No | Other | Shippable | 0 |  | Not Applicable as per Item Classification |  | Not Applicable
953-5209 | 953-5209 | SPA, Solaria Manufacturer Rebate for # 110-1222, End Date 03/31/2021, Max Qty. , Platinum, 203664 Jovic Construction Inc | -29.6 |  | No | Other | Shippable | 0 |  | Not Applicable as per Item Classification |  | Not Applicable
953-5210 | 953-5210 | SPA, Solaria Manufacturer Rebate for # 110-1247 , End Date 03/31/2021, Max Qty. , Platinum, 203664 Jovic Construction Inc | -29.2 |  | No | Other | Shippable | 0 |  | Not Applicable as per Item Classification |  | Not Applicable
953-5211 | 953-5211 | SPA, Solaria Manufacturer Rebate for # 110-1254, End Date 03/31/2021, Max Qty. , Platinum, 203664 Jovic Construction Inc | -32 |  | No | Other | Shippable | 0 |  | Not Applicable as per Item Classification |  | Not Applicable
953-5212 | 953-5212 | SPA, Solaria Manufacturer Rebate for # 110-1176, End Date 03/31/2021, Max Qty. , Platinum, 203664 Jovic Construction Inc | -28.8 |  | No | Other | Shippable | 0 |  | Not Applicable as per Item Classification |  | Not Applicable
953-5213 | 953-5213 | SPA, Solaria Manufacturer Rebate for # 110-1222, End Date 03/31/2021, Max Qty. N/A, Gold $.04/W – volume: 250 panels/quarter, 4204504 Photon Stellar Inc. | -29.71 |  | No | Other | Shippable | 0 |  | Not Applicable as per Item Classification |  | Not Applicable
953-5214 | 953-5214 | SPA, Solaria Manufacturer Rebate for # 110-1254, End Date 03/31/2021, Max Qty. N/A, Gold $.04/W – volume: 250 panels/quarter, 4204504 Photon Stellar Inc. | -32.41 |  | No | Other | Shippable | 0 |  | Not Applicable as per Item Classification |  | Not Applicable
953-5215 | 953-5215 | SPA, Solaria Manufacturer Rebate for # 110-1176, End Date 03/31/2021, Max Qty. N/A, Gold $.04/W – volume: 250 panels/quarter, 4204504 Photon Stellar Inc. | -14 |  | No | Other | Shippable | 0 |  | Not Applicable as per Item Classification |  | Not Applicable
953-5216 | 953-5216 | SPA, Solaria Manufacturer Rebate for # 110-1247, End Date 03/31/2021, Max Qty. N/A, Gold $.04/W – volume: 250 panels/quarter, 4204504 Photon Stellar Inc. | -17.05 |  | No | Other | Shippable | 0 |  | Not Applicable as per Item Classification |  | Not Applicable
953-5217 | 953-5217 | SPA, Solaria Manufacturer Rebate for # 112-0010, End Date 03/31/2021, Max Qty. N/A, Gold $.04/W – volume: 250 panels/quarter, 4204504 Photon Stellar Inc. | -30.07 |  | No | Other | Shippable | 0 |  | Not Applicable as per Item Classification |  | Not Applicable
953-5218 | 953-5218 | SPA, Enphase Manufacturer Rebate for # 321-0215, End Date 03/31/2021, Max Qty. 400, Q-00004569, 121996 Pennsylvania Solar Energy Co Inc | -11.83 |  | No | Other | Shippable | 0 |  | Not Applicable as per Item Classification |  | Not Applicable
953-5219 | 953-5219 | SPA, Enphase Manufacturer Rebate for # 321-0216, End Date 03/31/2021, Max Qty. 400, Q-00004569, 121996 Pennsylvania Solar Energy Co Inc | -13.14 |  | No | Other | Shippable | 0 |  | Not Applicable as per Item Classification |  | Not Applicable
953-5220 | 953-5220 | SPA, Enphase Manufacturer Rebate for # 321-0223, End Date 03/31/2021, Max Qty. 200, Q-00004569, 121996 Pennsylvania Solar Energy Co Inc | -9.86 |  | No | Other | Shippable | 0 |  | Not Applicable as per Item Classification |  | Not Applicable
953-5221 | 953-5221 | SPA, Manufacturer Rebate for # 480-0124, End Date 03/31/2021, Max Qty. 1, Q-00003746, 4204650 Bright House Energy Construction, INC | -500 |  | No | Other | Shippable | 0 |  | Not Applicable as per Item Classification |  | Not Applicable
953-5222 | 953-5222 | SPA, IronRidge Manufacturer Rebate for # 211-0482, End Date 02/28/2021, Max Qty. , 3/9 SPA LOU from Jeff Ryan, 4202957 Meraki Solar LLC | -3.28 |  | No | Other | Shippable | 0 |  | Not Applicable as per Item Classification |  | Not Applicable
953-5223 | 953-5223 | "SPA, Enphase Manufacturer Rebate for # 480-0124, End Date 03/31/2021, Max Qty. 12, Q-00005142, 8095 MATSON SERVICES" | -687.78 |  | No | Other | Shippable | 0 |  | Not Applicable as per Item Classification |  | Not Applicable
953-5224 | 953-5224 | SPA, Enphase Manufacturer Rebate for # 480-0123, End Date 03/31/2021, Max Qty. 6, Q-00005142, 8095 MATSON SERVICES | -286.67 |  | No | Other | Shippable | 0 |  | Not Applicable as per Item Classification |  | Not Applicable
953-5225 | 953-5225 | SPA, Solaria Manufacturer Rebate for # 110-1176, End Date 03/31/2021, Max Qty. N/A, Diamond , 4203902 - California State Energy Inc dba California State Development | -43.16 |  | No | Other | Shippable | 0 |  | Not Applicable as per Item Classification |  | Not Applicable
953-5226 | 953-5226 | SPA, Solaria Manufacturer Rebate for # 110-1222, End Date 03/31/2021, Max Qty. N/A, Diamond , 4203902 - California State Energy Inc dba California State Development | -49.85 |  | No | Other | Shippable | 0 |  | Not Applicable as per Item Classification |  | Not Applicable
953-5227 | 953-5227 | SPA, Solaria Manufacturer Rebate for # 112-0010, End Date 03/31/2021, Max Qty. N/A, Diamond , 4203902 - California State Energy Inc dba California State Development | 0 |  | No | Other | Shippable | 0 |  | Not Applicable as per Item Classification |  | Not Applicable
953-5228 | 953-5228 | SPA, Solaria Manufacturer Rebate for # 110-1247, End Date 03/31/2021, Max Qty. N/A, Diamond , 4203902 - California State Energy Inc dba California State Development | -42.68 |  | No | Other | Shippable | 0 |  | Not Applicable as per Item Classification |  | Not Applicable
953-5229 | 953-5229 | SPA, Enphase Manufacturer Rebate for # 321-0215, End Date 03/31/2021, Max Qty. N/A, Q-00004841, 8957 SUNPRO SOLAR, INC | -5.36 |  | No | Other | Shippable | 0 |  | Not Applicable as per Item Classification |  | Not Applicable
953-5230 | 953-5230 | SPA, Enphase Manufacturer Rebate for # 321-0223, End Date 03/31/2021, Max Qty. N/A, Q-00004841, 8957 SUNPRO SOLAR, INC | -5.86 |  | No | Other | Shippable | 0 |  | Not Applicable as per Item Classification |  | Not Applicable
953-5231 | 953-5231 | SPA, Enphase Manufacturer Rebate for # 321-0216, End Date 03/31/2021, Max Qty. N/A, Q-00004841, 8957 SUNPRO SOLAR, INC | -5.14 |  | No | Other | Shippable | 0 |  | Not Applicable as per Item Classification |  | Not Applicable
953-5232 | 953-5232 | SPA, Enphase Manufacturer Rebate for # 321-0219, End Date 03/31/2021, Max Qty. N/A, Q-00004841, 8957 SUNPRO SOLAR, INC | -4.97 |  | No | Other | Shippable | 0 |  | Not Applicable as per Item Classification |  | Not Applicable
953-5233 | 953-5233 | SPA, SolarEdge Manufacturer Rebate for # 565-0209, End Date 03/31/2021, Max Qty. N/A, P730 SPA, 5831 COLDWELL SOLAR | -1.79 |  | No | Other | Shippable | 0 |  | Not Applicable as per Item Classification |  | Not Applicable
953-5234 | 953-5234 | SPA, Enphase Manufacturer Rebate for # 321-0223, End Date 03/30/2021, Max Qty. 1000, Q-00005309, 4203978 Zenith Security | -28.86 |  | No | Other | Shippable | 0 |  | Not Applicable as per Item Classification |  | Not Applicable
953-5235 | 953-5235 | SPA, SolarEdge Manufacturer Rebate for # 565-0215, End Date 12/31/2021, Max Qty. , SOL750 | -5 |  | No | Other | Shippable | 0 |  | Not Applicable as per Item Classification |  | Not Applicable
953-5236 | 953-5236 | SPA, Mission Manufacturer Rebate for # 110-1272, End Date 07/31/2021, Max Qty. 1000, Zenith SPA, 4203978 Zenith Security | -32.46 |  | No | Other | Shippable | 0 |  | Not Applicable as per Item Classification |  | Not Applicable
953-5237 | 953-5237 | SPA, ENPHASE Manufacturer Rebate for # 480-0124, End Date 03/31/2021, Max Qty. 6, Q-00005407, 8008 STELLAR ENERGY GP, Inc | -488.78 |  | No | Other | Shippable | 0 |  | Not Applicable as per Item Classification |  | Not Applicable
953-5238 | 953-5238 | SPA, ENPHASE Manufacturer Rebate for # 480-0123, End Date 03/31/2021, Max Qty. 6, Q-00005407, 8008 STELLAR ENERGY GP, Inc | -287.67 |  | No | Other | Shippable | 0 |  | Not Applicable as per Item Classification |  | Not Applicable
953-5239 | 953-5239 | SPA, Enphase Manufacturer Rebate for # 321-0215, End Date 03/31/2021, Max Qty. 2400, Q-00005383, 7290 SONRAY CONSTRUCTION, INC. | -13.61 |  | No | Other | Shippable | 0 |  | Not Applicable as per Item Classification |  | Not Applicable
953-5240 | 953-5240 | SPA, Enphase Manufacturer Rebate for # 321-0216, End Date 03/31/2021, Max Qty. 600, Q-00005383, 7290 SONRAY CONSTRUCTION, INC. | -13.89 |  | No | Other | Shippable | 0 |  | Not Applicable as per Item Classification |  | Not Applicable
953-5241 | 953-5241 | "SPA, Enphase Manufacturer Rebate for # 321-0215, End Date 03/31/2021, Max Qty. 1000, Q-00004801, 4202934 Platinum Sales Group, LLC dba SunStor Solar | -12.47 |  | No | Other | Shippable | 0 |  | Not Applicable as per Item Classification |  | Not Applicable
953-5242 | 953-5242 | "SPA, Enphase Manufacturer Rebate for # 321-0216, End Date 03/31/2021, Max Qty. 1000, Q-00004801, 4202934 Platinum Sales Group, LLC dba SunStor Solar | -11.7 |  | No | Other | Shippable | 0 |  | Not Applicable as per Item Classification |  | Not Applicable
953-5243 | 953-5243 | "SPA, Enphase Manufacturer Rebate for # 321-0223, End Date 03/31/2021, Max Qty. 1000, Q-00004801, 4202934 Platinum Sales Group, LLC dba SunStor Solar | -14.29 |  | No | Other | Shippable | 0 |  | Not Applicable as per Item Classification |  | Not Applicable
953-5244 | 953-5244 | SPA, Enphase Manufacturer Rebate for # 480-0124, End Date 03/31/2021, Max Qty. 2, Q-00005330, CU: 4203164 Element Electric | -499.99 |  | No | Other | Shippable | 0 |  | Not Applicable as per Item Classification |  | Not Applicable
953-5245 | 953-5245 | SPA, Enphase Manufacturer Rebate for # 480-0123, End Date 03/31/2021, Max Qty. 2, Q-00005330, CU: 4203164 Element Electric | -200 |  | No | Other | Shippable | 0 |  | Not Applicable as per Item Classification |  | Not Applicable
953-5246 | 953-5246 | SPA, ENPHASE ENERGY Manufacturer Rebate for # 480-0124, End Date 03/31/2021, Max Qty. 3, Q-00005456, 5960 PUR SOLAR INC | -555.56 |  | No | Other | Shippable | 0 |  | Not Applicable as per Item Classification |  | Not Applicable
953-5247 | 953-5247 | SPA, ENPHASE ENERGY Manufacturer Rebate for # 480-0123, End Date 03/31/2021, Max Qty. 3, Q-00005456, 5960 PUR SOLAR INC | -222.23 |  | No | Other | Shippable | 0 |  | Not Applicable as per Item Classification |  | Not Applicable
953-5248 | 953-5248 | SPA, Enphase Manufacturer Rebate for # 480-0124, End Date 03/31/2021, Max Qty. 3, Q-00005171, 4271 HALCYON SOLAR CONSTRUCTION | -492.78 |  | No | Other | Shippable | 0 |  | Not Applicable as per Item Classification |  | Not Applicable
953-5249 | 953-5249 | SPA, Enphase Manufacturer Rebate for # 480-0123, End Date 03/31/2021, Max Qty. 3, Q-00005171, 4271 HALCYON SOLAR CONSTRUCTION | -196.67 |  | No | Other | Shippable | 0 |  | Not Applicable as per Item Classification |  | Not Applicable
953-5250 | 953-5250 | SPA, Enphase Manufacturer Rebate for # 321-0223, End Date 03/03/2021, Max Qty. 500, Q-00005467, 4204627 Solair LLC | -10.86 |  | No | Other | Shippable | 0 |  | Not Applicable as per Item Classification |  | Not Applicable
953-5251 | 953-5251 | SPA, Solaria Manufacturer Rebate for # 110-1176, End Date 03/31/2021, Max Qty. N/A, Platinum, 4204674 First Choice Construction Inc dba First Choice Solar Inc. | -44.96 |  | No | Other | Shippable | 0 |  | Not Applicable as per Item Classification |  | Not Applicable
953-5252 | 953-5252 | SPA, Solaria Manufacturer Rebate for # 110-1222, End Date 03/31/2021, Max Qty. N/A, Platinum, 4204674 First Choice Construction Inc dba First Choice Solar Inc. | -49.45 |  | No | Other | Shippable | 0 |  | Not Applicable as per Item Classification |  | Not Applicable
953-5253 | 953-5253 | SPA, Solaria Manufacturer Rebate for # 110-1254, End Date 03/31/2021, Max Qty. N/A, Platinum, 4204674 First Choice Construction Inc dba First Choice Solar Inc. | -63.46 |  | No | Other | Shippable | 0 |  | Not Applicable as per Item Classification |  | Not Applicable
953-5254 | 953-5254 | SPA, Solaria Manufacturer Rebate for # 112-0010, End Date 03/31/2021, Max Qty. N/A, Platinum, 4204674 First Choice Construction Inc dba First Choice Solar Inc. | -39.97 |  | No | Other | Shippable | 0 |  | Not Applicable as per Item Classification |  | Not Applicable
953-5255 | 953-5255 | SPA, IRONRIDGE Manufacturer Rebate for # DS-270-0942, End Date 09/30/2021, Max Qty. , Krannich East - LOU, 4202954 Krannich Solar East LLC | -7.842 |  | No | Other | Shippable | 0 |  | Not Applicable as per Item Classification |  | Not Applicable
953-5256 | 953-5256 | SPA, IRONRIDGE Manufacturer Rebate for # DS-250-1052, End Date 09/30/2021, Max Qty. , Krannich East - LOU, 4202954 Krannich Solar East LLC | -5.79 |  | No | Other | Shippable | 0 |  | Not Applicable as per Item Classification |  | Not Applicable
953-5257 | 953-5257 | SPA, IRONRIDGE Manufacturer Rebate for # DS-550-0287, End Date 09/30/2021, Max Qty. , Krannich East - LOU, 4202954 Krannich Solar East LLC | -0.1 |  | No | Other | Shippable | 0 |  | Not Applicable as per Item Classification |  | Not Applicable
953-5258 | 953-5258 | SPA, IRONRIDGE Manufacturer Rebate for # DS-550-0288, End Date 09/30/2021, Max Qty. , Krannich East - LOU, 4202954 Krannich Solar East LLC | -0.02 |  | No | Other | Shippable | 0 |  | Not Applicable as per Item Classification |  | Not Applicable
953-5259 | 953-5259 | SPA, IRONRIDGE Manufacturer Rebate for # DS-260-0104, End Date 09/30/2021, Max Qty. , Krannich East - LOU, 4202954 Krannich Solar East LLC | -0.062 |  | No | Other | Shippable | 0 |  | Not Applicable as per Item Classification |  | Not Applicable
953-5260 | 953-5260 | SPA, Panasonic Manufacturer Rebate for # 112-0008, End Date 03/31/2021, Max Qty. 500kw, Panasonic American Array, 88596 American Array Solar | -42.82 |  | No | Other | Shippable | 0 |  | Not Applicable as per Item Classification |  | Not Applicable
953-5261 | 953-5261 | SPA, Panasonic Manufacturer Rebate for # 110-1127, End Date 03/31/2021, Max Qty. 500kw, Panasonic American Array, 88596 American Array Solar | -27.56 |  | No | Other | Shippable | 0 |  | Not Applicable as per Item Classification |  | Not Applicable
953-5262 | 953-5262 | SPA, Panasonic Manufacturer Rebate for # 110-1203, End Date 03/31/2021, Max Qty. 500kw, Panasonic American Array, 88596 American Array Solar | -28.99 |  | No | Other | Shippable | 0 |  | Not Applicable as per Item Classification |  | Not Applicable
953-5263 | 953-5263 | SPA, Panasonic Manufacturer Rebate for # 110-1264, End Date 03/31/2021, Max Qty. 500kw, Panasonic American Array, 88596 American Array Solar | -30.1 |  | No | Other | Shippable | 0 |  | Not Applicable as per Item Classification |  | Not Applicable
953-5264 | 953-5264 | SPA, Panasonic Manufacturer Rebate for # 110-1265, End Date 03/31/2021, Max Qty. 500kw, Panasonic American Array, 88596 American Array Solar | -31.78 |  | No | Other | Shippable | 0 |  | Not Applicable as per Item Classification |  | Not Applicable
953-5265 | 953-5265 | SPA, SolarEdge Manufacturer Rebate for # 565-0219, End Date 12/31/2021, Max Qty. , SOL751, 89424 Creative Solar USA Inc | -0.88 |  | No | Other | Shippable | 0 |  | Not Applicable as per Item Classification |  | Not Applicable
953-5266 | 953-5266 | SPA, Solaria Manufacturer Rebate for # 110-1176, End Date 12/31/2021, Max Qty. 250, Gold, CU: 4203164 Element Electric | -14.4 |  | No | Other | Shippable | 0 |  | Not Applicable as per Item Classification |  | Not Applicable
953-5267 | 953-5267 | SPA, Solaria Manufacturer Rebate for # 110-1247, End Date 12/31/2021, Max Qty. 250, Gold, CU: 4203164 Element Electric | -14.6 |  | No | Other | Shippable | 0 |  | Not Applicable as per Item Classification |  | Not Applicable
953-5268 | 953-5268 | SPA, Solaria Manufacturer Rebate for # 110-1222, End Date 12/31/2021, Max Qty. 250, Gold, CU: 4203164 Element Electric | -14.8 |  | No | Other | Shippable | 0 |  | Not Applicable as per Item Classification |  | Not Applicable
953-5269 | 953-5269 | SPA, Solaria Manufacturer Rebate for # 110-1254, End Date 12/31/2021, Max Qty. 250, Gold, CU: 4203164 Element Electric | -16 |  | No | Other | Shippable | 0 |  | Not Applicable as per Item Classification |  | Not Applicable
953-5270 | 953-5270 | SPA, Solaria Manufacturer Rebate for # 112-0010, End Date 12/31/2021, Max Qty. 250, Gold, CU: 4203164 Element Electric | -14.6 |  | No | Other | Shippable | 0 |  | Not Applicable as per Item Classification |  | Not Applicable
953-5271 | 953-5271 | SPA, Solaria Manufacturer Rebate for # 110-1247, End Date 02/11/2021, Max Qty. 1000, Diamond, 88596 American Array Solar | -70.68 |  | No | Other | Shippable | 0 |  | Not Applicable as per Item Classification |  | Not Applicable
953-5272 | 953-5272 | SPA, Manufacturer Rebate for # 112-0010, End Date 03/31/2021, Max Qty. 1000, Platinum, 17810 Streamline Solar Power Systems, LLC | -32.52 |  | No | Other | Shippable | 0 |  | Not Applicable as per Item Classification |  | Not Applicable
953-5273 | 953-5273 | SPA, Enphase Manufacturer Rebate for # 321.0215, End Date 07/28/2021, Max Qty. 22000, Q-00005541, 4204197 Solkraft Inc | -25.36 |  | No | Other | Shippable | 0 |  | Not Applicable as per Item Classification |  | Not Applicable
953-5274 | 953-5274 | SPA, Enphase Manufacturer Rebate for # 321-0223, End Date 03/31/2021, Max Qty. 1, Q-00005399 , 30870 Icon Solar Power | -14.86 |  | No | Other | Shippable | 0 |  | Not Applicable as per Item Classification |  | Not Applicable
953-5275 | 953-5275 | SPA, IRONRIDGE Manufacturer Rebate for # 210-0999, End Date 02/26/2021, Max Qty.160, IR Constrained Product | -4.93 |  | No | Other | Shippable | 0 |  | Not Applicable as per Item Classification |  | Not Applicable
953-5276 | 953-5276 | SPA, Solaria Manufacturer Rebate for # 110-1254, End Date 03/31/2021, Max Qty. , Platinum, 120823 Giles Construction | -32 |  | No | Other | Shippable | 0 |  | Not Applicable as per Item Classification |  | Not Applicable
953-5277 | 953-5277 | SPA, Solaria Manufacturer Rebate for # 110-1247, End Date 03/31/2021, Max Qty. 500, Premium, 88279 Illuminate Solar Company | -27.05 |  | No | Other | Shippable | 0 |  | Not Applicable as per Item Classification |  | Not Applicable
953-5278 | 953-5278 | SPA, Solaria Manufacturer Rebate for # 110-1222, End Date 03/31/2021, Max Qty. 500, Premium, 88279 Illuminate Solar Company | -28.32 |  | No | Other | Shippable | 0 |  | Not Applicable as per Item Classification |  | Not Applicable
953-5280 | 953-5280 | SPA, Solaria Manufacturer Rebate for # 110-1254, End Date 06/30/2021, Max Qty. , Platinum, 9210 MASELLIS ELECTRIC | -60.33 |  | No | Other | Shippable | 0 |  | Not Applicable as per Item Classification |  | Not Applicable
953-5281 | 953-5281 | SPA, ENPHASE Manufacturer Rebate for # 480-0124, End Date 03/31/2021, Max Qty. 4, Q-00005607, 6680 GREEN STOCK SOLAR | -462.78 |  | No | Other | Shippable | 0 |  | Not Applicable as per Item Classification |  | Not Applicable
953-5282 | 953-5282 | SPA, ENPHASE Manufacturer Rebate for # 480-0123, End Date 03/31/2021, Max Qty. 2, Q-00005607, 6680 GREEN STOCK SOLAR | -161.67 |  | No | Other | Shippable | 0 |  | Not Applicable as per Item Classification |  | Not Applicable
953-5283 | 953-5283 | SPA, Enphase Manufacturer Rebate for # 321-0216, End Date 07/25/2021, Max Qty. 532, Q-00005350, 6118 AMTEK ELECTRIC LLC | -13.89 |  | No | Other | Shippable | 0 |  | Not Applicable as per Item Classification |  | Not Applicable
953-5284 | 953-5284 | SPA, IRONRIDGE Manufacturer Rebate for # 210-1051, End Date 9/31/21, Max Qty. , , 203377 Krannich Solar West LLC | -2.56 |  | No | Other | Shippable | 0 |  | Not Applicable as per Item Classification |  | Not Applicable
953-5285 | 953-5285 | SPA, IRONRIDGE Manufacturer Rebate for # 210-1053, End Date 9/31/21, Max Qty. , , 203377 Krannich Solar West LLC | -2.47 |  | No | Other | Shippable | 0 |  | Not Applicable as per Item Classification |  | Not Applicable
953-5286 | 953-5286 | SPA, IRONRIDGE Manufacturer Rebate for # 210-1055, End Date 9/31/21, Max Qty. , , 203377 Krannich Solar West LLC | -3.46 |  | No | Other | Shippable | 0 |  | Not Applicable as per Item Classification |  | Not Applicable
953-5287 | 953-5287 | SPA, IRONRIDGE Manufacturer Rebate for # 211-0008, End Date 9/31/21, Max Qty. , , 203377 Krannich Solar West LLC | -0.17 |  | No | Other | Shippable | 0 |  | Not Applicable as per Item Classification |  | Not Applicable
953-5288 | 953-5288 | SPA, IRONRIDGE Manufacturer Rebate for # 211-0016, End Date 9/31/21, Max Qty. , , 203377 Krannich Solar West LLC | -0.24 |  | No | Other | Shippable | 0 |  | Not Applicable as per Item Classification |  | Not Applicable
953-5289 | 953-5289 | SPA, IRONRIDGE Manufacturer Rebate for # 211-0017, End Date 9/31/21, Max Qty. , , 203377 Krannich Solar West LLC | -0.28 |  | No | Other | Shippable | 0 |  | Not Applicable as per Item Classification |  | Not Applicable
953-5290 | 953-5290 | SPA, IRONRIDGE Manufacturer Rebate for # 211-0018, End Date 9/31/21, Max Qty. , , 203377 Krannich Solar West LLC | -0.33 |  | No | Other | Shippable | 0 |  | Not Applicable as per Item Classification |  | Not Applicable
953-5291 | 953-5291 | SPA, IRONRIDGE Manufacturer Rebate for # 211-0019, End Date 9/31/21, Max Qty. , , 203377 Krannich Solar West LLC | -0.46 |  | No | Other | Shippable | 0 |  | Not Applicable as per Item Classification |  | Not Applicable
953-5292 | 953-5292 | SPA, IRONRIDGE Manufacturer Rebate for # 211-0020, End Date 9/31/21, Max Qty. , , 203377 Krannich Solar West LLC | -0.72 |  | No | Other | Shippable | 0 |  | Not Applicable as per Item Classification |  | Not Applicable
953-5293 | 953-5293 | SPA, IRONRIDGE Manufacturer Rebate for # 211-0022, End Date 9/31/21, Max Qty. , , 203377 Krannich Solar West LLC | -0.81 |  | No | Other | Shippable | 0 |  | Not Applicable as per Item Classification |  | Not Applicable
953-5294 | 953-5294 | SPA, IRONRIDGE Manufacturer Rebate for # 211-0024, End Date 9/31/21, Max Qty. , , 203377 Krannich Solar West LLC | -0.75 |  | No | Other | Shippable | 0 |  | Not Applicable as per Item Classification |  | Not Applicable
953-5295 | 953-5295 | SPA, IRONRIDGE Manufacturer Rebate for # 211-0062, End Date 9/31/21, Max Qty. , , 203377 Krannich Solar West LLC | -0.09 |  | No | Other | Shippable | 0 |  | Not Applicable as per Item Classification |  | Not Applicable
953-5296 | 953-5296 | SPA, IRONRIDGE Manufacturer Rebate for # 211-0240, End Date 9/31/21, Max Qty. , , 203377 Krannich Solar West LLC | -0.45 |  | No | Other | Shippable | 0 |  | Not Applicable as per Item Classification |  | Not Applicable
953-5297 | 953-5297 | SPA, IRONRIDGE Manufacturer Rebate for # 211-0242, End Date 9/31/21, Max Qty. , , 203377 Krannich Solar West LLC | -0.17 |  | No | Other | Shippable | 0 |  | Not Applicable as per Item Classification |  | Not Applicable
953-5298 | 953-5298 | SPA, IRONRIDGE Manufacturer Rebate for # 260-0093, End Date 9/31/21, Max Qty. , , 203377 Krannich Solar West LLC | -0.27 |  | No | Other | Shippable | 0 |  | Not Applicable as per Item Classification |  | Not Applicable
953-5299 | 953-5299 | SPA, IRONRIDGE Manufacturer Rebate for # 260-0284, End Date 9/31/21, Max Qty. , , 203377 Krannich Solar West LLC | -0.39 |  | No | Other | Shippable | 0 |  | Not Applicable as per Item Classification |  | Not Applicable
953-5300 | 953-5300 | SPA, IRONRIDGE Manufacturer Rebate for # 270-0181, End Date 9/31/21, Max Qty. , , 203377 Krannich Solar West LLC | -0.35 |  | No | Other | Shippable | 0 |  | Not Applicable as per Item Classification |  | Not Applicable
953-5301 | 953-5301 | SPA, IRONRIDGE Manufacturer Rebate for # 270-0183, End Date 9/31/21, Max Qty. , , 203377 Krannich Solar West LLC | -1.2 |  | No | Other | Shippable | 0 |  | Not Applicable as per Item Classification |  | Not Applicable
953-5302 | 953-5302 | SPA, IRONRIDGE Manufacturer Rebate for # 270-0184, End Date 9/31/21, Max Qty. , , 203377 Krannich Solar West LLC | -7.27 |  | No | Other | Shippable | 0 |  | Not Applicable as per Item Classification |  | Not Applicable
953-5303 | 953-5303 | SPA, IRONRIDGE Manufacturer Rebate for # 270-0185, End Date 9/31/21, Max Qty. , , 203377 Krannich Solar West LLC | -1.68 |  | No | Other | Shippable | 0 |  | Not Applicable as per Item Classification |  | Not Applicable
953-5304 | 953-5304 | SPA, IRONRIDGE Manufacturer Rebate for # 270-0186, End Date 9/31/21, Max Qty. , , 203377 Krannich Solar West LLC | -0.22 |  | No | Other | Shippable | 0 |  | Not Applicable as per Item Classification |  | Not Applicable
953-5305 | 953-5305 | SPA, IRONRIDGE Manufacturer Rebate for # 270-0187, End Date 9/31/21, Max Qty. , , 203377 Krannich Solar West LLC | -1.66 |  | No | Other | Shippable | 0 |  | Not Applicable as per Item Classification |  | Not Applicable
953-5306 | 953-5306 | SPA, IRONRIDGE Manufacturer Rebate for # 270-0842, End Date 9/31/21, Max Qty. , , 203377 Krannich Solar West LLC | -0.66 |  | No | Other | Shippable | 0 |  | Not Applicable as per Item Classification |  | Not Applicable
953-5307 | 953-5307 | SPA, IRONRIDGE Manufacturer Rebate for # 270-0847, End Date 9/31/21, Max Qty. , , 203377 Krannich Solar West LLC | -1.13 |  | No | Other | Shippable | 0 |  | Not Applicable as per Item Classification |  | Not Applicable
953-5308 | 953-5308 | SPA, IRONRIDGE Manufacturer Rebate for # 270-1030, End Date 9/31/21, Max Qty. , , 203377 Krannich Solar West LLC | -1.07 |  | No | Other | Shippable | 0 |  | Not Applicable as per Item Classification |  | Not Applicable
953-5309 | 953-5309 | SPA, IRONRIDGE Manufacturer Rebate for # 270-1031, End Date 9/31/21, Max Qty. , , 203377 Krannich Solar West LLC | -1.59 |  | No | Other | Shippable | 0 |  | Not Applicable as per Item Classification |  | Not Applicable
953-5310 | 953-5310 | SPA, IRONRIDGE Manufacturer Rebate for # 270-1032, End Date 9/31/21, Max Qty. , , 203377 Krannich Solar West LLC | -0.94 |  | No | Other | Shippable | 0 |  | Not Applicable as per Item Classification |  | Not Applicable
953-5311 | 953-5311 | SPA, IRONRIDGE Manufacturer Rebate for # 270-1033, End Date 9/31/21, Max Qty. , , 203377 Krannich Solar West LLC | -1.02 |  | No | Other | Shippable | 0 |  | Not Applicable as per Item Classification |  | Not Applicable
953-5312 | 953-5312 | SPA, IRONRIDGE Manufacturer Rebate for # 270-1034, End Date 9/31/21, Max Qty. , , 203377 Krannich Solar West LLC | -0.28 |  | No | Other | Shippable | 0 |  | Not Applicable as per Item Classification |  | Not Applicable
953-5313 | 953-5313 | SPA, IRONRIDGE Manufacturer Rebate for # 271-0011, End Date 9/31/21, Max Qty. , , 203377 Krannich Solar West LLC | -1.22 |  | No | Other | Shippable | 0 |  | Not Applicable as per Item Classification |  | Not Applicable
953-5314 | 953-5314 | SPA, IRONRIDGE Manufacturer Rebate for # 271-0013, End Date 9/31/21, Max Qty. , , 203377 Krannich Solar West LLC | -1.4 |  | No | Other | Shippable | 0 |  | Not Applicable as per Item Classification |  | Not Applicable
953-5315 | 953-5315 | SPA, IRONRIDGE Manufacturer Rebate for # 271-0016, End Date 9/31/21, Max Qty. , , 203377 Krannich Solar West LLC | -1.4 |  | No | Other | Shippable | 0 |  | Not Applicable as per Item Classification |  | Not Applicable
953-5316 | 953-5316 | SPA, IRONRIDGE Manufacturer Rebate for # 271-0017, End Date 9/31/21, Max Qty. , , 203377 Krannich Solar West LLC | -1.4 |  | No | Other | Shippable | 0 |  | Not Applicable as per Item Classification |  | Not Applicable
953-5317 | 953-5317 | SPA, IRONRIDGE Manufacturer Rebate for # 550-0170, End Date 9/31/21, Max Qty. , , 203377 Krannich Solar West LLC | -0.02 |  | No | Other | Shippable | 0 |  | Not Applicable as per Item Classification |  | Not Applicable
953-5318 | 953-5318 | SPA, IRONRIDGE Manufacturer Rebate for # 590-0112, End Date 9/31/21, Max Qty. , , 203377 Krannich Solar West LLC | -0.5 |  | No | Other | Shippable | 0 |  | Not Applicable as per Item Classification |  | Not Applicable
953-5319 | 953-5319 | SPA, IRONRIDGE Manufacturer Rebate for # 590-0113, End Date 9/31/21, Max Qty. , , 203377 Krannich Solar West LLC | -0.21 |  | No | Other | Shippable | 0 |  | Not Applicable as per Item Classification |  | Not Applicable
953-5320 | 953-5320 | SPA, IRONRIDGE Manufacturer Rebate for # 590-0122, End Date 9/31/21, Max Qty. , , 203377 Krannich Solar West LLC | -0.05 |  | No | Other | Shippable | 0 |  | Not Applicable as per Item Classification |  | Not Applicable
953-5321 | 953-5321 | SPA, IRONRIDGE Manufacturer Rebate for # DDS-270-0157, End Date 9/31/21, Max Qty. , , 203377 Krannich Solar West LLC | -1.95 |  | No | Other | Shippable | 0 |  | Not Applicable as per Item Classification |  | Not Applicable
953-5322 | 953-5322 | SPA, IRONRIDGE Manufacturer Rebate for # DS-210-0054, End Date 9/31/21, Max Qty. , , 203377 Krannich Solar West LLC | -2.98 |  | No | Other | Shippable | 0 |  | Not Applicable as per Item Classification |  | Not Applicable
953-5323 | 953-5323 | SPA, IRONRIDGE Manufacturer Rebate for # DS-210-0501, End Date 9/31/21, Max Qty. , , 203377 Krannich Solar West LLC | -3.6 |  | No | Other | Shippable | 0 |  | Not Applicable as per Item Classification |  | Not Applicable
953-5324 | 953-5324 | SPA, IRONRIDGE Manufacturer Rebate for # DS-210-0579, End Date 9/31/21, Max Qty. , , 203377 Krannich Solar West LLC | -4.23 |  | No | Other | Shippable | 0 |  | Not Applicable as per Item Classification |  | Not Applicable
953-5325 | 953-5325 | SPA, IRONRIDGE Manufacturer Rebate for # DS-210-0674, End Date 9/31/21, Max Qty. , , 203377 Krannich Solar West LLC | -1.47 |  | No | Other | Shippable | 0 |  | Not Applicable as per Item Classification |  | Not Applicable
953-5326 | 953-5326 | SPA, IRONRIDGE Manufacturer Rebate for # DS-210-0694, End Date 9/31/21, Max Qty. , , 203377 Krannich Solar West LLC | -2.05 |  | No | Other | Shippable | 0 |  | Not Applicable as per Item Classification |  | Not Applicable
953-5327 | 953-5327 | SPA, IRONRIDGE Manufacturer Rebate for # DS-210-0949, End Date 9/31/21, Max Qty. , , 203377 Krannich Solar West LLC | -4.9 |  | No | Other | Shippable | 0 |  | Not Applicable as per Item Classification |  | Not Applicable
953-5328 | 953-5328 | SPA, IRONRIDGE Manufacturer Rebate for # DS-210-0989, End Date 9/31/21, Max Qty. , , 203377 Krannich Solar West LLC | -1.64 |  | No | Other | Shippable | 0 |  | Not Applicable as per Item Classification |  | Not Applicable
953-5329 | 953-5329 | SPA, IRONRIDGE Manufacturer Rebate for # DS-210-0998, End Date 9/31/21, Max Qty. , , 203377 Krannich Solar West LLC | -3.08 |  | No | Other | Shippable | 0 |  | Not Applicable as per Item Classification |  | Not Applicable
953-5330 | 953-5330 | SPA, IRONRIDGE Manufacturer Rebate for # DS-210-1000, End Date 9/31/21, Max Qty. , , 203377 Krannich Solar West LLC | -4.75 |  | No | Other | Shippable | 0 |  | Not Applicable as per Item Classification |  | Not Applicable
953-5331 | 953-5331 | SPA, IRONRIDGE Manufacturer Rebate for # DS-210-1001, End Date 9/31/21, Max Qty. , , 203377 Krannich Solar West LLC | -4.24 |  | No | Other | Shippable | 0 |  | Not Applicable as per Item Classification |  | Not Applicable
953-5332 | 953-5332 | SPA, IRONRIDGE Manufacturer Rebate for # DS-210-1002, End Date 9/31/21, Max Qty. , , 203377 Krannich Solar West LLC | -4.98 |  | No | Other | Shippable | 0 |  | Not Applicable as per Item Classification |  | Not Applicable
953-5333 | 953-5333 | SPA, IRONRIDGE Manufacturer Rebate for # DS-210-1007, End Date 9/31/21, Max Qty. , , 203377 Krannich Solar West LLC | -6.34 |  | No | Other | Shippable | 0 |  | Not Applicable as per Item Classification |  | Not Applicable
953-5334 | 953-5334 | SPA, IRONRIDGE Manufacturer Rebate for # DS-210-1010, End Date 9/31/21, Max Qty. , , 203377 Krannich Solar West LLC | -1.64 |  | No | Other | Shippable | 0 |  | Not Applicable as per Item Classification |  | Not Applicable
953-5335 | 953-5335 | SPA, IRONRIDGE Manufacturer Rebate for # DS-210-1025, End Date 9/31/21, Max Qty. , , 203377 Krannich Solar West LLC | -3.68 |  | No | Other | Shippable | 0 |  | Not Applicable as per Item Classification |  | Not Applicable
953-5336 | 953-5336 | SPA, IRONRIDGE Manufacturer Rebate for # DS-210-1027, End Date 9/31/21, Max Qty. , , 203377 Krannich Solar West LLC | -5.69 |  | No | Other | Shippable | 0 |  | Not Applicable as per Item Classification |  | Not Applicable
953-5337 | 953-5337 | SPA, IRONRIDGE Manufacturer Rebate for # DS-210-1040, End Date 9/31/21, Max Qty. , , 203377 Krannich Solar West LLC | -1.02 |  | No | Other | Shippable | 0 |  | Not Applicable as per Item Classification |  | Not Applicable
953-5338 | 953-5338 | SPA, IRONRIDGE Manufacturer Rebate for # DS-210-1042, End Date 9/31/21, Max Qty. , , 203377 Krannich Solar West LLC | -1.02 |  | No | Other | Shippable | 0 |  | Not Applicable as per Item Classification |  | Not Applicable
953-5339 | 953-5339 | SPA, IRONRIDGE Manufacturer Rebate for # DS-210-1044, End Date 9/31/21, Max Qty. , , 203377 Krannich Solar West LLC | -1.02 |  | No | Other | Shippable | 0 |  | Not Applicable as per Item Classification |  | Not Applicable
953-5340 | 953-5340 | SPA, IRONRIDGE Manufacturer Rebate for # DS-210-1049, End Date 9/31/21, Max Qty. , , 203377 Krannich Solar West LLC | -3.45 |  | No | Other | Shippable | 0 |  | Not Applicable as per Item Classification |  | Not Applicable
953-5341 | 953-5341 | SPA, IRONRIDGE Manufacturer Rebate for # DS-211-0039, End Date 9/31/21, Max Qty. , , 203377 Krannich Solar West LLC | -0.62 |  | No | Other | Shippable | 0 |  | Not Applicable as per Item Classification |  | Not Applicable
953-5342 | 953-5342 | SPA, IRONRIDGE Manufacturer Rebate for # DS-211-0042, End Date 9/31/21, Max Qty. , , 203377 Krannich Solar West LLC | -0.71 |  | No | Other | Shippable | 0 |  | Not Applicable as per Item Classification |  | Not Applicable
953-5343 | 953-5343 | SPA, IRONRIDGE Manufacturer Rebate for # DS-211-0057, End Date 9/31/21, Max Qty. , , 203377 Krannich Solar West LLC | -0.25 |  | No | Other | Shippable | 0 |  | Not Applicable as per Item Classification |  | Not Applicable
953-5344 | 953-5344 | SPA, IRONRIDGE Manufacturer Rebate for # DS-211-0058, End Date 9/31/21, Max Qty. , , 203377 Krannich Solar West LLC | -0.27 |  | No | Other | Shippable | 0 |  | Not Applicable as per Item Classification |  | Not Applicable
953-5345 | 953-5345 | SPA, IRONRIDGE Manufacturer Rebate for # DS-211-0061, End Date 9/31/21, Max Qty. , , 203377 Krannich Solar West LLC | -0.14 |  | No | Other | Shippable | 0 |  | Not Applicable as per Item Classification |  | Not Applicable
953-5346 | 953-5346 | SPA, IRONRIDGE Manufacturer Rebate for # DS-211-0063, End Date 9/31/21, Max Qty. , , 203377 Krannich Solar West LLC | -0.38 |  | No | Other | Shippable | 0 |  | Not Applicable as per Item Classification |  | Not Applicable
953-5347 | 953-5347 | SPA, IRONRIDGE Manufacturer Rebate for # DS-211-0064, End Date 9/31/21, Max Qty. , , 203377 Krannich Solar West LLC | -0.29 |  | No | Other | Shippable | 0 |  | Not Applicable as per Item Classification |  | Not Applicable
953-5348 | 953-5348 | SPA, IRONRIDGE Manufacturer Rebate for # DS-211-0238, End Date 9/31/21, Max Qty. , , 203377 Krannich Solar West LLC | -2.28 |  | No | Other | Shippable | 0 |  | Not Applicable as per Item Classification |  | Not Applicable
953-5349 | 953-5349 | SPA, IRONRIDGE Manufacturer Rebate for # DS-211-0371, End Date 9/31/21, Max Qty. , , 203377 Krannich Solar West LLC | -2.36 |  | No | Other | Shippable | 0 |  | Not Applicable as per Item Classification |  | Not Applicable
953-5350 | 953-5350 | SPA, IRONRIDGE Manufacturer Rebate for # DS-211-0375, End Date 9/31/21, Max Qty. , , 203377 Krannich Solar West LLC | -2.74 |  | No | Other | Shippable | 0 |  | Not Applicable as per Item Classification |  | Not Applicable
953-5351 | 953-5351 | SPA, IRONRIDGE Manufacturer Rebate for # DS-211-0483, End Date 9/31/21, Max Qty. , , 203377 Krannich Solar West LLC | -4.33 |  | No | Other | Shippable | 0 |  | Not Applicable as per Item Classification |  | Not Applicable
953-5352 | 953-5352 | SPA, IRONRIDGE Manufacturer Rebate for # DS-211-0484, End Date 9/31/21, Max Qty. , , 203377 Krannich Solar West LLC | -4.57 |  | No | Other | Shippable | 0 |  | Not Applicable as per Item Classification |  | Not Applicable
953-5353 | 953-5353 | SPA, IRONRIDGE Manufacturer Rebate for # DS-211-0485, End Date 9/31/21, Max Qty. , , 203377 Krannich Solar West LLC | -4.8 |  | No | Other | Shippable | 0 |  | Not Applicable as per Item Classification |  | Not Applicable
953-5354 | 953-5354 | SPA, IRONRIDGE Manufacturer Rebate for # DS-212-0000, End Date 9/31/21, Max Qty. , , 203377 Krannich Solar West LLC | -1.16 |  | No | Other | Shippable | 0 |  | Not Applicable as per Item Classification |  | Not Applicable
953-5355 | 953-5355 | SPA, IRONRIDGE Manufacturer Rebate for # DS-212-0001, End Date 9/31/21, Max Qty. , , 203377 Krannich Solar West LLC | -0.41 |  | No | Other | Shippable | 0 |  | Not Applicable as per Item Classification |  | Not Applicable
953-5356 | 953-5356 | SPA, IRONRIDGE Manufacturer Rebate for # DS-212-0002, End Date 9/31/21, Max Qty. , , 203377 Krannich Solar West LLC | -2 |  | No | Other | Shippable | 0 |  | Not Applicable as per Item Classification |  | Not Applicable
953-5357 | 953-5357 | SPA, IRONRIDGE Manufacturer Rebate for # DS-212-0003, End Date 9/31/21, Max Qty. , , 203377 Krannich Solar West LLC | -2.1 |  | No | Other | Shippable | 0 |  | Not Applicable as per Item Classification |  | Not Applicable
953-5358 | 953-5358 | SPA, IRONRIDGE Manufacturer Rebate for # DS-212-0004, End Date 9/31/21, Max Qty. , , 203377 Krannich Solar West LLC | -2.1 |  | No | Other | Shippable | 0 |  | Not Applicable as per Item Classification |  | Not Applicable
953-5359 | 953-5359 | SPA, IRONRIDGE Manufacturer Rebate for # DS-212-0005, End Date 9/31/21, Max Qty. , , 203377 Krannich Solar West LLC | -2.1 |  | No | Other | Shippable | 0 |  | Not Applicable as per Item Classification |  | Not Applicable
953-5360 | 953-5360 | SPA, IRONRIDGE Manufacturer Rebate for # DS-220-0359, End Date 9/31/21, Max Qty. , , 203377 Krannich Solar West LLC | -19.91 |  | No | Other | Shippable | 0 |  | Not Applicable as per Item Classification |  | Not Applicable
953-5361 | 953-5361 | SPA, IRONRIDGE Manufacturer Rebate for # DS-220-0360, End Date 9/31/21, Max Qty. , , 203377 Krannich Solar West LLC | -23.06 |  | No | Other | Shippable | 0 |  | Not Applicable as per Item Classification |  | Not Applicable
953-5362 | 953-5362 | SPA, IRONRIDGE Manufacturer Rebate for # DS-220-0714, End Date 9/31/21, Max Qty. , , 203377 Krannich Solar West LLC | -25.15 |  | No | Other | Shippable | 0 |  | Not Applicable as per Item Classification |  | Not Applicable
953-5363 | 953-5363 | SPA, IRONRIDGE Manufacturer Rebate for # DS-250-1051, End Date 9/31/21, Max Qty. , , 203377 Krannich Solar West LLC | -6.08 |  | No | Other | Shippable | 0 |  | Not Applicable as per Item Classification |  | Not Applicable
953-5364 | 953-5364 | SPA, IRONRIDGE Manufacturer Rebate for # DS-250-1052, End Date 9/31/21, Max Qty. , , 203377 Krannich Solar West LLC | -6.08 |  | No | Other | Shippable | 0 |  | Not Applicable as per Item Classification |  | Not Applicable
953-5365 | 953-5365 | SPA, IRONRIDGE Manufacturer Rebate for # DS-250-1053, End Date 9/31/21, Max Qty. , , 203377 Krannich Solar West LLC | -11.53 |  | No | Other | Shippable | 0 |  | Not Applicable as per Item Classification |  | Not Applicable
953-5366 | 953-5366 | SPA, IRONRIDGE Manufacturer Rebate for # DS-250-1054, End Date 9/31/21, Max Qty. , , 203377 Krannich Solar West LLC | -0.34 |  | No | Other | Shippable | 0 |  | Not Applicable as per Item Classification |  | Not Applicable
953-5367 | 953-5367 | SPA, IRONRIDGE Manufacturer Rebate for # DS-250-1055, End Date 9/31/21, Max Qty. , , 203377 Krannich Solar West LLC | -1.54 |  | No | Other | Shippable | 0 |  | Not Applicable as per Item Classification |  | Not Applicable
953-5368 | 953-5368 | SPA, IRONRIDGE Manufacturer Rebate for # DS-260-0099, End Date 9/31/21, Max Qty. , , 203377 Krannich Solar West LLC | -0.43 |  | No | Other | Shippable | 0 |  | Not Applicable as per Item Classification |  | Not Applicable
953-5369 | 953-5369 | SPA, IRONRIDGE Manufacturer Rebate for # DS-260-0105, End Date 9/31/21, Max Qty. , , 203377 Krannich Solar West LLC | -0.06 |  | No | Other | Shippable | 0 |  | Not Applicable as per Item Classification |  | Not Applicable
953-5370 | 953-5370 | SPA, IRONRIDGE Manufacturer Rebate for # DS-260-0107, End Date 9/31/21, Max Qty. , , 203377 Krannich Solar West LLC | -0.06 |  | No | Other | Shippable | 0 |  | Not Applicable as per Item Classification |  | Not Applicable
953-5371 | 953-5371 | SPA, IRONRIDGE Manufacturer Rebate for # DS-260-0115, End Date 9/31/21, Max Qty. , , 203377 Krannich Solar West LLC | -0.06 |  | No | Other | Shippable | 0 |  | Not Applicable as per Item Classification |  | Not Applicable
953-5372 | 953-5372 | SPA, IRONRIDGE Manufacturer Rebate for # DS-260-0116, End Date 9/31/21, Max Qty. , , 203377 Krannich Solar West LLC | -0.06 |  | No | Other | Shippable | 0 |  | Not Applicable as per Item Classification |  | Not Applicable
953-5373 | 953-5373 | SPA, IRONRIDGE Manufacturer Rebate for # DS-260-0117, End Date 9/31/21, Max Qty. , , 203377 Krannich Solar West LLC | -0.06 |  | No | Other | Shippable | 0 |  | Not Applicable as per Item Classification |  | Not Applicable
953-5374 | 953-5374 | SPA, IRONRIDGE Manufacturer Rebate for # DS-260-0118, End Date 9/31/21, Max Qty. , , 203377 Krannich Solar West LLC | -0.06 |  | No | Other | Shippable | 0 |  | Not Applicable as per Item Classification |  | Not Applicable
953-5375 | 953-5375 | SPA, IRONRIDGE Manufacturer Rebate for # DS-260-0169, End Date 9/31/21, Max Qty. , , 203377 Krannich Solar West LLC | -0.3 |  | No | Other | Shippable | 0 |  | Not Applicable as per Item Classification |  | Not Applicable
953-5376 | 953-5376 | SPA, IRONRIDGE Manufacturer Rebate for # DS-260-0170, End Date 9/31/21, Max Qty. , , 203377 Krannich Solar West LLC | -0.3 |  | No | Other | Shippable | 0 |  | Not Applicable as per Item Classification |  | Not Applicable
953-5377 | 953-5377 | SPA, IRONRIDGE Manufacturer Rebate for # DS-260-0171, End Date 9/31/21, Max Qty. , , 203377 Krannich Solar West LLC | -0.3 |  | No | Other | Shippable | 0 |  | Not Applicable as per Item Classification |  | Not Applicable
953-5378 | 953-5378 | SPA, IRONRIDGE Manufacturer Rebate for # DS-260-0172, End Date 9/31/21, Max Qty. , , 203377 Krannich Solar West LLC | -0.3 |  | No | Other | Shippable | 0 |  | Not Applicable as per Item Classification |  | Not Applicable
953-5379 | 953-5379 | SPA, IRONRIDGE Manufacturer Rebate for # DS-260-0173, End Date 9/31/21, Max Qty. , , 203377 Krannich Solar West LLC | -0.3 |  | No | Other | Shippable | 0 |  | Not Applicable as per Item Classification |  | Not Applicable
953-5380 | 953-5380 | SPA, IRONRIDGE Manufacturer Rebate for # DS-260-0174, End Date 9/31/21, Max Qty. , , 203377 Krannich Solar West LLC | -0.3 |  | No | Other | Shippable | 0 |  | Not Applicable as per Item Classification |  | Not Applicable
953-5381 | 953-5381 | SPA, IRONRIDGE Manufacturer Rebate for # DS-260-0175, End Date 9/31/21, Max Qty. , , 203377 Krannich Solar West LLC | -0.38 |  | No | Other | Shippable | 0 |  | Not Applicable as per Item Classification |  | Not Applicable
953-5382 | 953-5382 | SPA, IRONRIDGE Manufacturer Rebate for # DS-260-0584, End Date 9/31/21, Max Qty. , , 203377 Krannich Solar West LLC | -1.68 |  | No | Other | Shippable | 0 |  | Not Applicable as per Item Classification |  | Not Applicable
953-5383 | 953-5383 | SPA, IRONRIDGE Manufacturer Rebate for # DS-260-0585, End Date 9/31/21, Max Qty. , , 203377 Krannich Solar West LLC | -1.5 |  | No | Other | Shippable | 0 |  | Not Applicable as per Item Classification |  | Not Applicable
953-5384 | 953-5384 | SPA, IRONRIDGE Manufacturer Rebate for # DS-270-0145, End Date 9/31/21, Max Qty. , , 203377 Krannich Solar West LLC | -1.18 |  | No | Other | Shippable | 0 |  | Not Applicable as per Item Classification |  | Not Applicable
953-5385 | 953-5385 | SPA, IRONRIDGE Manufacturer Rebate for # DS-270-0146, End Date 9/31/21, Max Qty. , , 203377 Krannich Solar West LLC | -1.31 |  | No | Other | Shippable | 0 |  | Not Applicable as per Item Classification |  | Not Applicable
953-5386 | 953-5386 | SPA, IRONRIDGE Manufacturer Rebate for # DS-270-0158, End Date 9/31/21, Max Qty. , , 203377 Krannich Solar West LLC | -1.95 |  | No | Other | Shippable | 0 |  | Not Applicable as per Item Classification |  | Not Applicable
953-5387 | 953-5387 | SPA, IRONRIDGE Manufacturer Rebate for # DS-270-0159, End Date 9/31/21, Max Qty. , , 203377 Krannich Solar West LLC | -1.95 |  | No | Other | Shippable | 0 |  | Not Applicable as per Item Classification |  | Not Applicable
953-5388 | 953-5388 | SPA, IRONRIDGE Manufacturer Rebate for # DS-270-0182, End Date 9/31/21, Max Qty. , , 203377 Krannich Solar West LLC | -1.81 |  | No | Other | Shippable | 0 |  | Not Applicable as per Item Classification |  | Not Applicable
953-5389 | 953-5389 | SPA, IRONRIDGE Manufacturer Rebate for # DS-270-0725, End Date 9/31/21, Max Qty. , , 203377 Krannich Solar West LLC | -3.51 |  | No | Other | Shippable | 0 |  | Not Applicable as per Item Classification |  | Not Applicable
953-5390 | 953-5390 | SPA, IRONRIDGE Manufacturer Rebate for # DS-270-0746, End Date 9/31/21, Max Qty. , , 203377 Krannich Solar West LLC | -5.16 |  | No | Other | Shippable | 0 |  | Not Applicable as per Item Classification |  | Not Applicable
953-5391 | 953-5391 | SPA, IRONRIDGE Manufacturer Rebate for # DS-270-0776, End Date 9/31/21, Max Qty. , , 203377 Krannich Solar West LLC | -1.88 |  | No | Other | Shippable | 0 |  | Not Applicable as per Item Classification |  | Not Applicable
953-5392 | 953-5392 | SPA, IRONRIDGE Manufacturer Rebate for # DS-270-0870, End Date 9/31/21, Max Qty. , , 203377 Krannich Solar West LLC | -3.14 |  | No | Other | Shippable | 0 |  | Not Applicable as per Item Classification |  | Not Applicable
953-5393 | 953-5393 | SPA, IRONRIDGE Manufacturer Rebate for # DS-270-0898, End Date 9/31/21, Max Qty. , , 203377 Krannich Solar West LLC | -2.42 |  | No | Other | Shippable | 0 |  | Not Applicable as per Item Classification |  | Not Applicable
953-5394 | 953-5394 | SPA, IRONRIDGE Manufacturer Rebate for # DS-270-0899, End Date 9/31/21, Max Qty. , , 203377 Krannich Solar West LLC | -1.88 |  | No | Other | Shippable | 0 |  | Not Applicable as per Item Classification |  | Not Applicable
953-5395 | 953-5395 | SPA, IRONRIDGE Manufacturer Rebate for # DS-270-0900, End Date 9/31/21, Max Qty. , , 203377 Krannich Solar West LLC | -1.88 |  | No | Other | Shippable | 0 |  | Not Applicable as per Item Classification |  | Not Applicable
953-5396 | 953-5396 | SPA, IRONRIDGE Manufacturer Rebate for # DS-270-0901, End Date 9/31/21, Max Qty. , , 203377 Krannich Solar West LLC | -1.88 |  | No | Other | Shippable | 0 |  | Not Applicable as per Item Classification |  | Not Applicable
953-5397 | 953-5397 | SPA, IRONRIDGE Manufacturer Rebate for # DS-270-0902, End Date 9/31/21, Max Qty. , , 203377 Krannich Solar West LLC | -0.98 |  | No | Other | Shippable | 0 |  | Not Applicable as per Item Classification |  | Not Applicable
953-5398 | 953-5398 | SPA, IRONRIDGE Manufacturer Rebate for # DS-270-0941, End Date 9/31/21, Max Qty. , , 203377 Krannich Solar West LLC | -0.78 |  | No | Other | Shippable | 0 |  | Not Applicable as per Item Classification |  | Not Applicable
953-5399 | 953-5399 | SPA, IRONRIDGE Manufacturer Rebate for # DS-270-0942, End Date 9/31/21, Max Qty. , , 203377 Krannich Solar West LLC | -8.24 |  | No | Other | Shippable | 0 |  | Not Applicable as per Item Classification |  | Not Applicable
953-5400 | 953-5400 | SPA, IRONRIDGE Manufacturer Rebate for # DS-270-1001, End Date 9/31/21, Max Qty. , , 203377 Krannich Solar West LLC | -1.31 |  | No | Other | Shippable | 0 |  | Not Applicable as per Item Classification |  | Not Applicable
953-5401 | 953-5401 | SPA, IRONRIDGE Manufacturer Rebate for # DS-271-0008, End Date 9/31/21, Max Qty. , , 203377 Krannich Solar West LLC | -4.84 |  | No | Other | Shippable | 0 |  | Not Applicable as per Item Classification |  | Not Applicable
953-5402 | 953-5402 | SPA, IRONRIDGE Manufacturer Rebate for # DS-271-0009, End Date 9/31/21, Max Qty. , , 203377 Krannich Solar West LLC | -1.83 |  | No | Other | Shippable | 0 |  | Not Applicable as per Item Classification |  | Not Applicable
953-5403 | 953-5403 | SPA, IRONRIDGE Manufacturer Rebate for # DS-271-0010, End Date 9/31/21, Max Qty. , , 203377 Krannich Solar West LLC | -2.1 |  | No | Other | Shippable | 0 |  | Not Applicable as per Item Classification |  | Not Applicable
953-5404 | 953-5404 | SPA, IRONRIDGE Manufacturer Rebate for # DS-271-0012, End Date 9/31/21, Max Qty. , , 203377 Krannich Solar West LLC | -1.83 |  | No | Other | Shippable | 0 |  | Not Applicable as per Item Classification |  | Not Applicable
953-5405 | 953-5405 | SPA, IRONRIDGE Manufacturer Rebate for # DS-271-0014, End Date 9/31/21, Max Qty. , , 203377 Krannich Solar West LLC | -1.83 |  | No | Other | Shippable | 0 |  | Not Applicable as per Item Classification |  | Not Applicable
953-5406 | 953-5406 | SPA, IRONRIDGE Manufacturer Rebate for # DS-271-0015, End Date 9/31/21, Max Qty. , , 203377 Krannich Solar West LLC | -1.83 |  | No | Other | Shippable | 0 |  | Not Applicable as per Item Classification |  | Not Applicable
953-5407 | 953-5407 | SPA, IRONRIDGE Manufacturer Rebate for # DS-510-0258, End Date 9/31/21, Max Qty. , , 203377 Krannich Solar West LLC | -9.43 |  | No | Other | Shippable | 0 |  | Not Applicable as per Item Classification |  | Not Applicable
953-5408 | 953-5408 | SPA, IRONRIDGE Manufacturer Rebate for # DS-550-0287, End Date 9/31/21, Max Qty. , , 203377 Krannich Solar West LLC | -0.11 |  | No | Other | Shippable | 0 |  | Not Applicable as per Item Classification |  | Not Applicable
953-5409 | 953-5409 | SPA, IRONRIDGE Manufacturer Rebate for # DS-550-0288, End Date 9/31/21, Max Qty. , , 203377 Krannich Solar West LLC | -0.03 |  | No | Other | Shippable | 0 |  | Not Applicable as per Item Classification |  | Not Applicable
953-5410 | 953-5410 | SPA, Enphase Manufacturer Rebate for # 480-0124, End Date 03/31/2021, Max Qty. 2, Q00004146, 29591 Missouri Solar Solutions | -333.34 |  | No | Other | Shippable | 0 |  | Not Applicable as per Item Classification |  | Not Applicable
953-5411 | 953-5411 | SPA, Enphase Manufacturer Rebate for # 480-0123, End Date 03/31/2021, Max Qty. 2, Q00004146, 29591 Missouri Solar Solutions | -397.78 |  | No | Other | Shippable | 0 |  | Not Applicable as per Item Classification |  | Not Applicable
953-5412 | 953-5412 | SPA, Enphase Manufacturer Rebate for # 321-0215, End Date 03/31/2021, Max Qty. 150, Q-00004090, 87210 Solar CenTex LLC | -13.83 |  | No | Other | Shippable | 0 |  | Not Applicable as per Item Classification |  | Not Applicable
953-5413 | 953-5413 | SPA, Enphase Manufacturer Rebate for # 321-0216, End Date 03/31/2021, Max Qty. 600, Q-00004090, 87210 Solar CenTex LLC | -13.21 |  | No | Other | Shippable | 0 |  | Not Applicable as per Item Classification |  | Not Applicable
953-5414 | 953-5414 | SPA, Manufacturer Rebate for # 480-0124, End Date 03/31/2021, Max Qty. 24, Q-00004089, 87210 Solar CenTex LLC | -555.56 |  | No | Other | Shippable | 0 |  | Not Applicable as per Item Classification |  | Not Applicable
953-5415 | 953-5415 | SPA, Enphase Manufacturer Rebate for # 480-0123, End Date 03/31/2021, Max Qty. 4, Q-00004089, 87210 Solar CenTex LLC | -397.78 |  | No | Other | Shippable | 0 |  | Not Applicable as per Item Classification |  | Not Applicable
953-5416 | 953-5416 | SPA, Manufacturer Rebate for # 480-0124, End Date 03/31/2021, Max Qty. 14, Q-00005657, 4203118 speir innovations | -887.78 |  | No | Other | Shippable | 0 |  | Not Applicable as per Item Classification |  | Not Applicable
953-5417 | 953-5417 | SPA, Enphase Manufacturer Rebate for # 480-0123, End Date 03/31/2021, Max Qty. 8, Q-00005657, 4203118 speir innovations | -536.67 |  | No | Other | Shippable | 0 |  | Not Applicable as per Item Classification |  | Not Applicable
953-5418 | 953-5418 | SPA, IRONRIDGE Manufacturer Rebate for # DS-260-0093, End Date 9/31/21, Max Qty. , , 203377 Krannich Solar West LLC | -0.4 |  | No | Other | Shippable | 0 |  | Not Applicable as per Item Classification |  | Not Applicable
953-5419 | 953-5419 | SPA, Enphase Manufacturer Rebate for # 321-0215, End Date 06/30/2021, Max Qty. 4000, Q-00005439, 4204793 Allen Electric Inc. | -21.51 |  | No | Other | Shippable | 0 |  | Not Applicable as per Item Classification |  | Not Applicable
953-5420 | 953-5420 | SPA, ENPHASE Manufacturer Rebate for # 480-0124, End Date 03/31/2021, Max Qty. 3, Q-00005584, 5840 BDS | -462.78 |  | No | Other | Shippable | 0 |  | Not Applicable as per Item Classification |  | Not Applicable
953-5421 | 953-5421 | SPA, ENPHASE Manufacturer Rebate for # 480-0123, End Date 03/31/2021, Max Qty. 1, Q-00005584, 5840 BDS | -161.67 |  | No | Other | Shippable | 0 |  | Not Applicable as per Item Classification |  | Not Applicable
953-5422 | 953-5422 | SPA, Solaria Manufacturer Rebate for # 110-1247, End Date 06/30/2021, Max Qty. , Platinum, 4202934 Platinum Sales Group, LLC dba SunStor Solar | -46.48 |  | No | Other | Shippable | 0 |  | Not Applicable as per Item Classification |  | Not Applicable
953-5423 | 953-5423 | SPA, Solaria Corp Manufacturer Rebate for # 110-1176, End Date 03/31/2001, Max Qty. , Diamond, 4203842 Bell Electrical Systems LLC | -62.96 |  | No | Other | Shippable | 0 |  | Not Applicable as per Item Classification |  | Not Applicable
953-5424 | 953-5424 | SPA, Solaria Manufacturer Rebate for # 110-1247, End Date 06/30/2021, Max Qty. , Solaria Platinum, 8095 MATSON SERVICES | -46.48 |  | No | Other | Shippable | 0 |  | Not Applicable as per Item Classification |  | Not Applicable
953-5425 | 953-5425 | SPA, Enphase Manufacturer Rebate for # 321-0223, End Date 03/31/2021, Max Qty. 500, Q-00004611, 3853 Unbound Renewable Energy Inc dba Unbound Solar | -21.86 |  | No | Other | Shippable | 0 |  | Not Applicable as per Item Classification |  | Not Applicable
953-5426 | 953-5426 | SPA, Enphase Manufacturer Rebate for # 321-0216, End Date 03/31/2021, Max Qty. 2000, Q-00002846, | -19.64 |  | No | Other | Shippable | 0 |  | Not Applicable as per Item Classification |  | Not Applicable
953-5427 | 953-5427 | SPA, Manufacturer Rebate for # 110-1176, End Date 03/30/2021, Max Qty. 700, Platinum, 17808 Streamline Solar Power Systems, LLC | -45.76 |  | No | Other | Shippable | 0 |  | Not Applicable as per Item Classification |  | Not Applicable
953-5428 | 953-5428 | SPA, Manufacturer Rebate for # 110-1247, End Date 03/30/2021, Max Qty. 700, Platinum, 17808 Streamline Solar Power Systems, LLC | -54.48 |  | No | Other | Shippable | 0 |  | Not Applicable as per Item Classification |  | Not Applicable
953-5429 | 953-5429 | SPA, Solaria Manufacturer Rebate for # 110-1254, End Date 03/31/2021, Max Qty. 500, Premium, 88279 Illuminate Solar Company | -53.46 |  | No | Other | Shippable | 0 |  | Not Applicable as per Item Classification |  | Not Applicable
953-5430 | 953-5430 | SPA, Enphase Manufacturer Rebate for # 480-0124, End Date 06/30/2021, Max Qty. N/A, Q-00005755, 121162 Staples Energy | -366.19 |  | No | Other | Shippable | 0 |  | Not Applicable as per Item Classification |  | Not Applicable
953-5431 | 953-5431 | SPA, Enphase Manufacturer Rebate for # 480-0123, End Date 06/30/2021, Max Qty. N/A, Q-00005755, 121162 Staples Energy | -266.22 |  | No | Other | Shippable | 0 |  | Not Applicable as per Item Classification |  | Not Applicable
953-5432 | 953-5432 | SPA, enphase Manufacturer Rebate for # 480-0124, End Date 03/31/2021, Max Qty. 800, Q-00005011, 4204197 SolKraft Inc. | -2592.7 |  | No | Other | Shippable | 0 |  | Not Applicable as per Item Classification |  | Not Applicable
953-5433 | 953-5433 | SPA, enphase Manufacturer Rebate for # 580-0146, End Date 03/31/2021, Max Qty. 800, Q-00005011, 4204197 SolKraft Inc. | -138.39 |  | No | Other | Shippable | 0 |  | Not Applicable as per Item Classification |  | Not Applicable
953-5434 | 953-5434 | SPA, Solaria Manufacturer Rebate for # 110-1153, End Date 03/31/2021, Max Qty. 700, Platinum, 17808 Streamline Solar Power Systems, LLC | -35.67 |  | No | Other | Shippable | 0 |  | Not Applicable as per Item Classification |  | Not Applicable
953-5435 | 953-5435 | SPA, Panasonic Manufacturer Rebate for # 110-1264, End Date 03/31/2021, Max Qty. N/A, Panasonic SPA, 89872 - Elevation Solar LLC | -54.65 |  | No | Other | Shippable | 0 |  | Not Applicable as per Item Classification |  | Not Applicable
953-5436 | 953-5436 | SPA, IronRidge Manufacturer Rebate for # 270-0152, End Date 03/01/2022, Max Qty. , 9/25 SPA LOU from IronRidge, 4202957 Meraki Solar LLC | -0.29103 |  | No | Other | Shippable | 0 |  | Not Applicable as per Item Classification |  | Not Applicable
953-5437 | 953-5437 | SPA, IronRidge Manufacturer Rebate for # 270-0161, End Date 03/01/2022, Max Qty. , 9/25 SPA LOU from IronRidge, 4202957 Meraki Solar LLC | -3.1276 |  | No | Other | Shippable | 0 |  | Not Applicable as per Item Classification |  | Not Applicable
953-5438 | 953-5438 | SPA, IronRidge Manufacturer Rebate for # 260-0102, End Date 03/01/2022, Max Qty. , 9/25 SPA LOU from IronRidge, 4202957 Meraki Solar LLC | -0.70862 |  | No | Other | Shippable | 0 |  | Not Applicable as per Item Classification |  | Not Applicable
953-5439 | 953-5439 | SPA, IronRidge Manufacturer Rebate for # 590-0115, End Date 03/01/2022, Max Qty. , 9/25 SPA LOU from IronRidge, 4202957 Meraki Solar LLC | -0.78804 |  | No | Other | Shippable | 0 |  | Not Applicable as per Item Classification |  | Not Applicable
953-5440 | 953-5440 | SPA, IronRidge Manufacturer Rebate for # 590-0117, End Date 03/01/2022, Max Qty. , 9/25 SPA LOU from IronRidge, 4202957 Meraki Solar LLC | -1.3302 |  | No | Other | Shippable | 0 |  | Not Applicable as per Item Classification |  | Not Applicable
953-5441 | 953-5441 | SPA, IronRidge Manufacturer Rebate for # 260-0110, End Date 03/01/2022, Max Qty. , 9/25 SPA LOU from IronRidge, 4202957 Meraki Solar LLC | -0.21492 |  | No | Other | Shippable | 0 |  | Not Applicable as per Item Classification |  | Not Applicable
953-5442 | 953-5442 | SPA, IronRidge Manufacturer Rebate for # 211-0098, End Date 03/01/2022, Max Qty. , 9/25 SPA LOU from IronRidge, 4202957 Meraki Solar LLC | -1.5063 |  | No | Other | Shippable | 0 |  | Not Applicable as per Item Classification |  | Not Applicable
953-5443 | 953-5443 | SPA, IronRidge Manufacturer Rebate for # 590-0116 , End Date 03/01/2022, Max Qty. , 9/25 SPA LOU from IronRidge, 4202957 Meraki Solar LLC | -0.5246 |  | No | Other | Shippable | 0 |  | Not Applicable as per Item Classification |  | Not Applicable
953-5444 | 953-5444 | SPA, IronRidge Manufacturer Rebate for # 212-0002, End Date 03/01/2022, Max Qty. , 9/25 SPA LOU from IronRidge, 4202957 Meraki Solar LLC | -1.6758 |  | No | Other | Shippable | 0 |  | Not Applicable as per Item Classification |  | Not Applicable
953-5445 | 953-5445 | SPA, IronRidge Manufacturer Rebate for # 212-0005, End Date 03/01/2022, Max Qty. , 9/25 SPA LOU from IronRidge, 4202957 Meraki Solar LLC | -1.764 |  | No | Other | Shippable | 0 |  | Not Applicable as per Item Classification |  | Not Applicable
953-5446 | 953-5446 | SPA, IronRidge Manufacturer Rebate for # 211-0481, End Date 03/01/2022, Max Qty. , 9/25 SPA LOU from IronRidge, 4202957 Meraki Solar LLC | -3.2534 |  | No | Other | Shippable | 0 |  | Not Applicable as per Item Classification |  | Not Applicable
953-5447 | 953-5447 | SPA, IronRidge Manufacturer Rebate for # 211-0482, End Date 03/01/2022, Max Qty. , 9/25 SPA LOU from IronRidge, 4202957 Meraki Solar LLC | -3.4493 |  | No | Other | Shippable | 0 |  | Not Applicable as per Item Classification |  | Not Applicable
953-5448 | 953-5448 | SPA, IronRidge Manufacturer Rebate for # 211-0483, End Date 03/01/2022, Max Qty. , 9/25 SPA LOU from IronRidge, 4202957 Meraki Solar LLC | -3.6395 |  | No | Other | Shippable | 0 |  | Not Applicable as per Item Classification |  | Not Applicable
953-5449 | 953-5449 | SPA, IronRidge Manufacturer Rebate for # 211-0484, End Date 03/01/2022, Max Qty. , 9/25 SPA LOU from IronRidge, 4202957 Meraki Solar LLC | -3.8375 |  | No | Other | Shippable | 0 |  | Not Applicable as per Item Classification |  | Not Applicable
953-5450 | 953-5450 | SPA, IronRidge Manufacturer Rebate for # 211-0485, End Date 03/01/2022, Max Qty. , 9/25 SPA LOU from IronRidge, 4202957 Meraki Solar LLC | -4.0256 |  | No | Other | Shippable | 0 |  | Not Applicable as per Item Classification |  | Not Applicable
953-5451 | 953-5451 | SPA, IronRidge Manufacturer Rebate for # 210-0998, End Date 03/01/2022, Max Qty. , 3/9 SPA LOU from Jeff Ryan, 4202957 Meraki Solar LLC | -2.44 |  | No | Other | Shippable | 0 |  | Not Applicable as per Item Classification |  | Not Applicable
953-5452 | 953-5452 | SPA, IronRidge Manufacturer Rebate for # 210-1025, End Date 03/01/2022, Max Qty. , 3/9 SPA LOU from Jeff Ryan, 4202957 Meraki Solar LLC | -2.9244 |  | No | Other | Shippable | 0 |  | Not Applicable as per Item Classification |  | Not Applicable
953-5453 | 953-5453 | SPA, IronRidge Manufacturer Rebate for # 210-0999, End Date 03/01/2022, Max Qty. , 3/9 SPA LOU from Jeff Ryan, 4202957 Meraki Solar LLC | -3.1073 |  | No | Other | Shippable | 0 |  | Not Applicable as per Item Classification |  | Not Applicable
953-5454 | 953-5454 | SPA, IronRidge Manufacturer Rebate for # 210-1026, End Date 03/01/2022, Max Qty. , 3/9 SPA LOU from Jeff Ryan, 4202957 Meraki Solar LLC | -3.725 |  | No | Other | Shippable | 0 |  | Not Applicable as per Item Classification |  | Not Applicable
953-5455 | 953-5455 | SPA, IronRidge Manufacturer Rebate for # 210-1000, End Date 03/01/2022, Max Qty. , 3/9 SPA LOU from Jeff Ryan, 4202957 Meraki Solar LLC | -3.7689 |  | No | Other | Shippable | 0 |  | Not Applicable as per Item Classification |  | Not Applicable
953-5456 | 953-5456 | SPA, IronRidge Manufacturer Rebate for # 210-1027, End Date 03/01/2022, Max Qty. , 3/9 SPA LOU from Jeff Ryan, 4202957 Meraki Solar LLC | -4.5198 |  | No | Other | Shippable | 0 |  | Not Applicable as per Item Classification |  | Not Applicable
953-5457 | 953-5457 | SPA, IronRidge Manufacturer Rebate for # 210-1001, End Date 03/01/2022, Max Qty. , 3/9 SPA LOU from Jeff Ryan, 4202957 Meraki Solar LLC | -3.368 |  | No | Other | Shippable | 0 |  | Not Applicable as per Item Classification |  | Not Applicable
953-5458 | 953-5458 | SPA, IronRidge Manufacturer Rebate for # 210-1002, End Date 03/01/2022, Max Qty. , 3/9 SPA LOU from Jeff Ryan, 4202957 Meraki Solar LLC | -3.9518 |  | No | Other | Shippable | 0 |  | Not Applicable as per Item Classification |  | Not Applicable
953-5459 | 953-5459 | SPA, IronRidge Manufacturer Rebate for # 210-1003, End Date 03/01/2022, Max Qty. , 3/9 SPA LOU from Jeff Ryan, 4202957 Meraki Solar LLC | -4.2834 |  | No | Other | Shippable | 0 |  | Not Applicable as per Item Classification |  | Not Applicable
953-5460 | 953-5460 | SPA, IronRidge Manufacturer Rebate for # 210-1004, End Date 03/01/2022, Max Qty. , 9/25 SPA LOU from IronRidge, 4202957 Meraki Solar LLC | -5.0259 |  | No | Other | Shippable | 0 |  | Not Applicable as per Item Classification |  | Not Applicable
953-5461 | 953-5461 | SPA, IronRidge Manufacturer Rebate for # 210-1005, End Date 03/01/2022, Max Qty. , 3/9 SPA LOU from Jeff Ryan, 4202957 Meraki Solar LLC | -5.2088 |  | No | Other | Shippable | 0 |  | Not Applicable as per Item Classification |  | Not Applicable
953-5462 | 953-5462 | SPA, IronRidge Manufacturer Rebate for # 210-1006, End Date 03/01/2022, Max Qty. , 3/9 SPA LOU from Jeff Ryan, 4202957 Meraki Solar LLC | -6.1057 |  | No | Other | Shippable | 0 |  | Not Applicable as per Item Classification |  | Not Applicable
953-5463 | 953-5463 | SPA, IronRidge Manufacturer Rebate for # 210-1007, End Date 03/01/2022, Max Qty. , 3/9 SPA LOU from Jeff Ryan, 4202957 Meraki Solar LLC | -5.0296 |  | No | Other | Shippable | 0 |  | Not Applicable as per Item Classification |  | Not Applicable
953-5464 | 953-5464 | SPA, IronRidge Manufacturer Rebate for # 210-1008, End Date 03/01/2022, Max Qty. , 3/9 SPA LOU from Jeff Ryan, 4202957 Meraki Solar LLC | -6.3918 |  | No | Other | Shippable | 0 |  | Not Applicable as per Item Classification |  | Not Applicable
953-5465 | 953-5465 | SPA, IronRidge Manufacturer Rebate for # 210-1009, End Date 03/01/2022, Max Qty. , 3/9 SPA LOU from Jeff Ryan, 4202957 Meraki Solar LLC | -7.744 |  | No | Other | Shippable | 0 |  | Not Applicable as per Item Classification |  | Not Applicable
953-5466 | 953-5466 | SPA, IronRidge Manufacturer Rebate for # 270-1033, End Date 03/01/2022, Max Qty. , 3/9 SPA LOU from Jeff Ryan, 4202957 Meraki Solar LLC | -0.81 |  | No | Other | Shippable | 0 |  | Not Applicable as per Item Classification |  | Not Applicable
953-5467 | 953-5467 | SPA, Enphase Manufacturer Rebate for # 480-0123, End Date 03/31/2021, Max Qty. 5, Q-00005737, 203176 Energy Solutions Direct | -675.56 |  | No | Other | Shippable | 0 |  | Not Applicable as per Item Classification |  | Not Applicable
953-5468 | 953-5468 | SPA, Enphase Manufacturer Rebate for # 480-0124, End Date 03/31/2021, Max Qty. 5, Q-00005737, 203176 Energy Solutions Direct | -1110 |  | No | Other | Shippable | 0 |  | Not Applicable as per Item Classification |  | Not Applicable
953-5469 | 953-5469 | SPA,Enphase Manufacturer Rebate for # 480-0124, End Date 03/31/2021, Max Qty. 90, Q-00005786, 6900 Aberration, Inc. dba South Texas Solar Systems, Inc | -1823.65 |  | No | Other | Shippable | 0 |  | Not Applicable as per Item Classification |  | Not Applicable
953-5470 | 953-5470 | SPA,Enphase Manufacturer Rebate for # 480-0123, End Date 03/31/2021, Max Qty. 90, Q-00005786, 6900 Aberration, Inc. dba South Texas Solar Systems, Inc | -841.02 |  | No | Other | Shippable | 0 |  | Not Applicable as per Item Classification |  | Not Applicable
953-5471 | 953-5471 | SPA, Enphase Manufacturer Rebate for # 480-0124, End Date 03/31/2021, Max Qty. 24, Q-00005809, 87210 Solar CenTex LLC | -888.89 |  | No | Other | Shippable | 0 |  | Not Applicable as per Item Classification |  | Not Applicable
953-5472 | 953-5472 | SPA, Enphase Manufacturer Rebate for # 580-0146, End Date 03/31/2021, Max Qty. 24, Q-00005809, 87210 Solar CenTex LLC | -623.91 |  | No | Other | Shippable | 0 |  | Not Applicable as per Item Classification |  | Not Applicable
953-5473 | 953-5473 | SPA, Enphase Manufacturer Rebate for # 321-0215, End Date 06/30/2021, Max Qty. 5, Q-00005659, 4202957 Meraki Solar LLC | -29.14 |  | No | Other | Shippable | 0 |  | Not Applicable as per Item Classification |  | Not Applicable
953-5474 | 953-5474 | SPA, Enphase Manufacturer Rebate for # 321-0216, End Date 06/30/2021, Max Qty. 28000, Q-00005659, 4202957 Meraki Solar LLC | -30.58 |  | No | Other | Shippable | 0 |  | Not Applicable as per Item Classification |  | Not Applicable
953-5475 | 953-5475 | SPA, Enphase Manufacturer Rebate for # 480-0124, End Date 03/31/2021, Max Qty. 65, Q-00005737, 4202957 Meraki Solar LLC | -1110 |  | No | Other | Shippable | 0 |  | Not Applicable as per Item Classification |  | Not Applicable
953-5476 | 953-5476 | SPA, Enphase Manufacturer Rebate for # 480-0123, End Date 03/31/2021, Max Qty. 65, Q-00005737, 4202957 Meraki Solar LLC | -675.56 |  | No | Other | Shippable | 0 |  | Not Applicable as per Item Classification |  | Not Applicable
953-5477 | 953-5477 | SPA, Enphase Manufacturer Rebate for # 580-0146, End Date 03/31/2021, Max Qty. 40, Q-00005767, 7121 Solar Alternatives Inc | -624 |  | No | Other | Shippable | 0 |  | Not Applicable as per Item Classification |  | Not Applicable
953-5478 | 953-5478 | SPA, Enphase Manufacturer Rebate for # 480-0124, End Date 03/31/2021, Max Qty. 30, Q-00003961, 89424 Creative Solar USA Inc | -1776.67 |  | No | Other | Shippable | 0 |  | Not Applicable as per Item Classification |  | Not Applicable
953-5479 | 953-5479 | SPA, Enphase Manufacturer Rebate for # 480-0123, End Date 03/31/2021, Max Qty. 30, Q-00003961, 89424 Creative Solar USA Inc | -897.78 |  | No | Other | Shippable | 0 |  | Not Applicable as per Item Classification |  | Not Applicable
953-5480 | 953-5480 | SPA, Enphase Manufacturer Rebate for # 580-0146, End Date 03/31/2021, Max Qty. 30, Q-00003961, 89424 Creative Solar USA Inc | -588.89 |  | No | Other | Shippable | 0 |  | Not Applicable as per Item Classification |  | Not Applicable
953-5481 | 953-5481 | SPA, Enphase Manufacturer Rebate for # 321-0215, End Date 03/31/2021, Max Qty. , Q-00003961, 89424 Creative Solar USA Inc | -13.83 |  | No | Other | Shippable | 0 |  | Not Applicable as per Item Classification |  | Not Applicable
953-5482 | 953-5482 | SPA, Enphase Manufacturer Rebate for # 321-0216, End Date 03/31/2021, Max Qty. , Q-00003961, 89424 Creative Solar USA Inc | -13.21 |  | No | Other | Shippable | 0 |  | Not Applicable as per Item Classification |  | Not Applicable
953-5483 | 953-5483 | "SPA, Unirac Manufacturer Rebate for # 210-1030, End Date 12/31/2021, Max Qty. , Unirac-RE, 4204807 RE Supply" | -5.3 |  | No | Other | Shippable | 0 |  | Not Applicable as per Item Classification |  | Not Applicable
953-5484 | 953-5484 | SPA, Generac Manufacturer Rebate for # 310-0044, End Date 12/31/2021, Max Qty. , Generac SPA Creative Solar , 89424 Creative Solar USA Inc | -439.68 |  | No | Other | Shippable | 0 |  | Not Applicable as per Item Classification |  | Not Applicable
953-5485 | 953-5485 | SPA, Generac Manufacturer Rebate for # 330-0026, End Date 12/31/2021, Max Qty. , Generac SPA Creative Solar , 89424 Creative Solar USA Inc | -669.06 |  | No | Other | Shippable | 0 |  | Not Applicable as per Item Classification |  | Not Applicable
953-5486 | 953-5486 | SPA, Generac Manufacturer Rebate for # 580-0147, End Date 12/31/2021, Max Qty. , Generac SPA Creative Solar , 89424 Creative Solar USA Inc | -6.37 |  | No | Other | Shippable | 0 |  | Not Applicable as per Item Classification |  | Not Applicable
953-5487 | 953-5487 | SPA, Generac Manufacturer Rebate for # 565-0024, End Date 12/31/2021, Max Qty. , Generac SPA Creative Solar , 89424 Creative Solar USA Inc | -68.37 |  | No | Other | Shippable | 0 |  | Not Applicable as per Item Classification |  | Not Applicable
953-5488 | 953-5488 | SPA, Generac Manufacturer Rebate for # 450-0167, End Date 12/31/2021, Max Qty. , Generac SPA Creative Solar , 89424 Creative Solar USA Inc | -13.83 |  | No | Other | Shippable | 0 |  | Not Applicable as per Item Classification |  | Not Applicable
953-5489 | 953-5489 | SPA, Generac Manufacturer Rebate for # 577-0227, End Date 12/31/2021, Max Qty. , Generac SPA Creative Solar , 89424 Creative Solar USA Inc | -22.81 |  | No | Other | Shippable | 0 |  | Not Applicable as per Item Classification |  | Not Applicable
953-5490 | 953-5490 | SPA, Generac Manufacturer Rebate for # 577-0228, End Date 12/31/2021, Max Qty. , Generac SPA Creative Solar , 89424 Creative Solar USA Inc | -41.53 |  | No | Other | Shippable | 0 |  | Not Applicable as per Item Classification |  | Not Applicable
953-5491 | 953-5491 | SPA, IRONRIDGE Manufacturer Rebate for # DS-260-0175, End Date 9/31/21, Max Qty. , IR Lou Krannich East , 4202954 Krannich Solar East LLC | -0.38 |  | No | Other | Shippable | 0 |  | Not Applicable as per Item Classification |  | Not Applicable
953-5492 | 953-5492 | SPA, IRONRIDGE Manufacturer Rebate for # 260-0175, End Date 9/31/21, Max Qty. , IR Lou Krannich East , 4202954 Krannich Solar East LLC | -0.31 |  | No | Other | Shippable | 0 |  | Not Applicable as per Item Classification |  | Not Applicable
953-5493 | 953-5493 | SPA, Panasonic Manufacturer Rebate for # 110-1127, End Date 03/31/2021, Max Qty. , Panasonic SPA Celestial Solar, 203330 Celestial Solar Innovations LLC | -21.76 |  | No | Other | Shippable | 0 |  | Not Applicable as per Item Classification |  | Not Applicable
953-5494 | 953-5494 | SPA, Panasonic Manufacturer Rebate for # 110-1264, End Date 03/31/2021, Max Qty. , Panasonic SPA Celestial Solar, 203330 Celestial Solar Innovations LLC | -7.65 |  | No | Other | Shippable | 0 |  | Not Applicable as per Item Classification |  | Not Applicable
953-5495 | 953-5495 | SPA, Panasonic Manufacturer Rebate for # 110-1223, End Date 03/31/2021, Max Qty. , Panasonic SPA Celestial Solar, 203330 Celestial Solar Innovations LLC | -19.65 |  | No | Other | Shippable | 0 |  | Not Applicable as per Item Classification |  | Not Applicable
953-5496 | 953-5496 | SPA, Panasonic Manufacturer Rebate for # 110-1203, End Date 03/31/2021, Max Qty. , Panasonic SPA Celestial Solar, 203330 Celestial Solar Innovations LLC | -21.35 |  | No | Other | Shippable | 0 |  | Not Applicable as per Item Classification |  | Not Applicable
953-5497 | 953-5497 | SPA, Panasonic Manufacturer Rebate for # 112-0008, End Date 03/31/2021, Max Qty. , Panasonic SPA Celestial Solar, 203330 Celestial Solar Innovations LLC | -36.3 |  | No | Other | Shippable | 0 |  | Not Applicable as per Item Classification |  | Not Applicable
953-5498 | 953-5498 | SPA, Unirac Manufacturer Rebate for # 210-1080, End Date 12/31/2021, Max Qty. , Unirac SPA Sierra Pacific, 4462 SIERRA PACIFIC HOME & COMFORT, INC | -9.88 |  | No | Other | Shippable | 0 |  | Not Applicable as per Item Classification |  | Not Applicable
953-5499 | 953-5499 | SPA, Enphase Manufacturer Rebate for # 321-0216, End Date 03/31/2021, Max Qty. 2500, Q-00004102, 6900 Aberration, Inc. dba South Texas Solar Systems, Inc. | -26.04 |  | No | Other | Shippable | 0 |  | Not Applicable as per Item Classification |  | Not Applicable
953-5500 | 953-5500 | SPA, Enphase Manufacturer Rebate for # 321-0219, End Date 03/31/2021, Max Qty. 2500, Q-00004102, 6900 Aberration, Inc. dba South Texas Solar Systems, Inc. | -26.84 |  | No | Other | Shippable | 0 |  | Not Applicable as per Item Classification |  | Not Applicable
953-5501 | 953-5501 | SPA, IronRidge Manufacturer Rebate for # 211-0095, End Date 03/01/2022, Max Qty. , 3/9 SPA LOU from Jeff Ryan, 4202957 Meraki Solar LLC | -0.4 |  | No | Other | Shippable | 0 |  | Not Applicable as per Item Classification |  | Not Applicable
953-5502 | 953-5502 | SPA, IronRidge Manufacturer Rebate for # 220-0350, End Date 03/01/2022, Max Qty. , 3/9 SPA LOU from Jeff Ryan, 4202957 Meraki Solar LLC | -4.24 |  | No | Other | Shippable | 0 |  | Not Applicable as per Item Classification |  | Not Applicable
953-5503 | 953-5503 | SPA, IronRidge Manufacturer Rebate for # 220-0716, End Date 03/01/2022, Max Qty. , 3/9 SPA LOU from Jeff Ryan, 4202957 Meraki Solar LLC | -0.71 |  | No | Other | Shippable | 0 |  | Not Applicable as per Item Classification |  | Not Applicable
953-5504 | 953-5504 | SPA, IronRidge Manufacturer Rebate for # 220-0360, End Date 03/01/2022, Max Qty. , 3/9 SPA LOU from Jeff Ryan, 4202957 Meraki Solar LLC | -13.16 |  | No | Other | Shippable | 0 |  | Not Applicable as per Item Classification |  | Not Applicable
953-5505 | 953-5505 | SPA, IronRidge Manufacturer Rebate for # 260-0101, End Date 03/01/2022, Max Qty. , 3/9 SPA LOU from Jeff Ryan, 4202957 Meraki Solar LLC | -0.55 |  | No | Other | Shippable | 0 |  | Not Applicable as per Item Classification |  | Not Applicable
953-5506 | 953-5506 | SPA, IronRidge Manufacturer Rebate for # 260-0109, End Date 03/01/2022, Max Qty. , 3/9 SPA LOU from Jeff Ryan, 4202957 Meraki Solar LLC | -0.18 |  | No | Other | Shippable | 0 |  | Not Applicable as per Item Classification |  | Not Applicable
953-5507 | 953-5507 | SPA, ENPHASE ENERGY Manufacturer Rebate for # 480-0124, End Date 03/31/2021, Max Qty. 12, Q-00006043, 4203842 Bell Electrical Systems LLC | -1137.78 |  | No | Other | Shippable | 0 |  | Not Applicable as per Item Classification |  | Not Applicable
953-5508 | 953-5508 | SPA, ENPHASE ENERGY Manufacturer Rebate for # 480-0123, End Date 03/31/2021, Max Qty. 12, Q-00006043, 4203842 Bell Electrical Systems LLC | -411.67 |  | No | Other | Shippable | 0 |  | Not Applicable as per Item Classification |  | Not Applicable
953-5509 | 953-5509 | SPA, mission Manufacturer Rebate for # 110-1274, End Date 06/30/2021, Max Qty. 1000, Texas Solar Integrated – Soligent Distribution, LLC, 4203896 Texas Solar Integrated | -22.66 |  | No | Other | Shippable | 0 |  | Not Applicable as per Item Classification |  | Not Applicable
953-5510 | 953-5510 | SPA, Enphase Manufacturer Rebate for # 321-0215, End Date 03/31/2021, Max Qty. 13000, Q-00005316, 4204656 Singlepoint Direct Solar, LLC dba Direct Solar of America | -17.65 |  | No | Other | Shippable | 0 |  | Not Applicable as per Item Classification |  | Not Applicable
953-5511 | 953-5511 | SPA, Enphase Manufacturer Rebate for # 321-0216, End Date 03/31/2021, Max Qty. 13000, Q-00005316, 4204656 Singlepoint Direct Solar, LLC dba Direct Solar of America | -16.29 |  | No | Other | Shippable | 0 |  | Not Applicable as per Item Classification |  | Not Applicable
953-5512 | 953-5512 | SPA, SolarEdge Manufacturer Rebate for # 565-0229, End Date 12/31/2021, Max Qty. , SOL651, 89630 MB Haynes Corporation | -8.25 |  | No | Other | Shippable | 0 |  | Not Applicable as per Item Classification |  | Not Applicable
953-5513 | 953-5513 | SPA, Enphase Manufacturer Rebate for # 480-0124, End Date 06/30/2021, Max Qty. 60, Q-00006064, 89950 Urban Solar Group | -1700 |  | No | Other | Shippable | 0 |  | Not Applicable as per Item Classification |  | Not Applicable
953-5514 | 953-5514 | SPA, Enphase Manufacturer Rebate for # 480-0123, End Date 06/30/2021, Max Qty. 5, Q-00006064, 89950 Urban Solar Group | -608 |  | No | Other | Shippable | 0 |  | Not Applicable as per Item Classification |  | Not Applicable
953-5515 | 953-5515 | SPA, Enphase Manufacturer Rebate for # 580-0146, End Date 06/30/2021, Max Qty. 30, Q-00006064, 89950 Urban Solar Group | -150 |  | No | Other | Shippable | 0 |  | Not Applicable as per Item Classification |  | Not Applicable
953-5516 | 953-5516 | SPA, Enphase Manufacturer Rebate for # 321-0215, End Date 06/30/2021, Max Qty. 5, Q-00006064, 89950 Urban Solar Group | -17.15 |  | No | Other | Shippable | 0 |  | Not Applicable as per Item Classification |  | Not Applicable
953-5517 | 953-5517 | SPA, Enphase Manufacturer Rebate for # 321-0223, End Date 06/30/2021, Max Qty. 1000, Q-00006064, 89950 Urban Solar Group | -20.3 |  | No | Other | Shippable | 0 |  | Not Applicable as per Item Classification |  | Not Applicable
953-5518 | 953-5518 | SPA, Enphase Manufacturer Rebate for # 321-0216, End Date 06/30/2021, Max Qty. 1, Q-00006064, 89950 Urban Solar Group | -25.09 |  | No | Other | Shippable | 0 |  | Not Applicable as per Item Classification |  | Not Applicable
953-5519 | 953-5519 | SPA, Solaria Manufacturer Rebate for # 110-1222, End Date 06/30/2021, Max Qty. , Platinum, 9520 Sustainable Energy Group | -59.65 |  | No | Other | Shippable | 0 |  | Not Applicable as per Item Classification |  | Not Applicable
953-5520 | 953-5520 | SPA, Solaria Manufacturer Rebate for # 110-1254, End Date 06/30/2021, Max Qty. , Platinum, 31018 Nippon Energy Inc | -32 |  | No | Other | Shippable | 0 |  | Not Applicable as per Item Classification |  | Not Applicable
953-5521 | 953-5521 | SPA, Solaria Manufacturer Rebate for # 110-1222, End Date 06/30/2021, Max Qty. , Platinum, 31018 Nippon Energy Inc | -29.6 |  | No | Other | Shippable | 0 |  | Not Applicable as per Item Classification |  | Not Applicable
953-5522 | 953-5522 | SPA, Enphase Manufacturer Rebate for # 480-0124, End Date 6/31/2021, Max Qty. 14, Q-00006227, 4203118 speir innovations | -887.78 |  | No | Other | Soligent De-listing | 0 |  | Not Applicable as per Item Classification |  | Not Applicable
953-5523 | 953-5523 | SPA, Enphase Manufacturer Rebate for # 480-0123, End Date 6/31/2021, Max Qty. 8, Q-00006227, 4203118 speir innovations | -536.67 |  | No | Other | Soligent De-listing | 0 |  | Not Applicable as per Item Classification |  | Not Applicable
953-5524 | 953-5524 | SPA, Enphase Manufacturer Rebate for # 321-0215, End Date 6/31/2021, Max Qty. 800, Q-00006219, 4204140 solar solutions of America | -9.36 |  | No | Other | Shippable | 0 |  | Not Applicable as per Item Classification |  | Not Applicable
953-5525 | 953-5525 | SPA, Enphase Manufacturer Rebate for # 321-0216, End Date 6/31/2021, Max Qty. 800, Q-00006219, 4204140 solar solutions of America | -9.36 |  | No | Other | Shippable | 0 |  | Not Applicable as per Item Classification |  | Not Applicable
953-5526 | 953-5526 | SPA, Enphase Manufacturer Rebate for # 321-0216, End Date 09/14/2021, Max Qty. 1000, Q-00006422, 4204197 SolKraft Inc. | -26.16 |  | No | Other | Shippable | 0 |  | Not Applicable as per Item Classification |  | Not Applicable
953-5527 | 953-5527 | SPA, Enphase Manufacturer Rebate for # 321-0215, End Date 09/14/2021, Max Qty. 22000, Q-00006422, 4204197 SolKraft Inc. | -25.36 |  | No | Other | Shippable | 0 |  | Not Applicable as per Item Classification |  | Not Applicable
953-5528 | 953-5528 | SPA, Enphase Manufacturer Rebate for # 321-0215, End Date 06/30/2021, Max Qty. 7000, Q-00006194, 203176 Energy Solutions Direct | -34.06 |  | No | Other | Shippable | 0 |  | Not Applicable as per Item Classification |  | Not Applicable
953-5529 | 953-5529 | SPA, Enphase Manufacturer Rebate for # 321-0216, End Date 06/30/2021, Max Qty. 7000, Q-00006194, 203176 Energy Solutions Direct | -20.91 |  | No | Other | Shippable | 0 |  | Not Applicable as per Item Classification |  | Not Applicable
953-5530 | 953-5530 | SPA, Enphase Manufacturer Rebate for # 321-0219, End Date 06/30/2021, Max Qty. 7000, Q-00006194, 203176 Energy Solutions Direct | -27.97 |  | No | Other | Shippable | 0 |  | Not Applicable as per Item Classification |  | Not Applicable
953-5531 | 953-5531 | SPA, Enphase Manufacturer Rebate for # 480-0123, End Date 06/30/2021, Max Qty. 5, Q-00006194, 203176 Energy Solutions Direct | -675.56 |  | No | Other | Shippable | 0 |  | Not Applicable as per Item Classification |  | Not Applicable
953-5532 | 953-5532 | SPA, Enphase Manufacturer Rebate for # 480-0124, End Date 06/30/2021, Max Qty. 5, Q-00006194, 203176 Energy Solutions Direct | -1110 |  | No | Other | Shippable | 0 |  | Not Applicable as per Item Classification |  | Not Applicable
953-5533 | 953-5533 | SPA, Enphase Manufacturer Rebate for # 480-0124, End Date 03/31/2021, Max Qty. 3, Q-00006248, 83685 Beach Cities Solar Inc | -310 |  | No | Other | Shippable | 0 |  | Not Applicable as per Item Classification |  | Not Applicable
953-5534 | 953-5534 | SPA, Enphase Manufacturer Rebate for # 480-0123, End Date 03/31/2021, Max Qty. 3, Q-00006248, 83685 Beach Cities Solar Inc | -250 |  | No | Other | Shippable | 0 |  | Not Applicable as per Item Classification |  | Not Applicable
953-5535 | 953-5535 | SPA, ENPHASE ENERGY Manufacturer Rebate for # 321-0223, End Date 06/30/2021, Max Qty. 1000, Q-00006443, 4203842 Bell Electrical Systems LLC | -21.11 |  | No | Other | Shippable | 0 |  | Not Applicable as per Item Classification |  | Not Applicable
953-5536 | 953-5536 | SPA, ENPHASE ENERGY Manufacturer Rebate for # 321-0216, End Date 06/30/2021, Max Qty. 1500, Q-00006443, 4203842 Bell Electrical Systems LLC | -19.72 |  | No | Other | Shippable | 0 |  | Not Applicable as per Item Classification |  | Not Applicable
953-5537 | 953-5537 | SPA, ENPHASE ENERGY Manufacturer Rebate for # 480-0124, End Date 06/30/2021, Max Qty. 20, Q-00006443, 4203842 Bell Electrical Systems LLC | -1137.78 |  | No | Other | Shippable | 0 |  | Not Applicable as per Item Classification |  | Not Applicable
953-5538 | 953-5538 | SPA, ENPHASE ENERGY Manufacturer Rebate for # 480-0123, End Date 06/30/2021, Max Qty. 10, Q-00006443, 4203842 Bell Electrical Systems LLC | -411.67 |  | No | Other | Shippable | 0 |  | Not Applicable as per Item Classification |  | Not Applicable
953-5539 | 953-5539 | SPA, Enphase Manufacturer Rebate for # 480-0124, End Date 06/30/2021, Max Qty. 4, Q-00006448, 83062 GTI Solar Construction | -492.78 |  | No | Other | Shippable | 0 |  | Not Applicable as per Item Classification |  | Not Applicable
953-5540 | 953-5540 | SPA, Enphase Manufacturer Rebate for # 480-0123, End Date 06/30/2021, Max Qty. 2, Q-00006448, 83062 GTI Solar Construction | -291.67 |  | No | Other | Shippable | 0 |  | Not Applicable as per Item Classification |  | Not Applicable
953-5541 | 953-5541 | SPA, Panasonic Manufacturer Rebate for # 110-1264, End Date 03/31/2021, Max Qty. , Panasonic SPA SOL UP , 6516 SOL-UP USA LLC | -57.65 |  | No | Other | Shippable | 0 |  | Not Applicable as per Item Classification |  | Not Applicable
953-5542 | 953-5542 | SPA, Enphase Manufacturer Rebate for # 321-0215, End Date 6/31/2021, Max Qty. 2200, Q-00006226, 4203118 speir innovations | -20.36 |  | No | Other | Shippable | 0 |  | Not Applicable as per Item Classification |  | Not Applicable
953-5543 | 953-5543 | SPA, Enphase Manufacturer Rebate for # 321-0223, End Date 6/31/2021, Max Qty. 500, Q-00006226, 4203118 speir innovations | -18.86 |  | No | Other | Shippable | 0 |  | Not Applicable as per Item Classification |  | Not Applicable
953-5544 | 953-5544 | SPA, Enphase Manufacturer Rebate for # 321-0216, End Date 6/31/2021, Max Qty. 300, Q-00006226, 4203118 speir innovations | -19.14 |  | No | Other | Shippable | 0 |  | Not Applicable as per Item Classification |  | Not Applicable
953-5545 | 953-5545 | SPA, Solaria Corp Manufacturer Rebate for # 110-1222, End Date 06/30/2021, Max Qty. , Diamond , 4203842 Bell Electrical Systems LLC | -79.55 |  | No | Other | Shippable | 0 |  | Not Applicable as per Item Classification |  | Not Applicable
953-5546 | 953-5546 | SPA, Solaria Corp Manufacturer Rebate for # 110-1254, End Date 06/30/2021, Max Qty. , Diamond , 4203842 Bell Electrical Systems LLC | -77.46 |  | No | Other | Shippable | 0 |  | Not Applicable as per Item Classification |  | Not Applicable
953-5547 | 953-5547 | SPA, Panasonic Manufacturer Rebate for # 112-0008, End Date 06/30/2021, Max Qty. 500kw, Panasonic American Array Q2 20121, 88596 American Array Solar | -42.82 |  | No | Other | Shippable | 0 |  | Not Applicable as per Item Classification |  | Not Applicable
953-5548 | 953-5548 | SPA, Panasonic Manufacturer Rebate for # 110-1127, End Date 06/30/2021, Max Qty. 500kw, Panasonic American Array Q2 20121, 88596 American Array Solar | -27.56 |  | No | Other | Shippable | 0 |  | Not Applicable as per Item Classification |  | Not Applicable
953-5549 | 953-5549 | SPA, Panasonic Manufacturer Rebate for # 110-1203, End Date 06/30/2021, Max Qty. 500kw, Panasonic American Array Q2 20121, 88596 American Array Solar | -28.35 |  | No | Other | Shippable | 0 |  | Not Applicable as per Item Classification |  | Not Applicable
953-5550 | 953-5550 | SPA, Panasonic Manufacturer Rebate for # 110-1264, End Date 12/31/2021, Max Qty. 250kw, Panasonic FirstPV Inc dba SolarUnion Q1-21, 80786 FirstPV Inc dba SolarUnion | -30.1 |  | No | Other | Shippable | 0 |  | Not Applicable as per Item Classification |  | Not Applicable
953-5551 | 953-5551 | SPA, Panasonic Manufacturer Rebate for # 110-1265, End Date 12/31/2021, Max Qty. 250kw, Panasonic FirstPV Inc dba SolarUnion Q1-21, 80786 FirstPV Inc dba SolarUnion | -31.78 |  | No | Other | Shippable | 0 |  | Not Applicable as per Item Classification |  | Not Applicable
953-5552 | 953-5552 | SPA, Solaria Manufacturer Rebate for # 110-1247, End Date 06/30/2021, Max Qty. 500, Premium, 88279 Illuminate Solar Company | -53.25 |  | No | Other | Shippable | 0 |  | Not Applicable as per Item Classification |  | Not Applicable
953-5553 | 953-5553 | SPA, Solaria Manufacturer Rebate for # 110-1222, End Date 06/30/2021, Max Qty. 500, Premium, 88279 Illuminate Solar Company | -56.46 |  | No | Other | Shippable | 0 |  | Not Applicable as per Item Classification |  | Not Applicable
953-5554 | 953-5554 | SPA, Solaria Manufacturer Rebate for # 110-1254, End Date 06/30/2021, Max Qty. 500, Premium, 88279 Illuminate Solar Company | -52.46 |  | No | Other | Shippable | 0 |  | Not Applicable as per Item Classification |  | Not Applicable
953-5555 | 953-5555 | SPA, Enphase Manufacturer Rebate for # 321-0215, End Date 06/30/2021, Max Qty. 1200, Q-00006593, 88596 American Array Solar | -16.76 |  | No | Other | Shippable | 0 |  | Not Applicable as per Item Classification |  | Not Applicable
953-5556 | 953-5556 | SPA, Enphase Manufacturer Rebate for # 321-0216, End Date 06/30/2021, Max Qty. 500, Q-00006593, 88596 American Array Solar | -17.14 |  | No | Other | Shippable | 0 |  | Not Applicable as per Item Classification |  | Not Applicable
953-5557 | 953-5557 | SPA, Enphase Manufacturer Rebate for # 321-0219, End Date 06/30/2021, Max Qty. 100, Q-00006593, 88596 American Array Solar | -17.37 |  | No | Other | Shippable | 0 |  | Not Applicable as per Item Classification |  | Not Applicable
953-5558 | 953-5558 | SPA, Enphase Manufacturer Rebate for # 321-0223, End Date 06/30/2021, Max Qty. 200, Q-00006593, 88596 American Array Solar | -17.96 |  | No | Other | Shippable | 0 |  | Not Applicable as per Item Classification |  | Not Applicable
953-5559 | 953-5559 | SPA, Enphase Manufacturer Rebate for # 480-0124, End Date 06/30/2021, Max Qty. 10, Q-00006593, 88596 American Array Solar | -792.78 |  | No | Other | Shippable | 0 |  | Not Applicable as per Item Classification |  | Not Applicable
953-5560 | 953-5560 | SPA, Enphase Manufacturer Rebate for # 480-0123, End Date 06/30/2021, Max Qty. 5, Q-00006593, 88596 American Array Solar | -321.67 |  | No | Other | Shippable | 0 |  | Not Applicable as per Item Classification |  | Not Applicable
953-5561 | 953-5561 | SPA, Enphase Manufacturer Rebate for # 480-0124, End Date 06/30/2021, Max Qty. 15, Q-00007173, 4204589 Urban Energy Inc | -719.78 |  | No | Other | Shippable | 0 |  | Not Applicable as per Item Classification |  | Not Applicable
953-5562 | 953-5562 | SPA, Enphase Manufacturer Rebate for # 480-0123, End Date 06/30/2021, Max Qty. 10, Q-00007173, 4204589 Urban Energy Inc | -296.67 |  | No | Other | Shippable | 0 |  | Not Applicable as per Item Classification |  | Not Applicable
953-5563 | 953-5563 | SPA, Enphase Manufacturer Rebate for # 480-0124, End Date 06/30/2021, Max Qty. 20, Q-00006641, 8426 High Definition Solar | -812.78 |  | No | Other | Shippable | 0 |  | Not Applicable as per Item Classification |  | Not Applicable
953-5564 | 953-5564 | SPA, Enphase Manufacturer Rebate for # 480-0123, End Date 06/30/2021, Max Qty. 5, Q-00006641, 8426 High Definition Solar | -368.67 |  | No | Other | Shippable | 0 |  | Not Applicable as per Item Classification |  | Not Applicable
953-5565 | 953-5565 | SPA, Enphase Manufacturer Rebate for # 321-0215, End Date 06/30/2021, Max Qty. 1000, Q-00006641, 8426 High Definition Solar | -18.56 |  | No | Other | Shippable | 0 |  | Not Applicable as per Item Classification |  | Not Applicable
953-5566 | 953-5566 | SPA, Enphase Manufacturer Rebate for # 321-0216, End Date 06/30/2021, Max Qty. 400, Q-00006641, 8426 High Definition Solar | -18.94 |  | No | Other | Shippable | 0 |  | Not Applicable as per Item Classification |  | Not Applicable
953-5567 | 953-5567 | SPA, Enphase Manufacturer Rebate for # 321-0223, End Date 06/30/2021, Max Qty. 100, Q-00006641, 8426 High Definition Solar | -19.26 |  | No | Other | Shippable | 0 |  | Not Applicable as per Item Classification |  | Not Applicable
953-5568 | 953-5568 | SPA, Panasonic Manufacturer Rebate for # 110-1223, End Date 06/30/2021, Max Qty. 250, SPA - 3.27.2021, 4204872 Barron Heating and AC | -32.5 |  | No | Other | Shippable | 0 |  | Not Applicable as per Item Classification |  | Not Applicable
953-5569 | 953-5569 | SPA, Panasonic Manufacturer Rebate for # 110-1127, End Date 06/30/2021, Max Qty. 250, SPA - 3.27.2021, 4204872 Barron Heating and AC | -16.5 |  | No | Other | Shippable | 0 |  | Not Applicable as per Item Classification |  | Not Applicable
953-5570 | 953-5570 | SPA, Panasonic Manufacturer Rebate for # 110-1203, End Date 06/30/2021, Max Qty. 250, SPA - 3.27.2021, 4204872 Barron Heating and AC | -17 |  | No | Other | Shippable | 0 |  | Not Applicable as per Item Classification |  | Not Applicable
953-5571 | 953-5571 | SPA, Panasonic Manufacturer Rebate for # 110-1264, End Date 06/30/2021, Max Qty. 250, SPA - 3.27.2021, 4204872 Barron Heating and AC | -43.2 |  | No | Other | Shippable | 0 |  | Not Applicable as per Item Classification |  | Not Applicable
953-5572 | 953-5572 | SPA, Panasonic Manufacturer Rebate for # 112-0008, End Date 06/30/2021, Max Qty. 250, SPA - 3.27.2021, 4204872 Barron Heating and AC | -33 |  | No | Other | Shippable | 0 |  | Not Applicable as per Item Classification |  | Not Applicable
953-5573 | 953-5573 | SPA, Enphase Manufacturer Rebate for # 321-0215, End Date 06/30/2021, Max Qty. 600, Q-00006922, 30870 Icon Solar Power | -14.36 |  | No | Other | Shippable | 0 |  | Not Applicable as per Item Classification |  | Not Applicable
953-5574 | 953-5574 | SPA, Enphase Manufacturer Rebate for # 321-0216, End Date 06/30/2021, Max Qty. 1000, Q-00006922, 30870 Icon Solar Power | -21.64 |  | No | Other | Shippable | 0 |  | Not Applicable as per Item Classification |  | Not Applicable
953-5575 | 953-5575 | SPA, Enphase Manufacturer Rebate for # 480-0124, End Date 06/30/2021, Max Qty. 20, Q-00006304, 27628 Harvest Solar MT | -1000 |  | No | Other | Shippable | 0 |  | Not Applicable as per Item Classification |  | Not Applicable
953-5576 | 953-5576 | SPA, Enphase Manufacturer Rebate for # 321-0215, End Date 06/30/2021, Max Qty. 1000, Q-00006303, 27630 Harvest Solar MT | -10.22 |  | No | Other | Shippable | 0 |  | Not Applicable as per Item Classification |  | Not Applicable
953-5577 | 953-5577 | SPA, Enphase Manufacturer Rebate for # 321-0216, End Date 06/30/2021, Max Qty. 1000, Q-00006303, 27630 Harvest Solar MT | -9.36 |  | No | Other | Shippable | 0 |  | Not Applicable as per Item Classification |  | Not Applicable
953-5578 | 953-5578 | SPA, ENPHASE Manufacturer Rebate for # 480-0124, End Date 06/30/2021, Max Qty. 25, Q-00006435, 4970 R & R Solar Supply | -737.78 |  | No | Other | Shippable | 0 |  | Not Applicable as per Item Classification |  | Not Applicable
953-5579 | 953-5579 | SPA, ENPHASE Manufacturer Rebate for # 480-0123, End Date 06/30/2021, Max Qty. 5, Q-00006435, 4970 R & R Solar Supply | -461.67 |  | No | Other | Shippable | 0 |  | Not Applicable as per Item Classification |  | Not Applicable
953-5580 | 953-5580 | SPA, Enphase Manufacturer Rebate for # 321-0223, End Date 06/30/2021, Max Qty. 2000, Q-00006474, 3853 Unbound Renewable Energy Inc dba Unbound Solar | -21.86 |  | No | Other | Shippable | 0 |  | Not Applicable as per Item Classification |  | Not Applicable
953-5581 | 953-5581 | SPA, Enphase Manufacturer Rebate for # 321-0216, End Date 06/30/2021, Max Qty. 500, Q-00006474, 3853 Unbound Renewable Energy Inc dba Unbound Solar | -19.64 |  | No | Other | Shippable | 0 |  | Not Applicable as per Item Classification |  | Not Applicable
953-5582 | 953-5582 | SPA, Enphase Manufacturer Rebate for # 480-0124, End Date 06/30/2021, Max Qty. 30, Q-00006474, 3853 Unbound Renewable Energy Inc dba Unbound Solar | -1061.69 |  | No | Other | Shippable | 0 |  | Not Applicable as per Item Classification |  | Not Applicable
953-5583 | 953-5583 | SPA, Enphase Manufacturer Rebate for # 480-0123, End Date 06/30/2021, Max Qty. 15, Q-00006474, | -425.8 |  | No | Other | Shippable | 0 |  | Not Applicable as per Item Classification |  | Not Applicable
953-5584 | 953-5584 | SPA, Enphase Manufacturer Rebate for # 321-0215, End Date 06/30/2021, Max Qty. 17000, Q-00006244, 4203978 Zenith Security | -31.38 |  | No | Other | Shippable | 0 |  | Not Applicable as per Item Classification |  | Not Applicable
953-5585 | 953-5585 | SPA, Enphase Manufacturer Rebate for # 321-0223, End Date 06/30/2021, Max Qty. 1000, Q-00006244, 4203978 Zenith Security | -28.86 |  | No | Other | Shippable | 0 |  | Not Applicable as per Item Classification |  | Not Applicable
953-5586 | 953-5586 | SPA, Enphase Manufacturer Rebate for # 321-0216, End Date 06/30/2021, Max Qty. 200, Q-00006244, 4203978 Zenith Security | -26.59 |  | No | Other | Shippable | 0 |  | Not Applicable as per Item Classification |  | Not Applicable
953-5587 | 953-5587 | SPA, Enphase Manufacturer Rebate for # 480-0124, End Date 06/30/2021, Max Qty. 30, Q-00006032, 89424 Creative Solar USA Inc | -1776.67 |  | No | Other | Shippable | 0 |  | Not Applicable as per Item Classification |  | Not Applicable
953-5588 | 953-5588 | SPA, Enphase Manufacturer Rebate for # 480-0123, End Date 06/30/2021, Max Qty. 30, Q-00006032, 89424 Creative Solar USA Inc | -897.78 |  | No | Other | Shippable | 0 |  | Not Applicable as per Item Classification |  | Not Applicable
953-5589 | 953-5589 | SPA, Enphase Manufacturer Rebate for # 580-0146, End Date 06/30/2021, Max Qty. 30, Q-00006032, 89424 Creative Solar USA Inc | -588.89 |  | No | Other | Shippable | 0 |  | Not Applicable as per Item Classification |  | Not Applicable
953-5590 | 953-5590 | SPA, Enphase Manufacturer Rebate for # 321-0215, End Date 06/30/2021, Max Qty. 1000, Q-00006032, 89424 Creative Solar USA Inc | -13.83 |  | No | Other | Shippable | 0 |  | Not Applicable as per Item Classification |  | Not Applicable
953-5591 | 953-5591 | SPA, Enphase Manufacturer Rebate for # 321-0216, End Date 06/30/2021, Max Qty. 5, Q-00006032, 89424 Creative Solar USA Inc | -13.21 |  | No | Other | Shippable | 0 |  | Not Applicable as per Item Classification |  | Not Applicable
953-5592 | 953-5592 | **DO not use** | -79.55 |  | No | Other | Shippable | 0 |  | Not Applicable as per Item Classification |  | Not Applicable
953-5593 | 953-5593 | SPA, Solaria Corp Manufacturer Rebate for # 110-1222, End Date 06/30/2021, Max Qty. , Diamond, 4203842 Bell Electrical Systems LLC | -59.75 |  | No | Other | Shippable | 0 |  | Not Applicable as per Item Classification |  | Not Applicable
953-5594 | 953-5594 | SPA, Solaria Corp Manufacturer Rebate for # 110-1254, End Date 06/30/2021, Max Qty. , Diamond, 4203842 Bell Electrical Systems LLC | -77.46 |  | No | Other | Shippable | 0 |  | Not Applicable as per Item Classification |  | Not Applicable
953-5595 | 953-5595 | SPA, IronRidge Manufacturer Rebate for # 211-0498, End Date 03/01/2022, Max Qty. , 9/25 SPA LOU from IronRidge, 4202957 Meraki Solar LLC | -1.65 |  | No | Other | Shippable | 0 |  | Not Applicable as per Item Classification |  | Not Applicable
953-5596 | 953-5596 | SPA, Enphase Manufacturer Rebate for # 480-0124, End Date 06/30/2021, Max Qty. 4, Q-00006464, 7774 RADIANT SOLAR TECHNOLOGY | -492.78 |  | No | Other | Shippable | 0 |  | Not Applicable as per Item Classification |  | Not Applicable
953-5597 | 953-5597 | SPA, Enphase Manufacturer Rebate for # 480-0123, End Date 06/30/2021, Max Qty. 2, Q-00006464, 7774 RADIANT SOLAR TECHNOLOGY | -291.67 |  | No | Other | Shippable | 0 |  | Not Applicable as per Item Classification |  | Not Applicable
953-5598 | 953-5598 | SPA, ENPHASE Manufacturer Rebate for # 480-0124, End Date 06/30/2021, Max Qty. 10, Q-00006420, 5840 BDS | -497.78 |  | No | Other | Shippable | 0 |  | Not Applicable as per Item Classification |  | Not Applicable
953-5599 | 953-5599 | SPA, ENPHASE Manufacturer Rebate for # 480-0123, End Date 06/30/2021, Max Qty. 5, Q-00006420, 5840 BDS | -161.67 |  | No | Other | Shippable | 0 |  | Not Applicable as per Item Classification |  | Not Applicable
953-5600 | 953-5600 | SPA, ENPHASE Manufacturer Rebate for # 480-0124, End Date 06/30/2021, Max Qty. 25, Q-00006486, 8008 STELLAR ENERGY GP, Inc | -785.78 |  | No | Other | Shippable | 0 |  | Not Applicable as per Item Classification |  | Not Applicable
953-5601 | 953-5601 | SPA, ENPHASE Manufacturer Rebate for # 480-0123, End Date 06/30/2021, Max Qty. 10, Q-00006486, 8008 STELLAR ENERGY GP, Inc | -296.67 |  | No | Other | Shippable | 0 |  | Not Applicable as per Item Classification |  | Not Applicable
953-5602 | 953-5602 | SPA, Enphase Manufacturer Rebate for # 480-0124, End Date 06/30/2021, Max Qty. 2, Q-00006469, 5931 Richards Distributing Inc dba RES Alaska, Inc. | -492.78 |  | No | Other | Shippable | 0 |  | Not Applicable as per Item Classification |  | Not Applicable
953-5603 | 953-5603 | SPA, Enphase Manufacturer Rebate for # 480-0123, End Date 06/30/2021, Max Qty. 2, Q-00006469, 5931 Richards Distributing Inc dba RES Alaska, Inc. | -291.67 |  | No | Other | Shippable | 0 |  | Not Applicable as per Item Classification |  | Not Applicable
953-5604 | 953-5604 | SPA, Enphase Manufacturer Rebate for # 321-0215, End Date 06/30/2021, Max Qty. 200, Q-00006469, 5931 Richards Distributing Inc dba RES Alaska, Inc. | -5.68 |  | No | Other | Shippable | 0 |  | Not Applicable as per Item Classification |  | Not Applicable
953-5605 | 953-5605 | SPA, Enphase Manufacturer Rebate for # 321-0216, End Date 06/30/2021, Max Qty. 400, Q-00006469, 5931 Richards Distributing Inc dba RES Alaska, Inc. | -5.69 |  | No | Other | Shippable | 0 |  | Not Applicable as per Item Classification |  | Not Applicable
953-5606 | 953-5606 | SPA, ENPHASE Manufacturer Rebate for # 480-0124, End Date 06/30/2021, Max Qty. 10, Q-00007172, 4203145 Living Content Group dba Sum Solar | -637.78 |  | No | Other | Shippable | 0 |  | Not Applicable as per Item Classification |  | Not Applicable
953-5607 | 953-5607 | SPA, ENPHASE Manufacturer Rebate for # 480-0123, End Date 06/30/2021, Max Qty. 5, Q-00007172, 4203145 Living Content Group dba Sum Solar | -257.67 |  | No | Other | Shippable | 0 |  | Not Applicable as per Item Classification |  | Not Applicable
953-5608 | 953-5608 | SPA, Solaria Manufacturer Rebate for # 110-1247, End Date 06/30/2021, Max Qty. 1000, Platinum, 3563 Sebastopol Heat & Cool DBA ZeroEA | -62.75 |  | No | Other | Shippable | 0 |  | Not Applicable as per Item Classification |  | Not Applicable
953-5609 | 953-5609 | SPA, Solaria Manufacturer Rebate for # 110-1222, End Date 06/30/2021, Max Qty. 1000, Platinum, 3563 Sebastopol Heat & Cool DBA ZeroEA | -64.75 |  | No | Other | Shippable | 0 |  | Not Applicable as per Item Classification |  | Not Applicable
953-5610 | 953-5610 | SPA, Solaria Manufacturer Rebate for # 110-1254, End Date 06/30/2021, Max Qty. 1000, Platinum, 3563 Sebastopol Heat & Cool DBA ZeroEA | -61.46 |  | No | Other | Shippable | 0 |  | Not Applicable as per Item Classification |  | Not Applicable
953-5611 | 953-5611 | SPA, Enphase Manufacturer Rebate for # 480-0124, End Date 06/30/2021, Max Qty. 15, Q-00006644, 88279 Illuminate Solar Co | -792.78 |  | No | Other | Shippable | 0 |  | Not Applicable as per Item Classification |  | Not Applicable
953-5612 | 953-5612 | SPA, Enphase Manufacturer Rebate for # 480-0123, End Date 06/30/2021, Max Qty. 5, Q-00006644, 88279 Illuminate Solar Co | -386.67 |  | No | Other | Shippable | 0 |  | Not Applicable as per Item Classification |  | Not Applicable
953-5613 | 953-5613 | SPA, Enphase Manufacturer Rebate for # 321-0223, End Date 06/30/2021, Max Qty. 200, Q-00006644, 88279 Illuminate Solar Co | -5.86 |  | No | Other | Shippable | 0 |  | Not Applicable as per Item Classification |  | Not Applicable
953-5614 | 953-5614 | SPA, Enphase Manufacturer Rebate for # 321-0216, End Date 06/30/2021, Max Qty. 300, Q-00006644, 88279 Illuminate Solar Co | -5.14 |  | No | Other | Shippable | 0 |  | Not Applicable as per Item Classification |  | Not Applicable
953-5615 | 953-5615 | SPA, SolarEdge Manufacturer Rebate for # 330-0545, End Date 03/31/2022, Max Qty. , SE SPA Elevating Sales Corp SOL983, 4204784 Elevating Sales Corporation | -300 |  | No | Other | Shippable | 0 |  | Not Applicable as per Item Classification |  | Not Applicable
953-5616 | 953-5616 | SPA, SolarEdge Manufacturer Rebate for # 330-0568, End Date 03/31/2022, Max Qty. , SE SPA Elevating Sales Corp SOL983, 4204784 Elevating Sales Corporation | -300 |  | No | Other | Shippable | 0 |  | Not Applicable as per Item Classification |  | Not Applicable
953-5617 | 953-5617 | SPA, SolarEdge Manufacturer Rebate for # 565-0234, End Date 03/31/2022, Max Qty. , SE SPA Elevating Sales Corp SOL983, 4204784 Elevating Sales Corporation | -9.5 |  | No | Other | Shippable | 0 |  | Not Applicable as per Item Classification |  | Not Applicable
953-5618 | 953-5618 | SPA, Panasonic Manufacturer Rebate for # 112-0008, End Date 06/30/2021, Max Qty. 250kw, Panasonic FirstPV Inc dba SolarUnion Q2-21, 80786 FirstPV Inc dba SolarUnion | -17.02 |  | No | Other | Shippable | 0 |  | Not Applicable as per Item Classification |  | Not Applicable
953-5619 | 953-5619 | SPA, Panasonic Manufacturer Rebate for # 110-1127, End Date 06/30/2021, Max Qty. 250kw, Panasonic FirstPV Inc dba SolarUnion Q2-21, 80786 FirstPV Inc dba SolarUnion | -50.76 |  | No | Other | Shippable | 0 |  | Not Applicable as per Item Classification |  | Not Applicable
953-5620 | 953-5620 | SPA, Panasonic Manufacturer Rebate for # 110-1203, End Date 06/30/2021, Max Qty. 250kw, Panasonic FirstPV Inc dba SolarUnion Q2-21, 80786 FirstPV Inc dba SolarUnion | -52.35 |  | No | Other | Shippable | 0 |  | Not Applicable as per Item Classification |  | Not Applicable
953-5621 | 953-5621 | SPA, Panasonic Manufacturer Rebate for # 110-1264, End Date 06/30/2021, Max Qty. 250kw, Panasonic FirstPV Inc dba SolarUnion Q2-21, 80786 FirstPV Inc dba SolarUnion | -38.05 |  | No | Other | Shippable | 0 |  | Not Applicable as per Item Classification |  | Not Applicable
953-5622 | 953-5622 | SPA, Panasonic Manufacturer Rebate for # 110-1265, End Date 06/30/2021, Max Qty. 250kw, Panasonic FirstPV Inc dba SolarUnion Q2-21, 80786 FirstPV Inc dba SolarUnion | -31.07 |  | No | Other | Shippable | 0 |  | Not Applicable as per Item Classification |  | Not Applicable
953-5623 | 953-5623 | SPA, Panasonic Manufacturer Rebate for # 112-0008, End Date 06/30/2021, Max Qty. 500kw, Panasonic American Array Q2 20121, 88596 American Array Solar | -42.82 |  | No | Other | Shippable | 0 |  | Not Applicable as per Item Classification |  | Not Applicable
953-5624 | 953-5624 | SPA, Panasonic Manufacturer Rebate for # 110-1127, End Date 06/30/2021, Max Qty. 500kw, Panasonic American Array Q2 20121, 88596 American Array Solar | -27.56 |  | No | Other | Shippable | 0 |  | Not Applicable as per Item Classification |  | Not Applicable
953-5625 | 953-5625 | SPA, Panasonic Manufacturer Rebate for # 110-1203, End Date 06/30/2021, Max Qty. 500kw, Panasonic American Array Q2 20121, 88596 American Array Solar | -28.35 |  | No | Other | Shippable | 0 |  | Not Applicable as per Item Classification |  | Not Applicable
953-5626 | 953-5626 | SPA, Panasonic Manufacturer Rebate for # 110-1264, End Date 12/31/2021, Max Qty. 250kw, Panasonic FirstPV Inc dba SolarUnion Q1-21, 80786 FirstPV Inc dba SolarUnion | -30.1 |  | No | Other | Shippable | 0 |  | Not Applicable as per Item Classification |  | Not Applicable
953-5627 | 953-5627 | SPA, Panasonic Manufacturer Rebate for # 110-1265, End Date 12/31/2021, Max Qty. 250kw, Panasonic FirstPV Inc dba SolarUnion Q1-21, 80786 FirstPV Inc dba SolarUnion | -23.07 |  | No | Other | Shippable | 0 |  | Not Applicable as per Item Classification |  | Not Applicable
953-5628 | 953-5628 | SPA, Panasonic Manufacturer Rebate for # 110-1264, End Date 6/31/21, Max Qty. , Panasonic SPA SOL-UP USA , 6516 SOL-UP USA LLC | -57.65 |  | No | Other | Shippable | 0 |  | Not Applicable as per Item Classification |  | Not Applicable
953-5629 | 953-5629 | SPA, Enphase Manufacturer Rebate for # 480-0124, End Date 06/30/2021, Max Qty. 10, Q-00007296, 2625 PACIFIC BLUE SOLAR, INC | -750 |  | No | Other | Shippable | 0 |  | Not Applicable as per Item Classification |  | Not Applicable
953-5630 | 953-5630 | SPA, Enphase Manufacturer Rebate for # 480-0123, End Date 06/30/2021, Max Qty. 4, Q-00007296, 2625 PACIFIC BLUE SOLAR, INC | -250 |  | No | Other | Shippable | 0 |  | Not Applicable as per Item Classification |  | Not Applicable
953-5631 | 953-5631 | SPA, Enphase Manufacturer Rebate for # 480-0124, End Date 06/30/2021, Max Qty. N/A, Q-00007338, 80666 - SOUTHERN CALIFORNIA ENERGY ALTERNATIVES | -721.11 |  | No | Other | Shippable | 0 |  | Not Applicable as per Item Classification |  | Not Applicable
953-5632 | 953-5632 | SPA, Enphase Manufacturer Rebate for # 480-0123, End Date 06/30/2021, Max Qty. N/A, Q-00007338, 80666 - SOUTHERN CALIFORNIA ENERGY ALTERNATIVES | -450.45 |  | No | Other | Shippable | 0 |  | Not Applicable as per Item Classification |  | Not Applicable
953-5633 | 953-5633 | SPA, Enphase Manufacturer Rebate for # 321-0219, End Date 06/30/2021, Max Qty. N/A, Q-00006015, 80349 - Option One Corporation | -12.3 |  | No | Other | Shippable | 0 |  | Not Applicable as per Item Classification |  | Not Applicable
953-5634 | 953-5634 | SPA, Enphase Manufacturer Rebate for # 321-0216, End Date 06/30/2021, Max Qty. N/A, Q-00006015, 80349 - Option One Corporation | -12.14 |  | No | Other | Shippable | 0 |  | Not Applicable as per Item Classification |  | Not Applicable
953-5635 | 953-5635 | SPA, Enphase Manufacturer Rebate for # 321-0223, End Date 06/30/2021, Max Qty. N/A, Q-00006015, 80349 - Option One Corporation | -10.66 |  | No | Other | Shippable | 0 |  | Not Applicable as per Item Classification |  | Not Applicable
953-5636 | 953-5636 | SPA, Enphase Manufacturer Rebate for # 480-0124, End Date 06/30/2021, Max Qty. N/A, Q-00006015, 80349 - Option One Corporation | -13.36 |  | No | Other | Shippable | 0 |  | Not Applicable as per Item Classification |  | Not Applicable
953-5637 | 953-5637 | SPA, ENPHASE ENERGY Manufacturer Rebate for # 321-0215, End Date 06/30/2021, Max Qty. 2000, Q-00005997, 203669 Mynt Solar | -13.51 |  | No | Other | Shippable | 0 |  | Not Applicable as per Item Classification |  | Not Applicable
953-5638 | 953-5638 | SPA, ENPHASE ENERGY Manufacturer Rebate for # 321-0216, End Date 06/30/2021, Max Qty. 500, Q-00005997, 203669 Mynt Solar | -13.21 |  | No | Other | Shippable | 0 |  | Not Applicable as per Item Classification |  | Not Applicable
953-5639 | 953-5639 | SPA, ENPHASE ENERGY Manufacturer Rebate for # 480-0124, End Date 06/30/2021, Max Qty. 5, Q-00005996, 203669 Mynt Solar | -1637.78 |  | No | Other | Shippable | 0 |  | Not Applicable as per Item Classification |  | Not Applicable
953-5640 | 953-5640 | SPA, ENPHASE ENERGY Manufacturer Rebate for # 480-0123, End Date 06/30/2021, Max Qty. 5, Q-00005996, 203669 Mynt Solar | -786.67 |  | No | Other | Shippable | 0 |  | Not Applicable as per Item Classification |  | Not Applicable
953-5641 | 953-5641 | SPA, Enphase Manufacturer Rebate for # 480-0124, End Date 06/30/2021, Max Qty. 2, Q-00006341, 29591 Missouri Solar Solutions | -333.34 |  | No | Other | Shippable | 0 |  | Not Applicable as per Item Classification |  | Not Applicable
953-5642 | 953-5642 | SPA, Enphase Manufacturer Rebate for # 480-0123, End Date 06/30/2021, Max Qty. 2, Q-00006341, 29591 Missouri Solar Solutions | -397.78 |  | No | Other | Shippable | 0 |  | Not Applicable as per Item Classification |  | Not Applicable
953-5643 | 953-5643 | SPA, Enphase IQ7 Manufacturer Rebate for # 321-0215, End Date 06/30/2021, Max Qty. 300, Q-00006159, 4204658 Premier Aesthetix Installation and Construction LLC | -8.15 |  | No | Other | Shippable | 0 |  | Not Applicable as per Item Classification |  | Not Applicable
953-5644 | 953-5644 | SPA, Enphase IQ7+ Manufacturer Rebate for # 321-0216, End Date 06/30/2021, Max Qty. 250, Q-00006159, 4204658 Premier Aesthetix Installation and Construction LLC | -8.01 |  | No | Other | Shippable | 0 |  | Not Applicable as per Item Classification |  | Not Applicable
953-5645 | 953-5645 | SPA, IQ7 Manufacturer Rebate for # 321-0215, End Date 06/30/2021, Max Qty. 150, Q-00006211, 87210 Solar CenTex LLC | -13.83 |  | No | Other | Shippable | 0 |  | Not Applicable as per Item Classification |  | Not Applicable
953-5646 | 953-5646 | SPA, IQ7+ Manufacturer Rebate for # 321-0216, End Date 06/30/2021, Max Qty. 600, Q-00006211, 87210 Solar CenTex LLC | -13.21 |  | No | Other | Shippable | 0 |  | Not Applicable as per Item Classification |  | Not Applicable
953-5647 | 953-5647 | SPA, IQ7+ Manufacturer Rebate for # 321-0216, End Date 06/30/2021, Max Qty. 2500, Q-00006223, 6900 Aberration, Inc. dba South Texas Solar Systems, Inc. | -26.04 |  | No | Other | Shippable | 0 |  | Not Applicable as per Item Classification |  | Not Applicable
953-5648 | 953-5648 | SPA, IQ7X Manufacturer Rebate for # 321-0219, End Date 06/30/2021, Max Qty. 2500, Q-00006223, 6900 Aberration, Inc. dba South Texas Solar Systems, Inc. | -26.84 |  | No | Other | Shippable | 0 |  | Not Applicable as per Item Classification |  | Not Applicable
953-5649 | 953-5649 | SPA, IQ7 Manufacturer Rebate for # 321-0215, End Date 06/30/2021, Max Qty. 1, Q-00006223, 6900 Aberration, Inc. dba South Texas Solar Systems, Inc. | -26.66 |  | No | Other | Shippable | 0 |  | Not Applicable as per Item Classification |  | Not Applicable
953-5650 | 953-5650 | SPA, Enphase Manufacturer Rebate for # 321-0215, End Date 6/31/2021, Max Qty. 2400, Q-00007257, 7290 SONRAY CONSTRUCTION, INC. | -13.61 |  | No | Other | Shippable | 0 |  | Not Applicable as per Item Classification |  | Not Applicable
953-5651 | 953-5651 | SPA, Enphase Manufacturer Rebate for # 321-0216, End Date 6/31/2021, Max Qty. 600, Q-00007257, 7290 SONRAY CONSTRUCTION, INC. | -13.89 |  | No | Other | Shippable | 0 |  | Not Applicable as per Item Classification |  | Not Applicable
953-5652 | 953-5652 | SPA, Panasonic Manufacturer Rebate for#110-1127, End Date 6/31/2021, Max Qty., Panasonic SPA Addy Electric, 80371 Addy Electric | -44.06 |  | No | Other | Shippable | 0 |  | Not Applicable as per Item Classification |  | Not Applicable
953-5653 | 953-5653 | SPA, Panasonic Manufacturer Rebate for # 110-1203 , End Date 6/31/2021, Max Qty. , Panasonic SPA Addy Electric, 80371 Addy Electric | -45.85 |  | No | Other | Shippable | 0 |  | Not Applicable as per Item Classification |  | Not Applicable
953-5654 | 953-5654 | SPA, Panasonic Manufacturer Rebate for # 110-1264, End Date 6/31/2021, Max Qty. , Panasonic SPA Addy Electric, 80371 Addy Electric | -44.05 |  | No | Other | Shippable | 0 |  | Not Applicable as per Item Classification |  | Not Applicable
953-5655 | 953-5655 | SPA, Enphase Manufacturer Rebate for # 321-0215, End Date 06/30/2021, Max Qty. 1000, Q-00006647, 203742 Ilum Solar | -13.36 |  | No | Other | Shippable | 0 |  | Not Applicable as per Item Classification |  | Not Applicable
953-5656 | 953-5656 | SPA, Enphase Manufacturer Rebate for # 321-0216, End Date 06/30/2021, Max Qty. 200, Q-00006647, 203742 Ilum Solar | -13.14 |  | No | Other | Shippable | 0 |  | Not Applicable as per Item Classification |  | Not Applicable
953-5657 | 953-5657 | SPA, Enphase Manufacturer Rebate for # 321-0223, End Date 06/30/2021, Max Qty. 200, Q-00006647, 203742 Ilum Solar | -15.16 |  | No | Other | Shippable | 0 |  | Not Applicable as per Item Classification |  | Not Applicable
953-5658 | 953-5658 | SPA, Enphase Manufacturer Rebate for # 480-0124 , End Date 06/30/2021, Max Qty. 10, Q-00006647, 203742 Ilum Solar | -855.56 |  | No | Other | Shippable | 0 |  | Not Applicable as per Item Classification |  | Not Applicable
953-5659 | 953-5659 | SPA, Enphase Manufacturer Rebate for # 480-0123, End Date 06/30/2021, Max Qty. 5, Q-00006647, 203742 Ilum Solar | -622.23 |  | No | Other | Shippable | 0 |  | Not Applicable as per Item Classification |  | Not Applicable
953-5660 | 953-5660 | SPA, Enphase Manufacturer Rebate for # 321-0219, End Date 06/30/2021, Max Qty. 100, Q-00006647, 203742 Ilum Solar | -12.7 |  | No | Other | Shippable | 0 |  | Not Applicable as per Item Classification |  | Not Applicable
953-5661 | 953-5661 | SPA, Enphase Manufacturer Rebate for # 480-0124 , End Date 06/30/2021, Max Qty. 12, Q-00007206, 8095 MATSON SERVICES | -687.78 |  | No | Other | Shippable | 0 |  | Not Applicable as per Item Classification |  | Not Applicable
953-5662 | 953-5662 | SPA, Enphase Manufacturer Rebate for # 480-0123, End Date 06/30/2021, Max Qty. 6, Q-00007206, 8095 MATSON SERVICES | -286.67 |  | No | Other | Shippable | 0 |  | Not Applicable as per Item Classification |  | Not Applicable
953-5663 | 953-5663 | SPA, ENCHARGE-10-1P-NA Manufacturer Rebate for # 480-0124, End Date 06/30/2021, Max Qty. 40, Q-00006208, 7121 Solar Alternatives Inc | -1666.67 |  | No | Other | Shippable | 0 |  | Not Applicable as per Item Classification |  | Not Applicable
953-5664 | 953-5664 | SPA, Encharge 3.36kWh Manufacturer Rebate for # 480-0123, End Date 06/30/2021, Max Qty. 10, Q-00006208, 7121 Solar Alternatives Inc | -786.67 |  | No | Other | Shippable | 0 |  | Not Applicable as per Item Classification |  | Not Applicable
953-5665 | 953-5665 | SPA, SMART SWITCH Manufacturer Rebate for # 580-0146, End Date 06/30/2021, Max Qty. 12, Q-00006208, 7121 Solar Alternatives Inc | -624 |  | No | Other | Shippable | 0 |  | Not Applicable as per Item Classification |  | Not Applicable
953-5666 | 953-5666 | SPA, Enphase IQ7 Manufacturer Rebate for # 321-0215, End Date 06/30/2021, Max Qty. 800, Q-00006209, 7121 Solar Alternatives Inc | -13.83 |  | No | Other | Shippable | 0 |  | Not Applicable as per Item Classification |  | Not Applicable
953-5667 | 953-5667 | SPA, Enphase IQ7+ Manufacturer Rebate for # 321-0216, End Date 06/30/2021, Max Qty. 200, Q-00006209, 7122 Solar Alternatives Inc | -13.21 |  | No | Other | Shippable | 0 |  | Not Applicable as per Item Classification |  | Not Applicable
953-5668 | 953-5668 | SPA, Enphase IQ7A Manufacturer Rebate for # 321-0223, End Date 06/30/2021, Max Qty. 800, Q-00006209, 7121 Solar Alternatives Inc | -14.29 |  | No | Other | Shippable | 0 |  | Not Applicable as per Item Classification |  | Not Applicable
953-5669 | 953-5669 | SPA, Enphase IQ7X Manufacturer Rebate for # 321-0219, End Date 06/30/2021, Max Qty. 200, Q-00006209, 7122 Solar Alternatives Inc | -14 |  | No | Other | Shippable | 0 |  | Not Applicable as per Item Classification |  | Not Applicable
953-5670 | 953-5670 | SPA, Enphase Manufacturer Rebate for # 480-0124, End Date 06/30/2021, Max Qty. 2, Q-00006341, 29591 Missouri Solar Solutions | -333.34 |  | No | Other | Shippable | 0 |  | Not Applicable as per Item Classification |  | Not Applicable
953-5671 | 953-5671 | SPA, Enphase Manufacturer Rebate for # 480-0123, End Date 06/30/2021, Max Qty. 2, Q-00006341, 29591 Missouri Solar Solutions | -397.78 |  | No | Other | Shippable | 0 |  | Not Applicable as per Item Classification |  | Not Applicable
953-5672 | 953-5672 | SPA, Enphase IQ7 Manufacturer Rebate for # 321-0215, End Date 06/30/2021, Max Qty. 300, Q-00006159, 4204658 Premier Aesthetix Installation and Construction LLC | -8.15 |  | No | Other | Shippable | 0 |  | Not Applicable as per Item Classification |  | Not Applicable
953-5673 | 953-5673 | SPA, Enphase IQ7+ Manufacturer Rebate for # 321-0216, End Date 06/30/2021, Max Qty. 250, Q-00006159, 4204658 Premier Aesthetix Installation and Construction LLC | -8.01 |  | No | Other | Shippable | 0 |  | Not Applicable as per Item Classification |  | Not Applicable
953-5674 | 953-5674 | SPA, ENPHASE Manufacturer Rebate for # 480-0124, End Date 06/30/2021, Max Qty. 3, Q-00007305, 121215 PSG Construction, Inc. dba Llumetec | -388.78 |  | No | Other | Shippable | 0 |  | Not Applicable as per Item Classification |  | Not Applicable
953-5675 | 953-5675 | SPA, Enphase Manufacturer Rebate for # 480-0124, End Date 06/30/2021, Max Qty. 14, Q-00007388, 4203118 speir innovations | -1787.78 |  | No | Other | Shippable | 0 |  | Not Applicable as per Item Classification |  | Not Applicable
953-5676 | 953-5676 | SPA, Enphase Manufacturer Rebate for # 480-0123, End Date 06/30/2021, Max Qty. 8, Q-00007388, 4203118 speir innovations | -836.67 |  | No | Other | Shippable | 0 |  | Not Applicable as per Item Classification |  | Not Applicable
953-5677 | 953-5677 | SPA, Enphase Manufacturer Rebate for # 580-0146, End Date 06/30/2021, Max Qty. 6, Q-00007388, 4203118 speir innovations | -400 |  | No | Other | Shippable | 0 |  | Not Applicable as per Item Classification |  | Not Applicable
953-5678 | 953-5678 | SPA, Encharge 10kWh Manufacturer Rebate for # 480-0124, End Date 06/20/2021, Max Qty. 24, Q-00006212, 87210 Solar CenTex LLC | -1943.34 |  | No | Other | Shippable | 0 |  | Not Applicable as per Item Classification |  | Not Applicable
953-5679 | 953-5679 | SPA, Smart Switch Manufacturer Rebate for # 580-0146, End Date 06/20/2021, Max Qty. 14, Q-00006212, 87210 Solar CenTex LLC | -755.56 |  | No | Other | Shippable | 0 |  | Not Applicable as per Item Classification |  | Not Applicable
953-5680 | 953-5680 | SPA, Enphase Manufacturer Rebate for # 321-0219, End Date 06/30/2021, Max Qty. 5, Q-00006955, 10454 Solar Solution LLC - (DC) | -26.84 |  | No | Other | Shippable | 0 |  | Not Applicable as per Item Classification |  | Not Applicable
953-5681 | 953-5681 | SPA, Enphase Manufacturer Rebate for # 321-0215, End Date 06/30/2021, Max Qty. 5, Q-00006955, 10454 Solar Solution LLC - (DC) | -26.66 |  | No | Other | Shippable | 0 |  | Not Applicable as per Item Classification |  | Not Applicable
953-5682 | 953-5682 | SPA, Enphase Manufacturer Rebate for # 321-0216, End Date 06/30/2021, Max Qty. 5000, Q-00006955, 10454 Solar Solution LLC - (DC) | -27.14 |  | No | Other | Shippable | 0 |  | Not Applicable as per Item Classification |  | Not Applicable
953-5683 | 953-5683 | SPA, Enphase Manufacturer Rebate for # 480-0124, End Date 06/30/2021, Max Qty. 6, Q-00006933, 121996 Pennsylvania Solar Energy Co Inc | -737.78 |  | No | Other | Shippable | 0 |  | Not Applicable as per Item Classification |  | Not Applicable
953-5684 | 953-5684 | SPA, Solaria Manufacturer Rebate for # 110-1254, End Date 09/30/2021, Max Qty. , Gold, 6102 DJH Construction, Inc. | -16 |  | No | Other | Shippable | 0 |  | Not Applicable as per Item Classification |  | Not Applicable
953-5685 | 953-5685 | SPA, Solaria Manufacturer Rebate for # 110-1222, End Date 09/30/2021, Max Qty. , Gold, 6102 DJH Construction, Inc. | -14.8 |  | No | Other | Shippable | 0 |  | Not Applicable as per Item Classification |  | Not Applicable
953-5686 | 953-5686 | SPA, Enphase Manufacturer Rebate for # 321-0215, End Date 06/30/2021, Max Qty. 1000, Q-00007212, 4204074 Ready Home Energy Inc | -26 |  | No | Other | Shippable | 0 |  | Not Applicable as per Item Classification |  | Not Applicable
953-5687 | 953-5687 | SPA, Enphase Manufacturer Rebate for # 321-0216, End Date 06/30/2021, Max Qty. 1000, Q-00007212, 4204074 Ready Home Energy Inc | -26 |  | No | Other | Shippable | 0 |  | Not Applicable as per Item Classification |  | Not Applicable
953-5688 | 953-5688 | SPA, Enphase Manufacturer Rebate for # 321-0223, End Date 06/30/2021, Max Qty. 1000, Q-00007212, 4204074 Ready Home Energy Inc | -26 |  | No | Other | Shippable | 0 |  | Not Applicable as per Item Classification |  | Not Applicable
953-5689 | 953-5689 | SPA, Enphase Manufacturer Rebate for # 321-0215, End Date 06/30/2021, Max Qty. 500, Q-00005963, 121482 The LeverEdge | -12.36 |  | No | Other | Shippable | 0 |  | Not Applicable as per Item Classification |  | Not Applicable
953-5690 | 953-5690 | SPA, Enphase Manufacturer Rebate for # 321-0216, End Date 06/30/2021, Max Qty. 500, Q-00005963, 121482 The LeverEdge | -13.94 |  | No | Other | Shippable | 0 |  | Not Applicable as per Item Classification |  | Not Applicable
953-5691 | 953-5691 | SPA, Enphase Manufacturer Rebate for # 321-0223, End Date 06/30/2021, Max Qty. 500, Q-00005963, 121482 The LeverEdge | -24.86 |  | No | Other | Shippable | 0 |  | Not Applicable as per Item Classification |  | Not Applicable
953-5692 | 953-5692 | SPA, Solaria Manufacturer Rebate for # 110-1247, End Date 02/11/2021, Max Qty. 1000, Diamond, 88596 American Array Solar | -72.25 |  | No | Other | Shippable | 0 |  | Not Applicable as per Item Classification |  | Not Applicable
953-5693 | 953-5693 | SPA, Solaria Manufacturer Rebate for # 110-1222, End Date 03/31/2021, Max Qty. 1000, Diamond, 88596 American Array Solar | -74.75 |  | No | Other | Shippable | 0 |  | Not Applicable as per Item Classification |  | Not Applicable
953-5694 | 953-5694 | SPA, Solaria Manufacturer Rebate for # 110-1254, End Date 03/31/2021, Max Qty. 1000, Diamond, 88596 American Array Solar | -70.46 |  | No | Other | Shippable | 0 |  | Not Applicable as per Item Classification |  | Not Applicable
953-5695 | 953-5695 | SPA, Mission Manufacturer Rebate for # 110-1274, End Date 12/31/2021, Max Qty. , Mission SPA, Alternative Power Generation, Inc, 3114 Alternative Power Generation, Inc | -12.6 |  | No | Other | Shippable | 0 |  | Not Applicable as per Item Classification |  | Not Applicable
953-5696 | 953-5696 | SPA, Mission Manufacturer Rebate for # 110-1272, End Date 12/31/2021, Max Qty. , Mission SPA, Alternative Power Generation, Inc, 3114 Alternative Power Generation, Inc | -10.35 |  | No | Other | Shippable | 0 |  | Not Applicable as per Item Classification |  | Not Applicable
953-5697 | 953-5697 | SPA, Enphase Manufacturer Rebate for # 321-0223, End Date 06/30/2021, Max Qty. 400, Q-00006469, 5931 Richards Distributing Inc dba RES Alaska, Inc. | -5.68 |  | No | Other | Shippable | 0 |  | Not Applicable as per Item Classification |  | Not Applicable
953-5698 | 953-5698 | SPA, Enphase Manufacturer Rebate for # 480-0124, End Date 06/30/2021, Max Qty. 25, Q-00007390, 6900 Aberration, Inc. dba South Texas Solar Systems, Inc | -1943.78 |  | No | Other | Shippable | 0 |  | Not Applicable as per Item Classification |  | Not Applicable
953-5699 | 953-5699 | SPA, Enphase Manufacturer Rebate for # 480-0123, End Date 06/30/2021, Max Qty. 15, Q-00007390, 6900 Aberration, Inc. dba South Texas Solar Systems, Inc | -841.02 |  | No | Other | Shippable | 0 |  | Not Applicable as per Item Classification |  | Not Applicable
953-5700 | 953-5700 | SPA, Enphase Manufacturer Rebate for # 580-0146, End Date 06/30/2021, Max Qty. 15, Q-00007390, 6900 Aberration, Inc. dba South Texas Solar Systems, Inc | -755.56 |  | No | Other | Shippable | 0 |  | Not Applicable as per Item Classification |  | Not Applicable
953-5701 | 953-5701 | SPA, Enphase Manufacturer Rebate for # SPA Item (This is the Soligent Item Number that discount will be applied to), End Date 06/30/2021, Max Qty. 10, Q-00006599, 4203946 Global Energy LLC | -888.78 |  | No | Other | Shippable | 0 |  | Not Applicable as per Item Classification |  | Not Applicable
953-5702 | 953-5702 | SPA, Enphase Manufacturer Rebate for # 480-0124, End Date 06/30/2021, Max Qty. 5, Q-00006599, 4203946 Global Energy LLC | -436.67 |  | No | Other | Shippable | 0 |  | Not Applicable as per Item Classification |  | Not Applicable
953-5703 | 953-5703 | SPA, Enphase Manufacturer Rebate for # 321-0215, End Date 06/30/2021, Max Qty. 600, Q-00006599, 4203946 Global Energy LLC | -14.36 |  | No | Other | Shippable | 0 |  | Not Applicable as per Item Classification |  | Not Applicable
953-5704 | 953-5704 | SPA, Enphase Manufacturer Rebate for # 321-0223, End Date 06/30/2021, Max Qty. 100, Q-00006599, 4203946 Global Energy LLC | -10 |  | No | Other | Shippable | 0 |  | Not Applicable as per Item Classification |  | Not Applicable
953-5705 | 953-5705 | SPA, Enphase Manufacturer Rebate for # 321-0216, End Date 06/30/2021, Max Qty. 300, Q-00006599, 4203946 Global Energy LLC | -10 |  | No | Other | Shippable | 0 |  | Not Applicable as per Item Classification |  | Not Applicable
953-5706 | 953-5706 | SPA, Enphase Manufacturer Rebate for # 321-0219, End Date 06/30/2021, Max Qty. 100, Q-00006599, 4203946 Global Energy LLC | -10 |  | No | Other | Shippable | 0 |  | Not Applicable as per Item Classification |  | Not Applicable
953-5707 | 953-5707 | SPA, Solaria Manufacturer Rebate for # 110-1247, End Date 02/11/2021, Max Qty. 1000, Diamond, 88596 American Array Solar | -72.25 |  | No | Other | Shippable | 0 |  | Not Applicable as per Item Classification |  | Not Applicable
953-5708 | 953-5708 | SPA, Solaria Manufacturer Rebate for # 110-1222, End Date 03/31/2021, Max Qty. 1000, Diamond, 88596 American Array Solar | -74.25 |  | No | Other | Shippable | 0 |  | Not Applicable as per Item Classification |  | Not Applicable
953-5709 | 953-5709 | SPA, Solaria Manufacturer Rebate for # 110-1254, End Date 03/31/2021, Max Qty. 1000, Diamond, 88596 American Array Solar | -70.46 |  | No | Other | Shippable | 0 |  | Not Applicable as per Item Classification |  | Not Applicable
953-5710 | 953-5710 | SPA, Enphase Manufacturer Rebate for # 480-0124, End Date 06/30/2021, Max Qty. 17, Q-00006193, 89609 Sunlight Eneterprises, Inc dba Sunlight Solar | -736.78 |  | No | Other | Shippable | 0 |  | Not Applicable as per Item Classification |  | Not Applicable
953-5711 | 953-5711 | SPA, Enphase Manufacturer Rebate for # 480-0123, End Date 06/30/2021, Max Qty. 7, Q-00006193, 89609 Sunlight Eneterprises, Inc dba Sunlight Solar | -544.67 |  | No | Other | Shippable | 0 |  | Not Applicable as per Item Classification |  | Not Applicable
953-5712 | 953-5712 | SPA, Enphase Manufacturer Rebate for # 321-0215, End Date 06/30/2021, Max Qty. 1000, Q-00006193, 89609 Sunlight Eneterprises, Inc dba Sunlight Solar | -10.22 |  | No | Other | Shippable | 0 |  | Not Applicable as per Item Classification |  | Not Applicable
953-5713 | 953-5713 | SPA, Enphase Manufacturer Rebate for # 321-0216, End Date 06/30/2021, Max Qty. 100, Q-00006193, 89609 Sunlight Eneterprises, Inc dba Sunlight Solar | -9.36 |  | No | Other | Shippable | 0 |  | Not Applicable as per Item Classification |  | Not Applicable
953-5714 | 953-5714 | SPA, Enphase Manufacturer Rebate for # 321-0219, End Date 06/30/2021, Max Qty. 100, Q-00006193, 89609 Sunlight Eneterprises, Inc dba Sunlight Solar | -9.81 |  | No | Other | Shippable | 0 |  | Not Applicable as per Item Classification |  | Not Applicable
953-5715 | 953-5715 | SPA, Solaria Corp Manufacturer Rebate for # 110-1222, End Date 06/30/2021, Max Qty. , Diamond, 4202956 Empire Solar Group | -77.7 |  | No | Other | Shippable | 0 |  | Not Applicable as per Item Classification |  | Not Applicable
953-5716 | 953-5716 | SPA, Solaria Corp Manufacturer Rebate for # 110-1254, End Date 06/30/2021, Max Qty. , Diamond, 4202956 Empire Solar Group | -75.46 |  | No | Other | Shippable | 0 |  | Not Applicable as per Item Classification |  | Not Applicable
953-5717 | 953-5717 | SPA, Enphase Manufacturer Rebate for # 321-0215, End Date 06/30/2021, Max Qty. 1000, Q-00006767, 4204475 Solar Solutions and Distributions LLC | -14.36 |  | No | Other | Shippable | 0 |  | Not Applicable as per Item Classification |  | Not Applicable
953-5718 | 953-5718 | SPA, Enphase Manufacturer Rebate for # 321-0216, End Date 06/30/2021, Max Qty. 1001, Q-00006767, 4204475 Solar Solutions and Distributions LLC | -14.14 |  | No | Other | Shippable | 0 |  | Not Applicable as per Item Classification |  | Not Applicable
953-5719 | 953-5719 | SPA, Manufacturer Rebate for # 321-0215, End Date 06/30/2021, Max Qty. 1000, Q-00005823, 4204650 Bright House Energy Construction, INC | -12 |  | No | Other | Shippable | 0 |  | Not Applicable as per Item Classification |  | Not Applicable
953-5720 | 953-5720 | SPA, Manufacturer Rebate for # 321-0216, End Date 06/30/2021, Max Qty. 1000, Q-00005823, 4204650 Bright House Energy Construction, INC | -12 |  | No | Other | Shippable | 0 |  | Not Applicable as per Item Classification |  | Not Applicable
953-5721 | 953-5721 | SPA, Enphase Manufacturer Rebate for # 480-0124 , End Date 06/30/2021, Max Qty. 50, Q-00007397, 30870 Icon Solar Power | -1111.11 |  | No | Other | Shippable | 0 |  | Not Applicable as per Item Classification |  | Not Applicable
953-5722 | 953-5722 | SPA, Enphase Manufacturer Rebate for # 480-0123, End Date 06/30/2021, Max Qty. 50, Q-00007397, 30870 Icon Solar Power | -468.89 |  | No | Other | Shippable | 0 |  | Not Applicable as per Item Classification |  | Not Applicable
953-5723 | 953-5723 | SPA, Solaria Manufacturer Rebate for # 110-1247, End Date 06/30/2021, Max Qty. 1000, Diamond, 1032 ElectriCare | -64.7 |  | No | Other | Shippable | 0 |  | Not Applicable as per Item Classification |  | Not Applicable
953-5724 | 953-5724 | SPA, Solaria Manufacturer Rebate for # 110-1222, End Date 06/30/2021, Max Qty. 1000, Diamond, 1032 ElectriCare | -70.73 |  | No | Other | Shippable | 0 |  | Not Applicable as per Item Classification |  | Not Applicable
953-5725 | 953-5725 | SPA, Solaria Manufacturer Rebate for # 110-1254, End Date 06/30/2021, Max Qty. 1000, Diamond, 1032 ElectriCare | -65.6 |  | No | Other | Shippable | 0 |  | Not Applicable as per Item Classification |  | Not Applicable
953-5726 | 953-5726 | SPA, Enphase Manufacturer Rebate for # 321-0215, End Date 06/30/2021, Max Qty. 600, Q-00006922, 30870 Icon Solar Power | -14.36 |  | No | Other | Shippable | 0 |  | Not Applicable as per Item Classification |  | Not Applicable
953-5727 | 953-5727 | SPA, Enphase Manufacturer Rebate for # 321-0216, End Date 06/30/2021, Max Qty. 1000, Q-00006922, 30870 Icon Solar Power | -21.64 |  | No | Other | Shippable | 0 |  | Not Applicable as per Item Classification |  | Not Applicable
953-5728 | 953-5728 | SPA, Enphase Manufacturer Rebate for # 480-0124, End Date 06/30/2021, Max Qty. 10, Q-00007319, 5197 ENERGY HARVESTER INC | -500 |  | No | Other | Shippable | 0 |  | Not Applicable as per Item Classification |  | Not Applicable
953-5729 | 953-5729 | SPA, Enphase Manufacturer Rebate for # 480-0124, End Date 06/30/2021, Max Qty. 3, Q-00007304, 83685 Beach Cities Solar Inc | -750 |  | No | Other | Shippable | 0 |  | Not Applicable as per Item Classification |  | Not Applicable
953-5730 | 953-5730 | SPA, Enphase Manufacturer Rebate for # 480-0123, End Date 06/30/2021, Max Qty. 3, Q-00007304, 83685 Beach Cities Solar Inc | -250 |  | No | Other | Shippable | 0 |  | Not Applicable as per Item Classification |  | Not Applicable
953-5731 | 953-5731 | SPA, Panasonic Manufacturer Rebate for # 112-0008, End Date 06/30/2021, Max Qty. , Panasonic Blanket HIT SPA, | -9.9 |  | No | Other | Shippable | 0 |  | Not Applicable as per Item Classification |  | Not Applicable
953-5732 | 953-5732 | SPA, Panasonic Manufacturer Rebate for # 110-1127, End Date 06/30/2021, Max Qty. , Panasonic Blanket HIT SPA, | -9.9 |  | No | Other | Shippable | 0 |  | Not Applicable as per Item Classification |  | Not Applicable
953-5733 | 953-5733 | SPA, Panasonic Manufacturer Rebate for # 110-1203, End Date 06/30/2021, Max Qty. , Panasonic Blanket HIT SPA, | -10.2 |  | No | Other | Shippable | 0 |  | Not Applicable as per Item Classification |  | Not Applicable
953-5734 | 953-5734 | SPA, Panasonic Manufacturer Rebate for # 110-1223, End Date 06/30/2021, Max Qty. , Panasonic Blanket HIT SPA, | -9.75 |  | No | Other | Shippable | 0 |  | Not Applicable as per Item Classification |  | Not Applicable
953-5735 | 953-5735 | SPA, Solaria Manufacturer Rebate for # 110-1222, End Date 06/30/2021, Max Qty. , Platinum , 9210 MASELLIS ELECTRIC | -50.85 |  | No | Other | Shippable | 0 |  | Not Applicable as per Item Classification |  | Not Applicable
953-5736 | 953-5736 | SPA, Enphase Manufacturer Rebate for # 321-0215, End Date 06/30/2021, Max Qty. 500, Q-00006434, 4204527 Premier Solar Energy, Inc | -8.27 |  | No | Other | Shippable | 0 |  | Not Applicable as per Item Classification |  | Not Applicable
953-5737 | 953-5737 | SPA, Enphase Manufacturer Rebate for # 321-0216, End Date 06/30/2021, Max Qty. 500, Q-00006434, 4204527 Premier Solar Energy, Inc | -8.36 |  | No | Other | Shippable | 0 |  | Not Applicable as per Item Classification |  | Not Applicable
953-5738 | 953-5738 | SPA, Enphase Manufacturer Rebate for # 321-0215, End Date 06/30/2021, Max Qty. 500, Q-00006664, 80633 Solar Roof Dynamics LLC | -14.36 |  | No | Other | Shippable | 0 |  | Not Applicable as per Item Classification |  | Not Applicable
953-5739 | 953-5739 | SPA, Enphase Manufacturer Rebate for # 321-0216, End Date 06/30/2021, Max Qty. 200, Q-00006664, 80633 Solar Roof Dynamics LLC | -15.14 |  | No | Other | Shippable | 0 |  | Not Applicable as per Item Classification |  | Not Applicable
953-5740 | 953-5740 | SPA, Enphase Manufacturer Rebate for # 321-0223, End Date 06/30/2021, Max Qty. 300, Q-00006664, 80633 Solar Roof Dynamics LLC | -14.98 |  | No | Other | Shippable | 0 |  | Not Applicable as per Item Classification |  | Not Applicable
953-5741 | 953-5741 | SPA, Enphase Manufacturer Rebate for # 480-0124 , End Date 06/30/2021, Max Qty. 10, Q-00006664, 80633 Solar Roof Dynamics LLC | -555.56 |  | No | Other | Shippable | 0 |  | Not Applicable as per Item Classification |  | Not Applicable
953-5742 | 953-5742 | SPA, Enphase Manufacturer Rebate for # 480-0123, End Date 06/30/2021, Max Qty. 5, Q-00006664, 80633 Solar Roof Dynamics LLC | -222.23 |  | No | Other | Shippable | 0 |  | Not Applicable as per Item Classification |  | Not Applicable
953-5743 | 953-5743 | SPA, Enphase Manufacturer Rebate for # 321-0223, End Date 06/30/2021, Max Qty. 500, Q-00006950, 4204627 Solair LLC | -10.86 |  | No | Other | Shippable | 0 |  | Not Applicable as per Item Classification |  | Not Applicable
953-5744 | 953-5744 | SPA, Solaria Manufacturer Rebate for # 110-1254, End Date 06/30/2021, Max Qty. , Platinum, 120823 Giles Construction | -32 |  | No | Other | Shippable | 0 |  | Not Applicable as per Item Classification |  | Not Applicable
953-5745 | 953-5745 | SPA, SolarEdge Manufacturer Rebate for # 565-0206, End Date 03/31/2022, Max Qty. , SolarEdge SPA Energy Enterprises SOL1054, 121490 Energy Enterprises USA, Inc. dba Canopy Energy | -8.7 |  | No | Other | Shippable | 0 |  | Not Applicable as per Item Classification |  | Not Applicable
953-5746 | 953-5746 | SPA, SolarEdge Manufacturer Rebate for # 565-0229, End Date 03/31/2022, Max Qty. , SolarEdge SPA Energy Enterprises SOL1054, 121490 Energy Enterprises USA, Inc. dba Canopy Energy | -8.25 |  | No | Other | Shippable | 0 |  | Not Applicable as per Item Classification |  | Not Applicable
953-5747 | 953-5747 | SPA, SolarEdge Manufacturer Rebate for # 565-0108, End Date 03/31/2022, Max Qty. , SolarEdge SPA Energy Enterprises SOL1054, 121490 Energy Enterprises USA, Inc. dba Canopy Energy | -8.25 |  | No | Other | Shippable | 0 |  | Not Applicable as per Item Classification |  | Not Applicable
953-5748 | 953-5748 | SPA, SolarEdge Manufacturer Rebate for # 310-0595, End Date 03/31/2022, Max Qty. , SolarEdge SPA Energy Enterprises SOL1054, 121490 Energy Enterprises USA, Inc. dba Canopy Energy | -84.01 |  | No | Other | Shippable | 0 |  | Not Applicable as per Item Classification |  | Not Applicable
953-5749 | 953-5749 | SPA, SolarEdge Manufacturer Rebate for # 310-0622, End Date 03/31/2022, Max Qty. , SolarEdge SPA Energy Enterprises SOL1054, 121490 Energy Enterprises USA, Inc. dba Canopy Energy | -10.07 |  | No | Other | Shippable | 0 |  | Not Applicable as per Item Classification |  | Not Applicable
953-5750 | 953-5750 | SPA, SolarEdge Manufacturer Rebate for # 310-0602, End Date 03/31/2022, Max Qty. , SolarEdge SPA Energy Enterprises SOL1054, 121490 Energy Enterprises USA, Inc. dba Canopy Energy | 89.86 |  | No | Other | Shippable | 0 |  | Not Applicable as per Item Classification |  | Not Applicable
953-5751 | 953-5751 | SPA, SolarEdge Manufacturer Rebate for # 310-0596, End Date 03/31/2022, Max Qty. , SolarEdge SPA Energy Enterprises SOL1054, 121490 Energy Enterprises USA, Inc. dba Canopy Energy | -181.77 |  | No | Other | Shippable | 0 |  | Not Applicable as per Item Classification |  | Not Applicable
953-5752 | 953-5752 | SPA, SolarEdge Manufacturer Rebate for # 310-0106, End Date 03/31/2022, Max Qty. , SolarEdge SPA Energy Enterprises SOL1054, 121490 Energy Enterprises USA, Inc. dba Canopy Energy | -93.87 |  | No | Other | Shippable | 0 |  | Not Applicable as per Item Classification |  | Not Applicable
953-5753 | 953-5753 | SPA, SolarEdge Manufacturer Rebate for # 310-0104, End Date 03/31/2022, Max Qty. , SolarEdge SPA Energy Enterprises SOL1054, 121490 Energy Enterprises USA, Inc. dba Canopy Energy | 5.63 |  | No | Other | Shippable | 0 |  | Not Applicable as per Item Classification |  | Not Applicable
953-5754 | 953-5754 | SPA, SolarEdge Manufacturer Rebate for # 310-0597, End Date 03/31/2022, Max Qty. , SolarEdge SPA Energy Enterprises SOL1054, 121490 Energy Enterprises USA, Inc. dba Canopy Energy | -182.4 |  | No | Other | Shippable | 0 |  | Not Applicable as per Item Classification |  | Not Applicable
953-5755 | 953-5755 | SPA, SolarEdge Manufacturer Rebate for # 310-0105, End Date 03/31/2022, Max Qty. , SolarEdge SPA Energy Enterprises SOL1054, 121490 Energy Enterprises USA, Inc. dba Canopy Energy | -84.34 |  | No | Other | Shippable | 0 |  | Not Applicable as per Item Classification |  | Not Applicable
953-5756 | 953-5756 | SPA, SolarEdge Manufacturer Rebate for # 310-0598, End Date 03/31/2022, Max Qty. , SolarEdge SPA Energy Enterprises SOL1054, 121490 Energy Enterprises USA, Inc. dba Canopy Energy | -162.92 |  | No | Other | Shippable | 0 |  | Not Applicable as per Item Classification |  | Not Applicable
953-5757 | 953-5757 | SPA, SolarEdge Manufacturer Rebate for # 310-0617, End Date 03/31/2022, Max Qty. , SolarEdge SPA Energy Enterprises SOL1054, 121490 Energy Enterprises USA, Inc. dba Canopy Energy | -116.37 |  | No | Other | Shippable | 0 |  | Not Applicable as per Item Classification |  | Not Applicable
953-5758 | 953-5758 | SPA, SolarEdge Manufacturer Rebate for # 310-0624, End Date 03/31/2022, Max Qty. , SolarEdge SPA Energy Enterprises SOL1054, 121490 Energy Enterprises USA, Inc. dba Canopy Energy | 543.64 |  | No | Other | Shippable | 0 |  | Not Applicable as per Item Classification |  | Not Applicable
953-5759 | 953-5759 | SPA, SolarEdge Manufacturer Rebate for # 310-0599, End Date 03/31/2022, Max Qty. , SolarEdge SPA Energy Enterprises SOL1054, 121490 Energy Enterprises USA, Inc. dba Canopy Energy | -122.42 |  | No | Other | Shippable | 0 |  | Not Applicable as per Item Classification |  | Not Applicable
953-5760 | 953-5760 | SPA, SolarEdge Manufacturer Rebate for # 310-0600, End Date 03/31/2022, Max Qty. , SolarEdge SPA Energy Enterprises SOL1054, 121490 Energy Enterprises USA, Inc. dba Canopy Energy | -126.78 |  | No | Other | Shippable | 0 |  | Not Applicable as per Item Classification |  | Not Applicable
953-5761 | 953-5761 | SPA, SolarEdge Manufacturer Rebate for # 310-0639, End Date 03/31/2022, Max Qty. , SolarEdge SPA Energy Enterprises SOL1054, 121490 Energy Enterprises USA, Inc. dba Canopy Energy | -70.23 |  | No | Other | Shippable | 0 |  | Not Applicable as per Item Classification |  | Not Applicable
953-5762 | 953-5762 | SPA, SolarEdge Manufacturer Rebate for # 310-0641, End Date 03/31/2022, Max Qty. , SolarEdge SPA Energy Enterprises SOL1054, 121490 Energy Enterprises USA, Inc. dba Canopy Energy | -203.18 |  | No | Other | Shippable | 0 |  | Not Applicable as per Item Classification |  | Not Applicable
953-5763 | 953-5763 | SPA, SolarEdge Manufacturer Rebate for # 310-0642, End Date 03/31/2022, Max Qty. , SolarEdge SPA Energy Enterprises SOL1054, 121490 Energy Enterprises USA, Inc. dba Canopy Energy | -167.05 |  | No | Other | Shippable | 0 |  | Not Applicable as per Item Classification |  | Not Applicable
953-5764 | 953-5764 | SPA, Enphase Manufacturer Rebate for # 321-0223, End Date 06/30/2021, Max Qty. 500, Q-00006950, 4204627 Solair LLC | -10.86 |  | No | Other | Shippable | 0 |  | Not Applicable as per Item Classification |  | Not Applicable
953-5765 | 953-5765 | SPA, SolarEdge Manufacturer Rebate for # 565-0220, End Date 03/31/2022, Max Qty. , SolarEdge SPA Energy Enterprises SOL1054, 121490 Energy Enterprises USA, Inc. dba Canopy Energy | -9.71 |  | No | Other | Shippable | 0 |  | Not Applicable as per Item Classification |  | Not Applicable
953-5766 | 953-5766 | SPA, SolarEdge Manufacturer Rebate for # 565-0211, End Date 03/31/2022, Max Qty. , SolarEdge SPA Energy Enterprises SOL1054, 121490 Energy Enterprises USA, Inc. dba Canopy Energy | -8.7 |  | No | Other | Shippable | 0 |  | Not Applicable as per Item Classification |  | Not Applicable
953-5767 | 953-5767 | SPA, Enphase Manufacturer Rebate for # 480-0124, End Date 06/30/2021, Max Qty. 14, Q-00007508, 4203201 Swell Services | -199.46 |  | No | Other | Shippable | 0 |  | Not Applicable as per Item Classification |  | Not Applicable
953-5768 | 953-5768 | SPA, Enphase Manufacturer Rebate for # 480-0123, End Date 06/30/2021, Max Qty. 8, Q-00007508, 4203201 Swell Services | -1058 |  | No | Other | Shippable | 0 |  | Not Applicable as per Item Classification |  | Not Applicable
953-5769 | 953-5769 | SPA, Enphase Manufacturer Rebate for # 580-0146, End Date 06/30/2021, Max Qty. 6, Q-00007508, 4203201 Swell Services | -333.33 |  | No | Other | Shippable | 0 |  | Not Applicable as per Item Classification |  | Not Applicable
953-5770 | 953-5770 | SPA, Enphase Manufacturer Rebate for # 321-0223, End Date 06/30/2021, Max Qty. 1280, Q-00007508, 4203201 Swell Services | -22.25 |  | No | Other | Shippable | 0 |  | Not Applicable as per Item Classification |  | Not Applicable
953-5771 | 953-5771 | SPA, Enphase Manufacturer Rebate for # 321-0216, End Date 06/30/2021, Max Qty. 3720, Q-00007508, 4203201 Swell Services | -20.91 |  | No | Other | Shippable | 0 |  | Not Applicable as per Item Classification |  | Not Applicable
953-5772 | 953-5772 | SPA, Enphase Manufacturer Rebate for # 480-0124, End Date 06/20/2021, Max Qty. 5, Q-00007444, 5109 Solar Power Integrator, LLC | -1943.34 |  | No | Other | Shippable | 0 |  | Not Applicable as per Item Classification |  | Not Applicable
953-5773 | 953-5773 | SPA, Enphase Manufacturer Rebate for # 580-0146, End Date 06/20/2021, Max Qty. 5, Q-00007444, 5109 Solar Power Integrator, LLC | -755.56 |  | No | Other | Shippable | 0 |  | Not Applicable as per Item Classification |  | Not Applicable
953-5774 | 953-5774 | SPA, Enphase Manufacturer Rebate for # 480-0123, End Date 06/20/2021, Max Qty. 5, Q-00007444, 5109 Solar Power Integrator, LLC | -842.23 |  | No | Other | Shippable | 0 |  | Not Applicable as per Item Classification |  | Not Applicable
953-5775 | 953-5775 | SPA, Panasonic Manufacturer Rebate for # 110-1127, End Date 06/30/2021, Max Qty. , Panasonic SPA Newport Electric, 4203536 Newport Electric Construction Corp dba NEC Solar | -23.1 |  | No | Other | Shippable | 0 |  | Not Applicable as per Item Classification |  | Not Applicable
953-5776 | 953-5776 | SPA, Panasonic Manufacturer Rebate for # 110-1223, End Date 06/30/2021, Max Qty. , Panasonic SPA Newport Electric, 4203536 Newport Electric Construction Corp dba NEC Solar | -22.75 |  | No | Other | Shippable | 0 |  | Not Applicable as per Item Classification |  | Not Applicable
953-5777 | 953-5777 | SPA, Panasonic Manufacturer Rebate for # 110-1203, End Date 06/30/2021, Max Qty. , Panasonic SPA Newport Electric, 4203536 Newport Electric Construction Corp dba NEC Solar | -23.8 |  | No | Other | Shippable | 0 |  | Not Applicable as per Item Classification |  | Not Applicable
953-5778 | 953-5778 | SPA, Enphase Manufacturer Rebate for # 480-0124, End Date 06/30/2021, Max Qty. 14, Q-00007537, 4204140 Solar Solutions of America | -2035.7 |  | No | Other | Shippable | 0 |  | Not Applicable as per Item Classification |  | Not Applicable
953-5779 | 953-5779 | SPA, Enphase Manufacturer Rebate for # 480-0123, End Date 06/30/2021, Max Qty. 8, Q-00007537, 4204140 Solar Solutions of America | -864.02 |  | No | Other | Shippable | 0 |  | Not Applicable as per Item Classification |  | Not Applicable
953-5780 | 953-5780 | SPA, Enphase Manufacturer Rebate for # 580-0146, End Date 06/30/2021, Max Qty. 6, Q-00007537, 4204140 Solar Solutions of America | -461.39 |  | No | Other | Shippable | 0 |  | Not Applicable as per Item Classification |  | Not Applicable
953-5781 | 953-5781 | SPA, Enphase Manufacturer Rebate for # 321-0215, End Date 10/10/2021, Max Qty. 500, Q-00007555, 5931 Richards Distributing Inc dba RES Alaska, Inc. | -20.11 |  | No | Other | Shippable | 0 |  | Not Applicable as per Item Classification |  | Not Applicable
953-5782 | 953-5782 | SPA, Enphase Manufacturer Rebate for # 321-0216, End Date 10/10/2021, Max Qty. 1500, Q-00007555, 5931 Richards Distributing Inc dba RES Alaska, Inc. | -19.29 |  | No | Other | Shippable | 0 |  | Not Applicable as per Item Classification |  | Not Applicable
953-5783 | 953-5783 | SPA, Enphase Manufacturer Rebate for # 321-0223, End Date 10/10/2021, Max Qty. 1500, Q-00007555, 5931 Richards Distributing Inc dba RES Alaska, Inc. | -20.45 |  | No | Other | Shippable | 0 |  | Not Applicable as per Item Classification |  | Not Applicable
953-5784 | 953-5784 | SPA, Encharge 3.36kWh Manufacturer Rebate for # 480-0123, End Date 06/20/2021, Max Qty. 5, Q-00006212, 87210 Solar CenTex LLC | -842.23 |  | No | Other | Shippable | 0 |  | Not Applicable as per Item Classification |  | Not Applicable
953-5785 | 953-5785 | SPA, SolarEdge Manufacturer Rebate for # 310-0602, End Date 03/31/2022, Max Qty. , SolarEdge SPA Posigen SOL1072, 31090 Posigen of Louisiana, LLC | -236.08 |  | No | Other | Shippable | 0 |  | Not Applicable as per Item Classification |  | Not Applicable
953-5786 | 953-5786 | SPA, SolarEdge Manufacturer Rebate for # 310-0283, End Date 03/31/2022, Max Qty. , SolarEdge SPA Posigen SOL1072, 31090 Posigen of Louisiana, LLC | -374.32 |  | No | Other | Shippable | 0 |  | Not Applicable as per Item Classification |  | Not Applicable
953-5787 | 953-5787 | SPA, SolarEdge Manufacturer Rebate for # 310-0603, End Date 03/31/2022, Max Qty. , SolarEdge SPA Posigen SOL1072, 31090 Posigen of Louisiana, LLC | -285.12 |  | No | Other | Shippable | 0 |  | Not Applicable as per Item Classification |  | Not Applicable
953-5788 | 953-5788 | SPA, SolarEdge Manufacturer Rebate for # 310-0284, End Date 03/31/2022, Max Qty. , SolarEdge SPA Posigen SOL1072, 31090 Posigen of Louisiana, LLC | -447.76 |  | No | Other | Shippable | 0 |  | Not Applicable as per Item Classification |  | Not Applicable
953-5789 | 953-5789 | SPA, SolarEdge Manufacturer Rebate for # 310-0604, End Date 03/31/2022, Max Qty. , SolarEdge SPA Posigen SOL1072, 31090 Posigen of Louisiana, LLC | -304.23 |  | No | Other | Shippable | 0 |  | Not Applicable as per Item Classification |  | Not Applicable
953-5790 | 953-5790 | SPA, SolarEdge Manufacturer Rebate for # 310-0285, End Date 03/31/2022, Max Qty. , SolarEdge SPA Posigen SOL1072, 31090 Posigen of Louisiana, LLC | -466.86 |  | No | Other | Shippable | 0 |  | Not Applicable as per Item Classification |  | Not Applicable
953-5791 | 953-5791 | SPA, SolarEdge Manufacturer Rebate for # 310-0286, End Date 03/31/2022, Max Qty. , SolarEdge SPA Posigen SOL1072, 31090 Posigen of Louisiana, LLC | -465.74 |  | No | Other | Shippable | 0 |  | Not Applicable as per Item Classification |  | Not Applicable
953-5792 | 953-5792 | SPA, SolarEdge Manufacturer Rebate for # 310-0287, End Date 03/31/2022, Max Qty. , SolarEdge SPA Posigen SOL1072, 31090 Posigen of Louisiana, LLC | -390.75 |  | No | Other | Shippable | 0 |  | Not Applicable as per Item Classification |  | Not Applicable
953-5793 | 953-5793 | SPA, SolarEdge Manufacturer Rebate for # 310-0288, End Date 03/31/2022, Max Qty. , SolarEdge SPA Posigen SOL1072, 31090 Posigen of Louisiana, LLC | -533.65 |  | No | Other | Shippable | 0 |  | Not Applicable as per Item Classification |  | Not Applicable
953-5794 | 953-5794 | SPA, SolarEdge Manufacturer Rebate for # 565-0220, End Date 03/31/2022, Max Qty. , SolarEdge SPA Posigen SOL1072, 31090 Posigen of Louisiana, LLC | -18.98 |  | No | Other | Shippable | 0 |  | Not Applicable as per Item Classification |  | Not Applicable
953-5795 | 953-5795 | SPA, SolarEdge Manufacturer Rebate for # 565-0211, End Date 03/31/2022, Max Qty. , SolarEdge SPA Posigen SOL1072, 31090 Posigen of Louisiana, LLC | -18.98 |  | No | Other | Shippable | 0 |  | Not Applicable as per Item Classification |  | Not Applicable
953-5796 | 953-5796 | SPA, SolarEdge Manufacturer Rebate for # 570-0240, End Date 03/31/2022, Max Qty. , SolarEdge SPA Posigen SOL1072, 31090 Posigen of Louisiana, LLC | -78.79 |  | No | Other | Shippable | 0 |  | Not Applicable as per Item Classification |  | Not Applicable
953-5797 | 953-5797 | SPA, Solaria Corp Manufacturer Rebate for # 110-1222, End Date 06/30/2021, Max Qty. , Diamond, 4203842 Bell Electrical Systems LLC | -68.45 |  | No | Other | Shippable | 0 |  | Not Applicable as per Item Classification |  | Not Applicable
953-5798 | 953-5798 | SPA, Solaria Corp Manufacturer Rebate for # 110-1254, End Date 06/30/2021, Max Qty. , Diamond, 4203842 Bell Electrical Systems LLC | -65.46 |  | No | Other | Shippable | 0 |  | Not Applicable as per Item Classification |  | Not Applicable
953-5799 | 953-5799 | SPA, Enphase Manufacturer Rebate for # SPA Item (This is the Soligent Item Number that discount will be applied to), End Date 06/30/2021, Max Qty. 5, Q-00006597, CU: 4203164 Element Electric | -499.99 |  | No | Other | Shippable | 0 |  | Not Applicable as per Item Classification |  | Not Applicable
953-5800 | 953-5800 | SPA, Enphase Manufacturer Rebate for # 480-0124, End Date 06/30/2021, Max Qty. 2, Q-00006597, CU: 4203164 Element Electric | -200 |  | No | Other | Shippable | 0 |  | Not Applicable as per Item Classification |  | Not Applicable
953-5801 | 953-5801 | SPA, Enphase Manufacturer Rebate for # SPA Item (This is the Soligent Item Number that discount will be applied to), End Date 06/30/2021, Max Qty. 5, Q-00006454, 29957 GOLD ELECTRIC, INC. | -499.99 |  | No | Other | Shippable | 0 |  | Not Applicable as per Item Classification |  | Not Applicable
953-5802 | 953-5802 | SPA, Enphase Manufacturer Rebate for # 480-0124, End Date 06/30/2021, Max Qty. 2, Q-00006454, 29957 GOLD ELECTRIC, INC. | -200 |  | No | Other | Shippable | 0 |  | Not Applicable as per Item Classification |  | Not Applicable
953-5803 | 953-5803 | SPA, Panasonic Manufacturer Rebate for # 110-1127, End Date 06/30/2021, Max Qty. , Panasonic SPA Celestial Solar , 203330 Celestial Solar Innovations LLC | -21.76 |  | No | Other | Shippable | 0 |  | Not Applicable as per Item Classification |  | Not Applicable
953-5804 | 953-5804 | SPA, Panasonic Manufacturer Rebate for # 110-1264, End Date 06/30/2021, Max Qty. , Panasonic SPA Celestial Solar , 203330 Celestial Solar Innovations LLC | -7.65 |  | No | Other | Shippable | 0 |  | Not Applicable as per Item Classification |  | Not Applicable
953-5805 | 953-5805 | SPA, Panasonic Manufacturer Rebate for # 110-1223, End Date 06/30/2021, Max Qty. , Panasonic SPA Celestial Solar , 203330 Celestial Solar Innovations LLC | -19.65 |  | No | Other | Shippable | 0 |  | Not Applicable as per Item Classification |  | Not Applicable
953-5806 | 953-5806 | SPA, Panasonic Manufacturer Rebate for # 110-1203, End Date 06/30/2021, Max Qty. , Panasonic SPA Celestial Solar , 203330 Celestial Solar Innovations LLC | -21.35 |  | No | Other | Shippable | 0 |  | Not Applicable as per Item Classification |  | Not Applicable
953-5807 | 953-5807 | SPA, ENPHASE Manufacturer Rebate for # 480-0124, End Date 06/30/2021, Max Qty. 3, Q-00007559, 121215 PSG Construction, Inc. dba Llumetec | -388.78 |  | No | Other | Shippable | 0 |  | Not Applicable as per Item Classification |  | Not Applicable
953-5808 | 953-5808 | SPA, ENPHASE Manufacturer Rebate for # 480-0123, End Date 06/30/2021, Max Qty. 3, Q-00007559, 121215 PSG Construction, Inc. dba Llumetec | -116.67 |  | No | Other | Shippable | 0 |  | Not Applicable as per Item Classification |  | Not Applicable
953-5809 | 953-5809 | SPA, Enphase Manufacturer Rebate for # 480-0124, End Date 06/30/2021, Max Qty. 10, Q-00007584, 5532 ABC SOLAR INC. | -499 |  | No | Other | Shippable | 0 |  | Not Applicable as per Item Classification |  | Not Applicable
953-5810 | 953-5810 | SPA, Enphase Manufacturer Rebate for # 480-0123, End Date 06/30/2021, Max Qty. 1, Q-00007584, 5532 ABC SOLAR INC. | -458 |  | No | Other | Shippable | 0 |  | Not Applicable as per Item Classification |  | Not Applicable
953-5811 | 953-5811 | SPA, ENPHASE ENERGY Manufacturer Rebate for # 480-0124, End Date 06/30/2021, Max Qty. 3, Q-00006022, 5960 PUR SOLAR INC | -1110 |  | No | Other | Shippable | 0 |  | Not Applicable as per Item Classification |  | Not Applicable
953-5812 | 953-5812 | SPA, ENPHASE ENERGY Manufacturer Rebate for # 480-0123, End Date 06/01/1931, Max Qty. 3, Q-00006022, 5960 PUR SOLAR INC | -508.89 |  | No | Other | Shippable | 0 |  | Not Applicable as per Item Classification |  | Not Applicable
953-5813 | 953-5813 | SPA, Ironridge Manufacturer Rebate for # 590-0101, End Date 12/31/2021, Max Qty. 500, IR LOU Krannich East , 4202954 Krannich Solar East LLC | -0.98 |  | No | Other | Shippable | 0 |  | Not Applicable as per Item Classification |  | Not Applicable
953-5814 | 953-5814 | SPA, Panasonic Manufacturer Rebate for # 112-0008, End Date 06/30/2021, Max Qty. , Panasonic SPA Celestial Solar , 203330 Celestial Solar Innovations LLC | -36.3 |  | No | Other | Shippable | 0 |  | Not Applicable as per Item Classification |  | Not Applicable
953-5815 | 953-5815 | SPA, UniRac Manufacturer Rebate for # 250-1374, End Date 12/31/2021, Max Qty. , SOLNET - CMTA SPA Acknowledgement 04-12-2021.doc, 4203245 CMTA Energy Solutions | -3.92 |  | No | Other | Shippable | 0 |  | Not Applicable as per Item Classification |  | Not Applicable
953-5816 | 953-5816 | SPA, UniRac Manufacturer Rebate for # 250-1376, End Date 12/31/2021, Max Qty. , SOLNET - CMTA SPA Acknowledgement 04-12-2021.doc, 4203245 CMTA Energy Solutions | -2.07 |  | No | Other | Shippable | 0 |  | Not Applicable as per Item Classification |  | Not Applicable
953-5817 | 953-5817 | SPA, UniRac Manufacturer Rebate for # 250-1383, End Date 12/31/2021, Max Qty. , SOLNET - CMTA SPA Acknowledgement 04-12-2021.doc, 4203245 CMTA Energy Solutions | -0.02 |  | No | Other | Shippable | 0 |  | Not Applicable as per Item Classification |  | Not Applicable
953-5818 | 953-5818 | SPA, UniRac Manufacturer Rebate for # 250-1377, End Date 12/31/2021, Max Qty. , SOLNET - CMTA SPA Acknowledgement 04-12-2021.doc, 4203245 CMTA Energy Solutions | -0.28 |  | No | Other | Shippable | 0 |  | Not Applicable as per Item Classification |  | Not Applicable
953-5819 | 953-5819 | SPA, UniRac Manufacturer Rebate for # 250-1382, End Date 12/31/2021, Max Qty. , SOLNET - CMTA SPA Acknowledgement 04-12-2021.doc, 4203245 CMTA Energy Solutions | -0.05 |  | No | Other | Shippable | 0 |  | Not Applicable as per Item Classification |  | Not Applicable
953-5820 | 953-5820 | SPA, UniRac Manufacturer Rebate for # 250-1381, End Date 12/31/2021, Max Qty. , SOLNET - CMTA SPA Acknowledgement 04-12-2021.doc, 4203245 CMTA Energy Solutions | -0.027793 |  | No | Other | Shippable | 0 |  | Not Applicable as per Item Classification |  | Not Applicable
953-5821 | 953-5821 | SPA, Enphase Manufacturer Rebate for # 321-0215, End Date 06/30/2021, Max Qty. , Q-00007686, 4203533 CITY ELECTRIC SUPPLY COMPANY | -10.22 |  | No | Other | Shippable | 0 |  | Not Applicable as per Item Classification |  | Not Applicable
953-5822 | 953-5822 | SPA, Enphase Manufacturer Rebate for # 321-0216, End Date 06/30/2021, Max Qty. , Q-00007686, 4203533 CITY ELECTRIC SUPPLY COMPANY | -11.36 |  | No | Other | Shippable | 0 |  | Not Applicable as per Item Classification |  | Not Applicable
953-5823 | 953-5823 | SPA, Enphase Manufacturer Rebate for # 480-0124, End Date 06/30/2021, Max Qty. 6, Q-00006933, 121996 Pennsylvania Solar Energy Co Inc | -737.78 |  | No | Other | Shippable | 0 |  | Not Applicable as per Item Classification |  | Not Applicable
953-5824 | 953-5824 | SPA, Enphase Manufacturer Rebate for # 321-0215, End Date 06/30/2021, Max Qty. 400, Q-00006931, 121996 Pennsylvania Solar Energy Co Inc | -11.83 |  | No | Other | Shippable | 0 |  | Not Applicable as per Item Classification |  | Not Applicable
953-5825 | 953-5825 | SPA, Enphase Manufacturer Rebate for # 321-0216, End Date 06/30/2021, Max Qty. 400, Q-00006931, 121996 Pennsylvania Solar Energy Co Inc | -13.14 |  | No | Other | Shippable | 0 |  | Not Applicable as per Item Classification |  | Not Applicable
953-5826 | 953-5826 | SPA, Enphase Manufacturer Rebate for # 321-0223, End Date 06/30/2021, Max Qty. 400, Q-00006931, 121996 Pennsylvania Solar Energy Co Inc | -9.86 |  | No | Other | Shippable | 0 |  | Not Applicable as per Item Classification |  | Not Applicable
953-5827 | 953-5827 | SPA, Enphase Manufacturer Rebate for # 321-0215, End Date 06/30/2021, Max Qty. 1, Q-00005488, 6600 CAM SOLAR INC | -13.83 |  | No | Other | Shippable | 0 |  | Not Applicable as per Item Classification |  | Not Applicable
953-5828 | 953-5828 | SPA, Enphase Manufacturer Rebate for # 321-0216, End Date 06/30/2021, Max Qty. 1200, Q-00005488, 6600 CAM SOLAR INC | -13.21 |  | No | Other | Shippable | 0 |  | Not Applicable as per Item Classification |  | Not Applicable
953-5829 | 953-5829 | SPA, Enphase Manufacturer Rebate for # 321-0223, End Date 06/30/2021, Max Qty. 1, Q-00005488, 6600 CAM SOLAR INC | -14.29 |  | No | Other | Shippable | 0 |  | Not Applicable as per Item Classification |  | Not Applicable
953-5830 | 953-5830 | SPA, Enphase Manufacturer Rebate for # 480-0124, End Date 06/30/2021, Max Qty. 4, Q-00007639, 4204353 KiloWatt Solar Inc | -1943.78 |  | No | Other | Shippable | 0 |  | Not Applicable as per Item Classification |  | Not Applicable
953-5831 | 953-5831 | SPA, Enphase Manufacturer Rebate for # 480-0123, End Date 06/30/2021, Max Qty. 2, Q-00007639, 4204353 KiloWatt Solar Inc | -841.02 |  | No | Other | Shippable | 0 |  | Not Applicable as per Item Classification |  | Not Applicable
953-5832 | 953-5832 | SPA, Enphase Manufacturer Rebate for # 580-0146, End Date 06/30/2021, Max Qty. 3, Q-00007639, 4204353 KiloWatt Solar Inc | -755.56 |  | No | Other | Shippable | 0 |  | Not Applicable as per Item Classification |  | Not Applicable
953-5833 | 953-5833 | SPA, Panasonic Manufacturer Rebate for # 110-1127, End Date 06/30/2021, Max Qty. 150kW, Panasonic SPA Benton , 82152 Benton Electric, Inc. | -30.86 |  | No | Other | Shippable | 0 |  | Not Applicable as per Item Classification |  | Not Applicable
953-5834 | 953-5834 | SPA, Panasonic Manufacturer Rebate for # 110-1203, End Date 06/30/2021, Max Qty. 150kW, Panasonic SPA Benton , 82152 Benton Electric, Inc. | -33.92 |  | No | Other | Shippable | 0 |  | Not Applicable as per Item Classification |  | Not Applicable
953-5835 | 953-5835 | SPA, Panasonic Manufacturer Rebate for # 110-1223, End Date 06/30/2021, Max Qty. 150kW, Panasonic SPA Benton , 82152 Benton Electric, Inc. | -30.4 |  | No | Other | Shippable | 0 |  | Not Applicable as per Item Classification |  | Not Applicable
953-5836 | 953-5836 | SPA, Panasonic Manufacturer Rebate for # 110-1264, End Date 06/30/2021, Max Qty. 150kw, Panasonic SPA Benton , 82152 Benton Electric, Inc. | -36.85 |  | No | Other | Shippable | 0 |  | Not Applicable as per Item Classification |  | Not Applicable
953-5837 | 953-5837 | SPA, Panasonic Manufacturer Rebate for # 110-1265, End Date 06/30/2021, Max Qty. 150kw, Panasonic SPA Benton , 82152 Benton Electric, Inc. | -31.12 |  | No | Other | Shippable | 0 |  | Not Applicable as per Item Classification |  | Not Applicable
953-5838 | 953-5838 | SPA, ENphase Manufacturer Rebate for # 321-0215, End Date 06/30/2021, Max Qty. , Q-00007392 , 86643 Axmen | -10.22 |  | No | Other | Shippable | 0 |  | Not Applicable as per Item Classification |  | Not Applicable
953-5839 | 953-5839 | SPA, ENphase Manufacturer Rebate for # 321-0216, End Date 06/30/2021, Max Qty. , Q-00007392 , 86643 Axmen | -9.36 |  | No | Other | Shippable | 0 |  | Not Applicable as per Item Classification |  | Not Applicable
953-5840 | 953-5840 | SPA, ENphase Manufacturer Rebate for # 321-0223, End Date 06/30/2021, Max Qty. , Q-00007392 , 86643 Axmen | -9.89 |  | No | Other | Shippable | 0 |  | Not Applicable as per Item Classification |  | Not Applicable
953-5841 | 953-5841 | SPA, ENphase Manufacturer Rebate for # 480-0124, End Date 06/30/2021, Max Qty. , Q-00007788 , 86643 Axmen | -1000 |  | No | Other | Shippable | 0 |  | Not Applicable as per Item Classification |  | Not Applicable
953-5842 | 953-5842 | SPA, ENphase Manufacturer Rebate for # 480-0123, End Date 06/30/2021, Max Qty. , Q-00007788 , 86643 Axmen | -458 |  | No | Other | Shippable | 0 |  | Not Applicable as per Item Classification |  | Not Applicable
953-5843 | 953-5843 | SPA, Solaria Manufacturer Rebate for # 112-0007, End Date 06/30/2021, Max Qty. , SPA-2021Q2 Diamond, 82564 Newport Solar | -30.18 |  | No | Other | Shippable | 0 |  | Not Applicable as per Item Classification |  | Not Applicable
953-5844 | 953-5844 | SPA, Solaria Manufacturer Rebate for # 112-0010, End Date 06/30/2021, Max Qty. , SPA-2021Q2 Diamond, 82564 Newport Solar | -32.52 |  | No | Other | Shippable | 0 |  | Not Applicable as per Item Classification |  | Not Applicable
953-5845 | 953-5845 | SPA, Solaria Manufacturer Rebate for # 110-1176, End Date 06/30/2021, Max Qty. , SPA-2021Q2 Diamond, 82564 Newport Solar | -34.16 |  | No | Other | Shippable | 0 |  | Not Applicable as per Item Classification |  | Not Applicable
953-5846 | 953-5846 | SPA, Solaria Manufacturer Rebate for # 110-1222, End Date 06/30/2021, Max Qty. , SPA-2021Q2 Diamond, 82564 Newport Solar | -46.25 |  | No | Other | Shippable | 0 |  | Not Applicable as per Item Classification |  | Not Applicable
953-5847 | 953-5847 | SPA, Solaria Manufacturer Rebate for # 110-1254, End Date 06/30/2021, Max Qty. , SPA-2021Q2 Diamond, 82564 Newport Solar | -41.46 |  | No | Other | Shippable | 0 |  | Not Applicable as per Item Classification |  | Not Applicable
953-5848 | 953-5848 | SPA, Solaria Manufacturer Rebate for # 110-1222, End Date 06/30/2021, Max Qty. N/A, Diamond, 203313 Sunergy, Inc | -66.75 |  | No | Other | Shippable | 0 |  | Not Applicable as per Item Classification |  | Not Applicable
953-5849 | 953-5849 | SPA, Solaria Manufacturer Rebate for # 110-1254, End Date 06/30/2021, Max Qty. N/A, Diamond, 203313 Sunergy, Inc | -65.46 |  | No | Other | Shippable | 0 |  | Not Applicable as per Item Classification |  | Not Applicable
953-5850 | 953-5850 | SPA, Solaria Manufacturer Rebate for # 110-1247, End Date 06/30/2021, Max Qty. N/A, Diamond, 203313 Sunergy, Inc | -62.25 |  | No | Other | Shippable | 0 |  | Not Applicable as per Item Classification |  | Not Applicable
953-5851 | 953-5851 | SPA, Enphase Manufacturer Rebate for # 321-0216, End Date 06/30/2021, Max Qty. 750, Q-00007893, 4203125:1 Renu Energy TCI : Renu Energy TCI (INTL Orders) | -40 |  | No | Other | Shippable | 0 |  | Not Applicable as per Item Classification |  | Not Applicable
953-5852 | 953-5852 | SPA, Solaria Manufacturer Rebate for # 112-0010, End Date 06/30/2021, Max Qty. 1000, SPA-2021Q2, 1032 ElectriCare | -40.5 |  | No | Other | Shippable | 0 |  | Not Applicable as per Item Classification |  | Not Applicable
953-5853 | 953-5853 | SPA, Solaria Manufacturer Rebate for # 110-1254, End Date 06/30/2021, Max Qty. , Platinum, 4204425 Solight Energy Solutions | -29.6 |  | No | Other | Shippable | 0 |  | Not Applicable as per Item Classification |  | Not Applicable
953-5854 | 953-5854 | SPA, Solaria Manufacturer Rebate for # 110-1222, End Date 06/30/2021, Max Qty. , Platinum, 4204425 Solight Energy Solutions | -29.6 |  | No | Other | Shippable | 0 |  | Not Applicable as per Item Classification |  | Not Applicable
953-5855 | 953-5855 | SPA, Solaria Manufacturer Rebate for # 110-1247, End Date 06/30/2021, Max Qty. , Platinum, 4204425 Solight Energy Solutions | -21.9 |  | No | Other | Shippable | 0 |  | Not Applicable as per Item Classification |  | Not Applicable
953-5856 | 953-5856 | SPA, Solaria Manufacturer Rebate for # 110-1222, End Date 06/30/2021, Max Qty. N/A, Platinum, 80290 Alderete Pools/Solar | -53.75 |  | No | Other | Shippable | 0 |  | Not Applicable as per Item Classification |  | Not Applicable
953-5857 | 953-5857 | SPA, Solaria Manufacturer Rebate for # 110-1254, End Date 06/30/2021, Max Qty. N/A, Platinum, 80290 Alderete Pools/Solar | -49.46 |  | No | Other | Shippable | 0 |  | Not Applicable as per Item Classification |  | Not Applicable
953-5858 | 953-5858 | SPA, Solaria Manufacturer Rebate for # 110-1247, End Date 06/30/2021, Max Qty. N/A, Platinum, 80290 Alderete Pools/Solar | -51.25 |  | No | Other | Shippable | 0 |  | Not Applicable as per Item Classification |  | Not Applicable
953-5859 | 953-5859 | SPA, Solaria Manufacturer Rebate for # 110-1222, End Date 06/30/2021, Max Qty. , Platinum, 8095 MATSON SERVICES | -38.12 |  | No | Other | Shippable | 0 |  | Not Applicable as per Item Classification |  | Not Applicable
953-5860 | 953-5860 | SPA, Enphase Manufacturer Rebate for # 321-0215, End Date 06/30/2021, Max Qty. 600, Q-00006229, 4203443 Sunshine Renewable Solutions | -9.36 |  | No | Other | Shippable | 0 |  | Not Applicable as per Item Classification |  | Not Applicable
953-5861 | 953-5861 | SPA, Enphase Manufacturer Rebate for # 321-0216, End Date 06/30/2021, Max Qty. 600, Q-00006229, 4203443 Sunshine Renewable Solutions | -9.36 |  | No | Other | Shippable | 0 |  | Not Applicable as per Item Classification |  | Not Applicable
953-5862 | 953-5862 | SPA, SolarEdge Manufacturer Rebate for # 330-0575, End Date 12/31/2021, Max Qty. , SOL651, 89630 MB Haynes Corporation | -218.84 |  | No | Other | Shippable | 0 |  | Not Applicable as per Item Classification |  | Not Applicable
953-5863 | 953-5863 | SPA, SolarEdge Manufacturer Rebate for # 330-0574, End Date 12/31/2021, Max Qty. , SOL651, 89630 MB Haynes Corporation | -120 |  | No | Other | Shippable | 0 |  | Not Applicable as per Item Classification |  | Not Applicable
953-5864 | 953-5864 | SPA, SolarEdge Manufacturer Rebate for # 330-0572, End Date 12/31/2021, Max Qty. , SOL651, 89630 MB Haynes Corporation | -100 |  | No | Other | Shippable | 0 |  | Not Applicable as per Item Classification |  | Not Applicable
953-5865 | 953-5865 | SPA, Ironridge Manufacturer Rebate for # 210-1026, End Date 12/31/2021, Max Qty. 1000, , 4204074 Ready Home Energy Inc | -1.62 |  | No | Other | Shippable | 0 |  | Not Applicable as per Item Classification |  | Not Applicable
953-5866 | 953-5866 | SPA, Ironridge Manufacturer Rebate for # 212-0002, End Date 12/31/2021, Max Qty. 1000, , 4204074 Ready Home Energy Inc | -0.53 |  | No | Other | Shippable | 0 |  | Not Applicable as per Item Classification |  | Not Applicable
953-5867 | 953-5867 | SPA, Ironridge Manufacturer Rebate for # 212-0003, End Date 12/31/2021, Max Qty. 1000, , 4204074 Ready Home Energy Inc | -0.56 |  | No | Other | Shippable | 0 |  | Not Applicable as per Item Classification |  | Not Applicable
953-5868 | 953-5868 | SPA, Ironridge Manufacturer Rebate for # 212-0004, End Date 12/31/2021, Max Qty. 1000, , 4204074 Ready Home Energy Inc | -0.56 |  | No | Other | Shippable | 0 |  | Not Applicable as per Item Classification |  | Not Applicable
953-5869 | 953-5869 | SPA, Ironridge Manufacturer Rebate for # 212-0005, End Date 12/31/2021, Max Qty. 1000, , 4204074 Ready Home Energy Inc | -0.56 |  | No | Other | Shippable | 0 |  | Not Applicable as per Item Classification |  | Not Applicable
953-5870 | 953-5870 | SPA, Enphase Manufacturer Rebate for # 480-0124, End Date 06/30/2021, Max Qty. 3, Q-00008022, 4203978 Zenith Security LLC | -1987.78 |  | No | Other | Shippable | 0 |  | Not Applicable as per Item Classification |  | Not Applicable
953-5871 | 953-5871 | SPA, Enphase Manufacturer Rebate for # 480-0123, End Date 06/30/2021, Max Qty. 3, Q-00008022, 4203978 Zenith Security LLC | -836.67 |  | No | Other | Shippable | 0 |  | Not Applicable as per Item Classification |  | Not Applicable
953-5872 | 953-5872 | SPA, Enphase Manufacturer Rebate for # 580-0146, End Date 06/30/2021, Max Qty. 3, Q-00008022, 4203978 Zenith Security LLC | -450 |  | No | Other | Shippable | 0 |  | Not Applicable as per Item Classification |  | Not Applicable
953-5873 | 953-5873 | SPA, Ironridge Manufacturer Rebate for # DS-210-1001, End Date 12/31/2021, Max Qty. 500, Krannich East - LOU, 4202954 Krannich Solar East LLC | -4.24 |  | No | Other | Shippable | 0 |  | Not Applicable as per Item Classification |  | Not Applicable
953-5874 | 953-5874 | SPA, Ironridge Manufacturer Rebate for # 210-1001, End Date 12/31/2021, Max Qty. 500, Krannich East - LOU, 4202954 Krannich Solar East LLC | -2.42 |  | No | Other | Shippable | 0 |  | Not Applicable as per Item Classification |  | Not Applicable
953-5875 | 953-5875 | SPA, Solaria Manufacturer Rebate for # 110-1247, End Date 12/21/2021, Max Qty. 500, Platinum, 4203600 AMPWRX, Inc | -25.55 |  | No | Other | Shippable | 0 |  | Not Applicable as per Item Classification |  | Not Applicable
953-5876 | 953-5876 | SPA, Solaria Manufacturer Rebate for # 110-1222, End Date 12/21/2021, Max Qty. 500, Platinum, 4203600 AMPWRX, Inc | -25.9 |  | No | Other | Shippable | 0 |  | Not Applicable as per Item Classification |  | Not Applicable
953-5877 | 953-5877 | SPA, Solaria Manufacturer Rebate for # 110-1254, End Date 12/21/2021, Max Qty. 500, Platinum, 4203600 AMPWRX, Inc | -28 |  | No | Other | Shippable | 0 |  | Not Applicable as per Item Classification |  | Not Applicable
953-5878 | 953-5878 | SPA, Solaria Manufacturer Rebate for # 110-1247, End Date 07/31/2021, Max Qty. gold, Gold, 3853 Unbound Renewable Energy Inc dba Unbound Solar | -51.65 |  | No | Other | Shippable | 0 |  | Not Applicable as per Item Classification |  | Not Applicable
953-5879 | 953-5879 | SPA, Solaria Manufacturer Rebate for # 110-1222, End Date 07/31/2021, Max Qty. gold, Gold, 3853 Unbound Renewable Energy Inc dba Unbound Solar | -54.55 |  | No | Other | Shippable | 0 |  | Not Applicable as per Item Classification |  | Not Applicable
953-5880 | 953-5880 | SPA, Solaria Manufacturer Rebate for # 110-1254, End Date 07/31/2021, Max Qty. gold, Gold, 3853 Unbound Renewable Energy Inc dba Unbound Solar | -52.46 |  | No | Other | Shippable | 0 |  | Not Applicable as per Item Classification |  | Not Applicable
953-5881 | 953-5881 | SPA, Enphase Manufacturer Rebate for # 321-0223, End Date 06/30/2021, Max Qty. 18, Q-00005093, 82214 Bermuda Engineering | -38.86 |  | No | Other | Shippable | 0 |  | Not Applicable as per Item Classification |  | Not Applicable
953-5882 | 953-5882 | SPA, Enphase Manufacturer Rebate for # 321-0216, End Date 06/30/2021, Max Qty. 800, Q-00005093, 82214 Bermuda Engineering | -33.89 |  | No | Other | Shippable | 0 |  | Not Applicable as per Item Classification |  | Not Applicable
953-5883 | 953-5883 | SPA, Enphase Manufacturer Rebate for # 321-0219, End Date 06/30/2021, Max Qty. 18, Q-00005093, 82214 Bermuda Engineering | -36.42 |  | No | Other | Shippable | 0 |  | Not Applicable as per Item Classification |  | Not Applicable
953-5884 | 953-5884 | SPA, Solaria Manufacturer Rebate for # 110-1247, End Date 9/301/2021, Max Qty. platinum, Platinum, 2056 ALCHEMY CONSTRUCTION | -51.65 |  | No | Other | Shippable | 0 |  | Not Applicable as per Item Classification |  | Not Applicable
953-5885 | 953-5885 | SPA, Solaria Manufacturer Rebate for # 110-1222, End Date 9/301/2021, Max Qty. platinum, Platinum, 2056 ALCHEMY CONSTRUCTION | -54.55 |  | No | Other | Shippable | 0 |  | Not Applicable as per Item Classification |  | Not Applicable
953-5886 | 953-5886 | SPA, Solaria Manufacturer Rebate for # 110-1254, End Date 9/301/2021, Max Qty. platinum, Platinum, 2056 ALCHEMY CONSTRUCTION | -52.46 |  | No | Other | Shippable | 0 |  | Not Applicable as per Item Classification |  | Not Applicable
953-5887 | 953-5887 | SPA, Ironridge Manufacturer Rebate for # 211-0501, End Date 12/31/2021, Max Qty. 500, IR LOU Krannich East , 4202954 Krannich Solar East LLC | -1.64 |  | No | Other | Shippable | 0 |  | Not Applicable as per Item Classification |  | Not Applicable
953-5888 | 953-5888 | SPA, Ironridge Manufacturer Rebate for # DS 211-0501, End Date 12/31/2021, Max Qty. 500, IR LOU Krannich East , 4202954 Krannich Solar East LLC | -1.11 |  | No | Other | Shippable | 0 |  | Not Applicable as per Item Classification |  | Not Applicable
953-5889 | 953-5889 | SPA, Enphase Manufacturer Rebate for # 321-0216, End Date 06/30/2021, Max Qty. 1000, Q-00006561, 489402 Valley Unique Electric Inc | -10.59 |  | No | Other | Shippable | 0 |  | Not Applicable as per Item Classification |  | Not Applicable
953-5890 | 953-5890 | SPA, Unirac Manufacturer Rebate for # 321-0216, End Date 03/30/2022, Max Qty. , Unirac SPA Green Power Pros , 4204609 GREEN POWER PROS | -4.59 |  | No | Other | Shippable | 0 |  | Not Applicable as per Item Classification |  | Not Applicable
953-5891 | 953-5891 | SPA, SolarEdge Manufacturer Rebate for # 565-0215, End Date 12/31/2021, Max Qty. , SOL651, 89630 MB Haynes Corporation | -7 |  | No | Other | Shippable | 0 |  | Not Applicable as per Item Classification |  | Not Applicable
953-5892 | 953-5892 | SPA, SolarEdge Manufacturer Rebate for # 565-0209, End Date 12/31/2021, Max Qty. , SOL651, 89630 MB Haynes Corporation | -5.79 |  | No | Other | Shippable | 0 |  | Not Applicable as per Item Classification |  | Not Applicable
953-5893 | 953-5893 | SPA, SolarEdge Manufacturer Rebate for # 330-0572, End Date 12/31/2021, Max Qty. , SOL651, 89630 MB Haynes Corporation | -100 |  | No | Other | Shippable | 0 |  | Not Applicable as per Item Classification |  | Not Applicable
953-5894 | 953-5894 | SPA, Solaria Manufacturer Rebate for # 110-1222, End Date 6/31/2021, Max Qty. 500, Platinum, 90148 Pinnacle Roofing | -52.75 |  | No | Other | Shippable | 0 |  | Not Applicable as per Item Classification |  | Not Applicable
953-5895 | 953-5895 | SPA, Solaria Manufacturer Rebate for # 110-1254, End Date 6/31/2021, Max Qty. 500, Platinum, 90148 Pinnacle Roofing | -49.46 |  | No | Other | Shippable | 0 |  | Not Applicable as per Item Classification |  | Not Applicable
953-5896 | 953-5896 | SPA, Enphase Manufacturer Rebate for # 321-0216, End Date 06/30/2021, Max Qty. , Q-00008032, 4204609 GREEN POWER PROS | -9.36 |  | No | Other | Shippable | 0 |  | Not Applicable as per Item Classification |  | Not Applicable
953-5897 | 953-5897 | SPA, Enphase Manufacturer Rebate for # 321-0223, End Date 06/30/2021, Max Qty. , Q-00008032, 4204609 GREEN POWER PROS | -9.89 |  | No | Other | Shippable | 0 |  | Not Applicable as per Item Classification |  | Not Applicable
953-5898 | 953-5898 | SPA, Manufacturer Rebate for # 110-1254, End Date 12/31/2021, Max Qty. 500, Platinum Level, 4204620 McWherter Electric | -42.46 |  | No | Other | Shippable | 0 |  | Not Applicable as per Item Classification |  | Not Applicable
953-5899 | 953-5899 | SPA, Panasonic Manufacturer Rebate for # 110-1264, End Date 12/31/2021, Max Qty. , Panasonic Blanket SPA , | -19.65 |  | No | Other | Shippable | 0 |  | Not Applicable as per Item Classification |  | Not Applicable
953-5900 | 953-5900 | SPA, Solaria Manufacturer Rebate for # 110-1254, End Date 09/30/2021, Max Qty. 5000, , 122186 Energy Service Partners Inc. dba ESP Contracting | -46.46 |  | No | Other | Shippable | 0 |  | Not Applicable as per Item Classification |  | Not Applicable
953-5901 | 953-5901 | SPA, IRONRIDGE Manufacturer Rebate for # DS-260-0173, End Date 9/31/21, Max Qty. , IR LOU Krannich East , 4202954 Krannich Solar East LLC | -0.3 |  | No | Other | Shippable | 0 |  | Not Applicable as per Item Classification |  | Not Applicable
953-5902 | 953-5902 | SPA, IRONRIDGE Manufacturer Rebate for # 260-0173, End Date 9/31/21, Max Qty. , IR LOU Krannich East , 4202954 Krannich Solar East LLC | -0.24 |  | No | Other | Shippable | 0 |  | Not Applicable as per Item Classification |  | Not Applicable
953-5903 | 953-5903 | SPA, ENPHASE ENERGY, INC., Manufacturer Rebate for 321-0215, End Date 9/1/2021, MyContract, 80034 Test Customer for Soligent Connect | -2.36 |  | No | Other | Shippable | 0 |  | Not Applicable as per Item Classification |  | Not Applicable
953-5904 | 953-5904 | SPA, SolarEdge Manufacturer Rebate for # 565-0219, End Date 12/31/2021, Max Qty. , SolarEdge SPA SOL751, 89424 Creative Solar USA Inc | -2.5 |  | No | Other | Shippable | 0 |  | Not Applicable as per Item Classification |  | Not Applicable
953-5905 | 953-5905 | SPA, SolarEdge Manufacturer Rebate for # 565-0211, End Date 12/31/2021, Max Qty. , SolarEdge SPA SOL751, 89424 Creative Solar USA Inc | -4 |  | No | Other | Shippable | 0 |  | Not Applicable as per Item Classification |  | Not Applicable
953-5906 | 953-5906 | SPA, SolarEdge Manufacturer Rebate for # 310-0595, End Date 12/31/2021, Max Qty. , SolarEdge SPA SOL751, 89424 Creative Solar USA Inc | -31.75 |  | No | Other | Shippable | 0 |  | Not Applicable as per Item Classification |  | Not Applicable
953-5907 | 953-5907 | SPA, SolarEdge Manufacturer Rebate for # 310-0596, End Date 12/31/2021, Max Qty. , SolarEdge SPA SOL751, 89424 Creative Solar USA Inc | -75 |  | No | Other | Shippable | 0 |  | Not Applicable as per Item Classification |  | Not Applicable
953-5908 | 953-5908 | SPA, SolarEdge Manufacturer Rebate for # 310-0597, End Date 12/31/2021, Max Qty. , SolarEdge SPA SOL751, 89424 Creative Solar USA Inc | -75 |  | No | Other | Shippable | 0 |  | Not Applicable as per Item Classification |  | Not Applicable
953-5909 | 953-5909 | SPA, SolarEdge Manufacturer Rebate for # 310-0598, End Date 12/31/2021, Max Qty. , SolarEdge SPA SOL751, 89424 Creative Solar USA Inc | -75 |  | No | Other | Shippable | 0 |  | Not Applicable as per Item Classification |  | Not Applicable
953-5910 | 953-5910 | SPA, SolarEdge Manufacturer Rebate for # 310-0599, End Date 12/31/2021, Max Qty. , SolarEdge SPA SOL751, 89424 Creative Solar USA Inc | -37.5 |  | No | Other | Shippable | 0 |  | Not Applicable as per Item Classification |  | Not Applicable
953-5911 | 953-5911 | SPA, SolarEdge Manufacturer Rebate for # 310-0600, End Date 12/31/2021, Max Qty. , SolarEdge SPA SOL751, 89424 Creative Solar USA Inc | -37.5 |  | No | Other | Shippable | 0 |  | Not Applicable as per Item Classification |  | Not Applicable
953-5912 | 953-5912 | SPA, SolarEdge Manufacturer Rebate for # 310-0639, End Date 12/31/2021, Max Qty. , SolarEdge SPA SOL751, 89424 Creative Solar USA Inc | -31.75 |  | No | Other | Shippable | 0 |  | Not Applicable as per Item Classification |  | Not Applicable
953-5913 | 953-5913 | SPA, SolarEdge Manufacturer Rebate for # 310-0641, End Date 12/31/2021, Max Qty. , SolarEdge SPA SOL751, 89424 Creative Solar USA Inc | -75 |  | No | Other | Shippable | 0 |  | Not Applicable as per Item Classification |  | Not Applicable
953-5914 | 953-5914 | SPA, SolarEdge Manufacturer Rebate for # 310-0642, End Date 12/31/2021, Max Qty. , SolarEdge SPA SOL751, 89424 Creative Solar USA Inc | -75 |  | No | Other | Shippable | 0 |  | Not Applicable as per Item Classification |  | Not Applicable
953-5915 | 953-5915 | SPA, SolarEdge Manufacturer Rebate for # 310-0283, End Date 12/31/2021, Max Qty. , SolarEdge SPA SOL751, 89424 Creative Solar USA Inc | -31.75 |  | No | Other | Shippable | 0 |  | Not Applicable as per Item Classification |  | Not Applicable
953-5916 | 953-5916 | SPA, SolarEdge Manufacturer Rebate for # 310-0284, End Date 12/31/2021, Max Qty. , SolarEdge SPA SOL751, 89424 Creative Solar USA Inc | -75 |  | No | Other | Shippable | 0 |  | Not Applicable as per Item Classification |  | Not Applicable
953-5917 | 953-5917 | SPA, SolarEdge Manufacturer Rebate for # 310-0285, End Date 12/31/2021, Max Qty. , SolarEdge SPA SOL751, 89424 Creative Solar USA Inc | -75 |  | No | Other | Shippable | 0 |  | Not Applicable as per Item Classification |  | Not Applicable
953-5918 | 953-5918 | SPA, SolarEdge Manufacturer Rebate for # 310-0286, End Date 12/31/2021, Max Qty. , SolarEdge SPA SOL751, 89424 Creative Solar USA Inc | -75 |  | No | Other | Shippable | 0 |  | Not Applicable as per Item Classification |  | Not Applicable
953-5919 | 953-5919 | SPA, SolarEdge Manufacturer Rebate for # 310-0287, End Date 12/31/2021, Max Qty. , SolarEdge SPA SOL751, 89424 Creative Solar USA Inc | -37.5 |  | No | Other | Shippable | 0 |  | Not Applicable as per Item Classification |  | Not Applicable
953-5920 | 953-5920 | SPA, SolarEdge Manufacturer Rebate for # 310-0288, End Date 12/31/2021, Max Qty. , SolarEdge SPA SOL751, 89424 Creative Solar USA Inc | -37.5 |  | No | Other | Shippable | 0 |  | Not Applicable as per Item Classification |  | Not Applicable
953-5921 | 953-5921 | SPA, ENPHASE ENERGY, INC., Manufacturer Rebate for 321-0215, End Date 6/30/2021, Q-00006588, 4204587 Sunlight Solar | -8.03 |  | No | Other | Shippable | 0 |  | Not Applicable as per Item Classification |  | Not Applicable
953-5922 | 953-5922 | SPA, ENPHASE ENERGY, INC., Manufacturer Rebate for 321-0216, End Date 6/30/2021, Q-00006588, 4204587 Sunlight Solar | -9.14 |  | No | Other | Shippable | 0 |  | Not Applicable as per Item Classification |  | Not Applicable
953-5923 | 953-5923 | SPA, PANASONIC CORPORATION OF NORTH AMERICA, Manufacturer Rebate for 110-1127, End Date 6/30/2021, Panasonic SPA Whole Sun Designs, 82467 Whole Sun Designs Inc. | -70.46 |  | No | Other | Shippable | 0 |  | Not Applicable as per Item Classification |  | Not Applicable
953-5924 | 953-5924 | SPA, PANASONIC CORPORATION OF NORTH AMERICA, Manufacturer Rebate for 110-1203, End Date 6/30/2021, Panasonic SPA Whole Sun Designs, 82467 Whole Sun Designs Inc. | -74.75 |  | No | Other | Shippable | 0 |  | Not Applicable as per Item Classification |  | Not Applicable
953-5925 | 953-5925 | SPA, PANASONIC CORPORATION OF NORTH AMERICA, Manufacturer Rebate for 110-1264, End Date 6/30/2021, Panasonic SPA Whole Sun Designs, 82467 Whole Sun Designs Inc. | -80.05 |  | No | Other | Shippable | 0 |  | Not Applicable as per Item Classification |  | Not Applicable
953-5926 | 953-5926 | SPA, SOLARIA CORP, Manufacturer Rebate for 110-1254, End Date 9/30/2021, Max Qty. 1000, Platinum, 1045 VASCO SOLAR ENERGY CONST. | -57.46 |  | No | Other | Shippable | 0 |  | Not Applicable as per Item Classification |  | Not Applicable
953-5927 | 953-5927 | SPA, PANASONIC CORPORATION OF NORTH AMERICA, Manufacturer Rebate for 110-1264, End Date 6/30/2021, Panasonic SPA Pure Energy Group, 4204910 Pure Energy Group, Inc. | -54.85 |  | No | Other | Shippable | 0 |  | Not Applicable as per Item Classification |  | Not Applicable
953-5928 | 953-5928 | SPA, SOLARIA CORP, Manufacturer Rebate for 110-1222, End Date 6/30/2021, Max Qty. 500, Platinum, 12713 Howe Custom Home Builders | -50.75 |  | No | Other | Shippable | 0 |  | Not Applicable as per Item Classification |  | Not Applicable
953-5929 | 953-5929 | SPA, SOLARIA CORP, Manufacturer Rebate for 110-1254, End Date 6/30/2021, Max Qty. 500, Platinum, 12713 Howe Custom Home Builders | -47.46 |  | No | Other | Shippable | 0 |  | Not Applicable as per Item Classification |  | Not Applicable
953-5930 | 953-5930 | SPA, ENPHASE ENERGY, INC., Manufacturer Rebate for 480-0123, End Date 6/30/2021, Max Qty. 1, Q-00008134, 4203201 Swell Services | -127 |  | No | Other | Shippable | 0 |  | Not Applicable as per Item Classification |  | Not Applicable
953-5931 | 953-5931 | SPA, ENPHASE ENERGY, INC., Manufacturer Rebate for 321-0215, End Date 6/30/2021, Q-0006451, 4271 HALCYON SOLAR CONSTRUCTION | -13.36 |  | No | Other | Shippable | 0 |  | Not Applicable as per Item Classification |  | Not Applicable
953-5932 | 953-5932 | SPA, ENPHASE ENERGY, INC., Manufacturer Rebate for 321-0216, End Date 6/30/2021, Q-00006451, 4271 HALCYON SOLAR CONSTRUCTION | -13.14 |  | No | Other | Shippable | 0 |  | Not Applicable as per Item Classification |  | Not Applicable
953-5933 | 953-5933 | SPA, ENPHASE ENERGY, INC., Manufacturer Rebate for 321-0223, End Date 6/30/2021, Q-00006451, 4271 HALCYON SOLAR CONSTRUCTION | -14.26 |  | No | Other | Shippable | 0 |  | Not Applicable as per Item Classification |  | Not Applicable
953-5934 | 953-5934 | SPA, PANASONIC CORPORATION OF NORTH AMERICA, Manufacturer Rebate for 110-1203, End Date 6/30/2021, Panasonic SPA Pure Energy Group, 4204910 Pure Energy Group, Inc. | -50.95 |  | No | Other | Shippable | 0 |  | Not Applicable as per Item Classification |  | Not Applicable
953-5935 | 953-5935 | SPA, PANASONIC CORPORATION OF NORTH AMERICA, Manufacturer Rebate for 110-1127, End Date 6/30/2021, Panasonic SPA Pure Energy Group, 4204910 Pure Energy Group, Inc. | -57.26 |  | No | Other | Shippable | 0 |  | Not Applicable as per Item Classification |  | Not Applicable
953-5936 | 953-5936 | SPA, SOLAREDGE TECHNOLOGIES INC, Manufacturer Rebate for 310-0595, End Date 3/31/2022, SolarEdge SPA Gigawatt Operations SOL1140, 6516 Gigawatt Operations Inc dba SOL-UP LLC | -149.01 |  | No | Other | Shippable | 0 |  | Not Applicable as per Item Classification |  | Not Applicable
953-5937 | 953-5937 | SPA, SOLAREDGE TECHNOLOGIES INC, Manufacturer Rebate for 310-0596, End Date 3/31/2022, SolarEdge SPA Gigawatt Operations SOL1140, 6516 Gigawatt Operations Inc dba SOL-UP LLC | -340.77 |  | No | Other | Shippable | 0 |  | Not Applicable as per Item Classification |  | Not Applicable
953-5938 | 953-5938 | SPA, ENPHASE ENERGY, INC., Manufacturer Rebate for 321-0216, End Date 6/30/2021, Q-00008317, 203176 Energy Solutions Direct | -20.91 |  | No | Other | Shippable | 0 |  | Not Applicable as per Item Classification |  | Not Applicable
953-5939 | 953-5939 | SPA, SOLARIA CORP, Manufacturer Rebate for 110-1222, End Date 11/26/2021, Max Qty. 200, Platinum, 2109 KAITANNA SOLAR LLC | -29.75 |  | No | Other | Shippable | 0 |  | Not Applicable as per Item Classification |  | Not Applicable
953-5940 | 953-5940 | SPA, SOLARIA CORP, Manufacturer Rebate for 110-1254, End Date 11/26/2021, Max Qty. 200, Platinum, 2109 KAITANNA SOLAR LLC | -32.46 |  | No | Other | Shippable | 0 |  | Not Applicable as per Item Classification |  | Not Applicable
953-5941 | 953-5941 | SPA, ENPHASE ENERGY, INC., Manufacturer Rebate for 321-0215, End Date 6/30/2021, Max Qty. 150, Q-00007284, 4203321 3 Guys Solar LLC | -13.83 |  | No | Other | Shippable | 0 |  | Not Applicable as per Item Classification |  | Not Applicable
953-5942 | 953-5942 | SPA, ENPHASE ENERGY, INC., Manufacturer Rebate for 321-0223, End Date 6/30/2021, Max Qty. 60, Q-00007284, 4203321 3 Guys Solar LLC | -14.29 |  | No | Other | Shippable | 0 |  | Not Applicable as per Item Classification |  | Not Applicable
953-5943 | 953-5943 | SPA, ENPHASE ENERGY, INC., Manufacturer Rebate for 321-0216, End Date 6/30/2021, Max Qty. 650, Q-00007284, 4203321 3 Guys Solar LLC | -13.21 |  | No | Other | Shippable | 0 |  | Not Applicable as per Item Classification |  | Not Applicable
953-5944 | 953-5944 | SPA, PANASONIC CORPORATION OF NORTH AMERICA, Manufacturer Rebate for 110-1127, End Date 9/30/2021, Panasonic SPA Whole Sun Designs, 82467 Whole Sun Designs Inc. | -73.76 |  | No | Other | Shippable | 0 |  | Not Applicable as per Item Classification |  | Not Applicable
953-5945 | 953-5945 | SPA, PANASONIC CORPORATION OF NORTH AMERICA, Manufacturer Rebate for 110-1203, End Date 9/30/2021, Panasonic SPA Whole Sun Designs, 82467 Whole Sun Designs Inc. | -78.15 |  | No | Other | Shippable | 0 |  | Not Applicable as per Item Classification |  | Not Applicable
953-5946 | 953-5946 | SPA, IRONRIDGE, Manufacturer Rebate for 211-0485, End Date 12/31/2021, IR Lou Krannich East, 4202954 Krannich Solar East LLC | -4.79 |  | No | Other | Shippable | 0 |  | Not Applicable as per Item Classification |  | Not Applicable
953-5947 | 953-5947 | SPA, IRONRIDGE, Manufacturer Rebate for DS-211-0501, End Date 12/31/2021, IR Lou Krannich East, 4202954 Krannich Solar East LLC | -1.11 |  | No | Other | Shippable | 0 |  | Not Applicable as per Item Classification |  | Not Applicable
953-5948 | 953-5948 | SPA, IRONRIDGE, Manufacturer Rebate for DS-211-0485, End Date 12/31/2021, IR Lou Krannich East, 4202954 Krannich Solar East LLC | -4.79 |  | No | Other | Shippable | 0 |  | Not Applicable as per Item Classification |  | Not Applicable
953-5949 | 953-5949 | SPA, SOLAREDGE TECHNOLOGIES INC, Manufacturer Rebate for 565-0219, End Date 12/31/2021, SOL751, 89424 Creative Solar USA Inc | -5 |  | No | Other | Shippable | 0 |  | Not Applicable as per Item Classification |  | Not Applicable
953-5950 | 953-5950 | SPA, SOLAREDGE TECHNOLOGIES INC, Manufacturer Rebate for 565-0211, End Date 12/31/2021, SOL751, 89424 Creative Solar USA Inc | -8 |  | No | Other | Shippable | 0 |  | Not Applicable as per Item Classification |  | Not Applicable
953-5951 | 953-5951 | SPA, SOLAREDGE TECHNOLOGIES INC, Manufacturer Rebate for 310-0595, End Date 12/31/2021, SOL751, 89424 Creative Solar USA Inc | -63.5 |  | No | Other | Shippable | 0 |  | Not Applicable as per Item Classification |  | Not Applicable
953-5952 | 953-5952 | SPA, SOLAREDGE TECHNOLOGIES INC, Manufacturer Rebate for 310-0596, End Date 12/31/2021, SOL751, 89424 Creative Solar USA Inc | -150 |  | No | Other | Shippable | 0 |  | Not Applicable as per Item Classification |  | Not Applicable
953-5953 | 953-5953 | SPA, SOLAREDGE TECHNOLOGIES INC, Manufacturer Rebate for 310-0597, End Date 12/31/2021, SOL751, 89424 Creative Solar USA Inc | -150 |  | No | Other | Shippable | 0 |  | Not Applicable as per Item Classification |  | Not Applicable
953-5954 | 953-5954 | SPA, SOLAREDGE TECHNOLOGIES INC, Manufacturer Rebate for 310-0598, End Date 12/31/2021, SOL751, 89424 Creative Solar USA Inc | -150 |  | No | Other | Shippable | 0 |  | Not Applicable as per Item Classification |  | Not Applicable
953-5955 | 953-5955 | SPA, SOLAREDGE TECHNOLOGIES INC, Manufacturer Rebate for 310-0599, End Date 12/31/2021, SOL751, 89424 Creative Solar USA Inc | -75 |  | No | Other | Shippable | 0 |  | Not Applicable as per Item Classification |  | Not Applicable
953-5956 | 953-5956 | SPA, SOLAREDGE TECHNOLOGIES INC, Manufacturer Rebate for 310-0639, End Date 12/31/2021, SOL751, 89424 Creative Solar USA Inc | -63.5 |  | No | Other | Shippable | 0 |  | Not Applicable as per Item Classification |  | Not Applicable
953-5957 | 953-5957 | SPA, SOLAREDGE TECHNOLOGIES INC, Manufacturer Rebate for 310-0600, End Date 12/31/2021, SOL751, 89424 Creative Solar USA Inc | -75 |  | No | Other | Shippable | 0 |  | Not Applicable as per Item Classification |  | Not Applicable
953-5958 | 953-5958 | SPA, SOLAREDGE TECHNOLOGIES INC, Manufacturer Rebate for 310-0641, End Date 12/31/2021, SOL751, 89424 Creative Solar USA Inc | -150 |  | No | Other | Shippable | 0 |  | Not Applicable as per Item Classification |  | Not Applicable
953-5959 | 953-5959 | SPA, SOLAREDGE TECHNOLOGIES INC, Manufacturer Rebate for 310-0642, End Date 12/31/2021, SOL751, 89424 Creative Solar USA Inc | -150 |  | No | Other | Shippable | 0 |  | Not Applicable as per Item Classification |  | Not Applicable
953-5960 | 953-5960 | SPA, SOLAREDGE TECHNOLOGIES INC, Manufacturer Rebate for 310-0284, End Date 12/31/2021, SOL751, 89424 Creative Solar USA Inc | -150 |  | No | Other | Shippable | 0 |  | Not Applicable as per Item Classification |  | Not Applicable
953-5961 | 953-5961 | SPA, SOLAREDGE TECHNOLOGIES INC, Manufacturer Rebate for 310-0286, End Date 12/31/2021, SOL751, 89424 Creative Solar USA Inc | -150 |  | No | Other | Shippable | 0 |  | Not Applicable as per Item Classification |  | Not Applicable
953-5962 | 953-5962 | SPA, SOLAREDGE TECHNOLOGIES INC, Manufacturer Rebate for 310-0285, End Date 12/31/2021, SOL751, 89424 Creative Solar USA Inc | -150 |  | No | Other | Shippable | 0 |  | Not Applicable as per Item Classification |  | Not Applicable
953-5963 | 953-5963 | SPA, SOLAREDGE TECHNOLOGIES INC, Manufacturer Rebate for 310-0283, End Date 12/31/2021, SOL751, 89424 Creative Solar USA Inc | -63.5 |  | No | Other | Shippable | 0 |  | Not Applicable as per Item Classification |  | Not Applicable
953-5964 | 953-5964 | SPA, SOLAREDGE TECHNOLOGIES INC, Manufacturer Rebate for 310-0288, End Date 12/31/2021, SOL751, 89424 Creative Solar USA Inc | -75 |  | No | Other | Shippable | 0 |  | Not Applicable as per Item Classification |  | Not Applicable
953-5965 | 953-5965 | SPA, SOLAREDGE TECHNOLOGIES INC, Manufacturer Rebate for 310-0287, End Date 12/31/2021, SOL751, 89424 Creative Solar USA Inc | -75 |  | No | Other | Shippable | 0 |  | Not Applicable as per Item Classification |  | Not Applicable
953-5966 | 953-5966 | SPA, UNIRAC INC, Manufacturer Rebate for 260-0288, End Date 12/31/2021, Unirac Zenith SPA, 4203978:1 Zenith Security LLC-LoanPal | -0.44 |  | No | Other | Shippable | 0 |  | Not Applicable as per Item Classification |  | Not Applicable
953-5967 | 953-5967 | SPA, UNIRAC INC, Manufacturer Rebate for 210-1074, End Date 12/31/2021, Unirac Zenith SPA, 4203978:1 Zenith Security LLC-LoanPal | -1.42 |  | No | Other | Shippable | 0 |  | Not Applicable as per Item Classification |  | Not Applicable
953-5968 | 953-5968 | SPA, UNIRAC INC, Manufacturer Rebate for 211-0494, End Date 12/31/2021, Unirac Zenith SPA, 4203978:1 Zenith Security LLC-LoanPal | -0.15 |  | No | Other | Shippable | 0 |  | Not Applicable as per Item Classification |  | Not Applicable
953-5969 | 953-5969 | SPA, UNIRAC INC, Manufacturer Rebate for 260-0286, End Date 12/31/2021, Unirac Zenith SPA, 4203978:1 Zenith Security LLC-LoanPal | -0.16 |  | No | Other | Shippable | 0 |  | Not Applicable as per Item Classification |  | Not Applicable
953-5970 | 953-5970 | SPA, UNIRAC INC, Manufacturer Rebate for 210-1030, End Date 12/31/2021, Unirac Zenith SPA, 4203978:1 Zenith Security LLC-LoanPal | -6.25 |  | No | Other | Shippable | 0 |  | Not Applicable as per Item Classification |  | Not Applicable
953-5971 | 953-5971 | SPA, UNIRAC INC, Manufacturer Rebate for 510-0284, End Date 12/31/2021, Unirac Zenith SPA, 4203978:1 Zenith Security LLC-LoanPal | -5.99 |  | No | Other | Shippable | 0 |  | Not Applicable as per Item Classification |  | Not Applicable
953-5972 | 953-5972 | SPA, SOLAREDGE TECHNOLOGIES INC, Manufacturer Rebate for 310-0597, End Date 3/31/2022, SOL1140, 6516 Gigawatt Operations Inc dba SOL-UP LLC | -363.4 |  | No | Other | Shippable | 0 |  | Not Applicable as per Item Classification |  | Not Applicable
953-5973 | 953-5973 | SPA, SOLAREDGE TECHNOLOGIES INC, Manufacturer Rebate for 565-0211, End Date 3/31/2022, SOL1140, 6516 Gigawatt Operations Inc dba SOL-UP LLC | -15.8 |  | No | Other | Shippable | 0 |  | Not Applicable as per Item Classification |  | Not Applicable
953-5974 | 953-5974 | SPA, SOLAREDGE TECHNOLOGIES INC, Manufacturer Rebate for 310-0599, End Date 3/31/2022, SOL1140, 6516 Gigawatt Operations Inc dba SOL-UP LLC | -297.42 |  | No | Other | Shippable | 0 |  | Not Applicable as per Item Classification |  | Not Applicable
953-5975 | 953-5975 | SPA, SOLAREDGE TECHNOLOGIES INC, Manufacturer Rebate for 310-0598, End Date 3/31/2022, SOL1140, 6516 Gigawatt Operations Inc dba SOL-UP LLC | -371.92 |  | No | Other | Shippable | 0 |  | Not Applicable as per Item Classification |  | Not Applicable
953-5976 | 953-5976 | SPA, PANASONIC CORPORATION OF NORTH AMERICA, Manufacturer Rebate for 110-1264, End Date 6/30/2021, PanasonicSPAGigawatt Operations Inc dba SOL-UP LLC, 6516 Gigawatt Operations Inc dba SOL-UP LLC | -62.07 |  | No | Other | Shippable | 0 |  | Not Applicable as per Item Classification |  | Not Applicable
953-5977 | 953-5977 | SPA, UNIRAC INC, Manufacturer Rebate for 210-0190, End Date 12/31/2021, Unirac Zenith SPA, 4203978:1 Zenith Security LLC-LoanPal | -1.28 |  | No | Other | Shippable | 0 |  | Not Applicable as per Item Classification |  | Not Applicable
953-5978 | 953-5978 | SPA, SOLAREDGE TECHNOLOGIES INC, Manufacturer Rebate for 565-0206, End Date 3/31/2022, SOL1140, 6516 Gigawatt Operations Inc dba SOL-UP LLC | -15.8 |  | No | Other | Shippable | 0 |  | Not Applicable as per Item Classification |  | Not Applicable
953-5979 | 953-5979 | SPA, PANASONIC CORPORATION OF NORTH AMERICA, Manufacturer Rebate for 110-1265, End Date 6/30/2021, Panasonic SPA Pure Energy Group, 4204910 Pure Energy Group, Inc. | -60.72 |  | No | Other | Shippable | 0 |  | Not Applicable as per Item Classification |  | Not Applicable
953-5980 | 953-5980 | SPA, SOLAREDGE TECHNOLOGIES INC, Manufacturer Rebate for 310-0600, End Date 3/31/2022, SOL1140, 6516 Gigawatt Operations Inc dba SOL-UP LLC | -302.78 |  | No | Other | Shippable | 0 |  | Not Applicable as per Item Classification |  | Not Applicable
953-5981 | 953-5981 | SPA, SOLARIA CORP, Manufacturer Rebate for 110-1247, End Date 6/30/2021, Platinum, 31018 Nippon Energy Inc | -29.2 |  | No | Other | Shippable | 0 |  | Not Applicable as per Item Classification |  | Not Applicable
953-5982 | 953-5982 | SPA, SOLARIA CORP, Manufacturer Rebate for 110-1247, End Date 9/30/2021, Platinum, 3352 NexGen Construction Services Inc | -29.2 |  | No | Other | Shippable | 0 |  | Not Applicable as per Item Classification |  | Not Applicable
953-5983 | 953-5983 | SPA, SOLARIA CORP, Manufacturer Rebate for 110-1254, End Date 9/30/2021, Platinum, 3352 NexGen Construction Services Inc | -32 |  | No | Other | Shippable | 0 |  | Not Applicable as per Item Classification |  | Not Applicable
953-5984 | 953-5984 | SPA, SOLARIA CORP, Manufacturer Rebate for 110-1254, End Date 10/31/2021, GOLD, 7790 FOURTH COAST INC | -16 |  | No | Other | Shippable | 0 |  | Not Applicable as per Item Classification |  | Not Applicable
953-5985 | 953-5985 | SPA, SOLARIA CORP, Manufacturer Rebate for 110-1222, End Date 9/30/2021, Platinum, 3352 NexGen Construction Services Inc | -29.6 |  | No | Other | Shippable | 0 |  | Not Applicable as per Item Classification |  | Not Applicable
953-5986 | 953-5986 | SPA, SOLAREDGE TECHNOLOGIES INC, Manufacturer Rebate for 310-0595, End Date 12/31/2021, SOL750, 4204550 Convert Solar | -110.25 |  | No | Other | Shippable | 0 |  | Not Applicable as per Item Classification |  | Not Applicable
953-5987 | 953-5987 | SPA, SOLAREDGE TECHNOLOGIES INC, Manufacturer Rebate for 310-0596, End Date 12/31/2021, SOL750, 4204550 Convert Solar | -227.2 |  | No | Other | Shippable | 0 |  | Not Applicable as per Item Classification |  | Not Applicable
953-5988 | 953-5988 | SPA, SOLAREDGE TECHNOLOGIES INC, Manufacturer Rebate for 310-0597, End Date 12/31/2021, SOL750, 4204550 Convert Solar | -227.2 |  | No | Other | Shippable | 0 |  | Not Applicable as per Item Classification |  | Not Applicable
953-5989 | 953-5989 | SPA, SOLAREDGE TECHNOLOGIES INC, Manufacturer Rebate for 310-0598, End Date 12/31/2021, SOL750, 4204550 Convert Solar | -227.2 |  | No | Other | Shippable | 0 |  | Not Applicable as per Item Classification |  | Not Applicable
953-5990 | 953-5990 | SPA, SOLAREDGE TECHNOLOGIES INC, Manufacturer Rebate for 310-0599, End Date 12/31/2021, SOL750, 4204550 Convert Solar | -146.83 |  | No | Other | Shippable | 0 |  | Not Applicable as per Item Classification |  | Not Applicable
953-5991 | 953-5991 | SPA, SOLAREDGE TECHNOLOGIES INC, Manufacturer Rebate for 310-0600, End Date 12/31/2021, SOL750, 4204550 Convert Solar | -146.83 |  | No | Other | Shippable | 0 |  | Not Applicable as per Item Classification |  | Not Applicable
953-5992 | 953-5992 | SPA, SOLAREDGE TECHNOLOGIES INC, Manufacturer Rebate for 565-0211, End Date 12/31/2021, SOL750, 4204550 Convert Solar | -10.8 |  | No | Other | Shippable | 0 |  | Not Applicable as per Item Classification |  | Not Applicable
953-5993 | 953-5993 | SPA, SOLAREDGE TECHNOLOGIES INC, Manufacturer Rebate for 565-0230, End Date 12/31/2021, SOL750, 4204550 Convert Solar | -10.8 |  | No | Other | Shippable | 0 |  | Not Applicable as per Item Classification |  | Not Applicable
953-5994 | 953-5994 | SPA, SOLAREDGE TECHNOLOGIES INC, Manufacturer Rebate for 310-0642, End Date 12/31/2021, SOL750, 4204550 Convert Solar | -227.2 |  | No | Other | Shippable | 0 |  | Not Applicable as per Item Classification |  | Not Applicable
953-5995 | 953-5995 | SPA, IRONRIDGE, Manufacturer Rebate for DS-270-1045, End Date 12/31/2021, IR Lou Krannich East, 4202954 Krannich Solar East LLC | -1.18 |  | No | Other | Shippable | 0 |  | Not Applicable as per Item Classification |  | Not Applicable
953-5996 | 953-5996 | SPA, IRONRIDGE, Manufacturer Rebate for DS-270-1046, End Date 12/31/2021, IR Lou Krannich East, 4202954 Krannich Solar East LLC | -1.31 |  | No | Other | Shippable | 0 |  | Not Applicable as per Item Classification |  | Not Applicable
953-5997 | 953-5997 | SPA, PANASONIC CORPORATION OF NORTH AMERICA, Manufacturer Rebate for 110-1203, End Date 9/30/2021, Max Qty. 100, Blanket SPA for HIT products Central Region, 1155 DERSCH ENERGIES, INC. | -23.75 |  | No | Other | Shippable | 0 |  | Not Applicable as per Item Classification |  | Not Applicable
953-5998 | 953-5998 | SPA, SOLARIA CORP, Manufacturer Rebate for 110-1254, End Date 9/30/2021, Solaria Platinum - 9349 Vaha Group, 9349 Vaha Group Inc. dba Vaha Sustainable Energy | -24 |  | No | Other | Shippable | 0 |  | Not Applicable as per Item Classification |  | Not Applicable
953-5999 | 953-5999 | SPA, IRONRIDGE, Manufacturer Rebate for DS-210-1066, End Date 9/30/2021, IR Lou Krannich West, 203377 Krannich Solar West LLC | -6.62 |  | No | Other | Shippable | 0 |  | Not Applicable as per Item Classification |  | Not Applicable
953-6000 | 953-6000 | SPA, SOLARIA CORP, Manufacturer Rebate for 110-1247, End Date 9/30/2021, Platinum, 9349 Vaha Group Inc. dba Vaha Sustainable Energy | -21.9 |  | No | Other | Shippable | 0 |  | Not Applicable as per Item Classification |  | Not Applicable
953-6001 | 953-6001 | SPA, IRONRIDGE, Manufacturer Rebate for 210-1066, End Date 9/30/2021, IR Lou Krannich West, 203377 Krannich Solar West LLC | -5.2 |  | No | Other | Shippable | 0 |  | Not Applicable as per Item Classification |  | Not Applicable
953-6002 | 953-6002 | SPA, SOLARIA CORP, Manufacturer Rebate for 110-1254, End Date 9/30/2021, Platinum, 4204425 Solight Energy Solutions dba Solight Energy Solutions | -24 |  | No | Other | Shippable | 0 |  | Not Applicable as per Item Classification |  | Not Applicable
953-6003 | 953-6003 | SPA, ENPHASE ENERGY, INC., Manufacturer Rebate for 321-0215, End Date 9/30/2021, Max Qty. 17000, Q-00010030, 4203978 Zenith Security LLC | -38.3 |  | No | Other | Shippable | 0 |  | Not Applicable as per Item Classification |  | Not Applicable
953-6004 | 953-6004 | SPA, ENPHASE ENERGY, INC., Manufacturer Rebate for 321-0216, End Date 9/30/2021, Max Qty. 5000, Q-00009916, 203176 Energy Solutions Direct | -35.21 |  | No | Other | Shippable | 0 |  | Not Applicable as per Item Classification |  | Not Applicable
953-6005 | 953-6005 | SPA, ENPHASE ENERGY, INC., Manufacturer Rebate for 321-0215, End Date 9/30/2021, Max Qty. 100, Q-00009916, 203176 Energy Solutions Direct | -21.21 |  | No | Other | Shippable | 0 |  | Not Applicable as per Item Classification |  | Not Applicable
953-6006 | 953-6006 | SPA, SOLARIA CORP, Manufacturer Rebate for 110-1254, End Date 12/31/2021, Gold, 6743 General Environmental Management Services, Inc. dba SolarGem Electrical | -31.46 |  | No | Other | Shippable | 0 |  | Not Applicable as per Item Classification |  | Not Applicable
953-6007 | 953-6007 | SPA, ENPHASE ENERGY, INC., Manufacturer Rebate for 321-0216, End Date 9/30/2021, Max Qty. 1300, Q-00009847, 4204656 Singlepoint Direct Solar, LLC dba Direct Solar of America | -16.29 |  | No | Other | Shippable | 0 |  | Not Applicable as per Item Classification |  | Not Applicable
953-6008 | 953-6008 | SPA, ENPHASE ENERGY, INC., Manufacturer Rebate for 321-0215, End Date 9/30/2021, Max Qty. 13000, Q-00009847, 4204656 Singlepoint Direct Solar, LLC dba Direct Solar of America | -16.29 |  | No | Other | Shippable | 0 |  | Not Applicable as per Item Classification |  | Not Applicable
953-6009 | 953-6009 | SPA, ENPHASE ENERGY, INC., Manufacturer Rebate for 321-0223, End Date 9/30/2021, Max Qty. 1000, Q-00010162, 4203842 Bell Electrical Systems LLC | -23.5 |  | No | Other | Shippable | 0 |  | Not Applicable as per Item Classification |  | Not Applicable
953-6010 | 953-6010 | SPA, ENPHASE ENERGY, INC., Manufacturer Rebate for 321-0216, End Date 9/30/2021, Max Qty. 1500, Q-00010162, 4203842 Bell Electrical Systems LLC | -22.02 |  | No | Other | Shippable | 0 |  | Not Applicable as per Item Classification |  | Not Applicable
953-6011 | 953-6011 | SPA, ENPHASE ENERGY, INC., Manufacturer Rebate for 321-0216, End Date 9/30/2021, Max Qty. 650, Q-00009894, 4203321 3 Guys Solar LLC | -10.26 |  | No | Other | Shippable | 0 |  | Not Applicable as per Item Classification |  | Not Applicable
953-6012 | 953-6012 | SPA, ENPHASE ENERGY, INC., Manufacturer Rebate for 321-0223, End Date 9/30/2021, Max Qty. 60, Q-00009894, 4203321 3 Guys Solar LLC | -10.72 |  | No | Other | Shippable | 0 |  | Not Applicable as per Item Classification |  | Not Applicable
953-6013 | 953-6013 | SPA, ENPHASE ENERGY, INC., Manufacturer Rebate for 321-0215, End Date 9/30/2021, Max Qty. 150, Q-00009894, 4203321 3 Guys Solar LLC | -10.89 |  | No | Other | Shippable | 0 |  | Not Applicable as per Item Classification |  | Not Applicable
953-6014 | 953-6014 | SPA, ENPHASE ENERGY, INC., Manufacturer Rebate for 321-0216, End Date 9/30/2021, Max Qty. 1, Q-00009968, 89950 Urban Solar Group | -26.86 |  | No | Other | Shippable | 0 |  | Not Applicable as per Item Classification |  | Not Applicable
953-6015 | 953-6015 | SPA, ENPHASE ENERGY, INC., Manufacturer Rebate for 321-0223, End Date 9/30/2021, Max Qty. 1000, Q-00009968, 89950 Urban Solar Group | -21.71 |  | No | Other | Shippable | 0 |  | Not Applicable as per Item Classification |  | Not Applicable
953-6016 | 953-6016 | SPA, ENPHASE ENERGY, INC., Manufacturer Rebate for 321-0215, End Date 9/30/2021, Max Qty. 5, Q-00009968, 89950 Urban Solar Group | -18.2 |  | No | Other | Shippable | 0 |  | Not Applicable as per Item Classification |  | Not Applicable
953-6017 | 953-6017 | SPA, ENPHASE ENERGY, INC., Manufacturer Rebate for 321-0219, End Date 9/30/2021, Max Qty. 100, Q-00009959, 89609 Sunlight Enterprises, Inc dba Sunlight Solar | -11.57 |  | No | Other | Shippable | 0 |  | Not Applicable as per Item Classification |  | Not Applicable
953-6018 | 953-6018 | SPA, ENPHASE ENERGY, INC., Manufacturer Rebate for 321-0215, End Date 9/30/2021, Max Qty. 1000, Q-00010186, 4204074 Ready Home Energy Inc | -27.54 |  | No | Other | Shippable | 0 |  | Not Applicable as per Item Classification |  | Not Applicable
953-6019 | 953-6019 | SPA, ENPHASE ENERGY, INC., Manufacturer Rebate for 321-0216, End Date 9/30/2021, Max Qty. 1000, Q-00010186, 4204074 Ready Home Energy Inc | -27.82 |  | No | Other | Shippable | 0 |  | Not Applicable as per Item Classification |  | Not Applicable
953-6020 | 953-6020 | SPA, ENPHASE ENERGY, INC., Manufacturer Rebate for 321-0215, End Date 9/30/2021, Max Qty. 1000, Q-00009910, 89424 Creative Solar USA Inc | -10.89 |  | No | Other | Shippable | 0 |  | Not Applicable as per Item Classification |  | Not Applicable
953-6021 | 953-6021 | SPA, ENPHASE ENERGY, INC., Manufacturer Rebate for 321-0216, End Date 9/30/2021, Max Qty. 5, Q-00009910, 89424 Creative Solar USA Inc | -10.26 |  | No | Other | Shippable | 0 |  | Not Applicable as per Item Classification |  | Not Applicable
953-6022 | 953-6022 | SPA, ENPHASE ENERGY, INC., Manufacturer Rebate for 321-0216, End Date 9/30/2021, Max Qty. 200, Q-00010013, 4204140 Solar Solutions of America | -9.29 |  | No | Other | Shippable | 0 |  | Not Applicable as per Item Classification |  | Not Applicable
953-6023 | 953-6023 | SPA, ENPHASE ENERGY, INC., Manufacturer Rebate for 321-0215, End Date 9/30/2021, Max Qty. 800, Q-00010013, 4204140 Solar Solutions of America | -10.89 |  | No | Other | Shippable | 0 |  | Not Applicable as per Item Classification |  | Not Applicable
953-6024 | 953-6024 | SPA, ENPHASE ENERGY, INC., Manufacturer Rebate for 321-0215, End Date 9/30/2021, Max Qty. 800, Q-00010013, 4204140 Solar Solutions of America | -10.89 |  | No | Other | Shippable | 0 |  | Not Applicable as per Item Classification |  | Not Applicable
953-6025 | 953-6025 | SPA, ENPHASE ENERGY, INC., Manufacturer Rebate for 321-0215, End Date 9/30/2021, Max Qty. 1000, q-00010012, 4204475 Solar Solutions and Distributions LLC | -14.29 |  | No | Other | Shippable | 0 |  | Not Applicable as per Item Classification |  | Not Applicable
953-6026 | 953-6026 | SPA, ENPHASE ENERGY, INC., Manufacturer Rebate for 321-0216, End Date 9/30/2021, Max Qty. 2500, q-00010012, 4204475 Solar Solutions and Distributions LLC | -12.93 |  | No | Other | Shippable | 0 |  | Not Applicable as per Item Classification |  | Not Applicable
953-6027 | 953-6027 | SPA, ENPHASE ENERGY, INC., Manufacturer Rebate for 321-0215, End Date 9/30/2021, Max Qty. 5000, Q-00009956, 4204564 SunVena Solar | -23.07 |  | No | Other | Shippable | 0 |  | Not Applicable as per Item Classification |  | Not Applicable
953-6028 | 953-6028 | SPA, ENPHASE ENERGY, INC., Manufacturer Rebate for 321-0216, End Date 9/30/2021, Max Qty. 5, Q-00009956, 4204564 SunVena Solar | -32.04 |  | No | Other | Shippable | 0 |  | Not Applicable as per Item Classification |  | Not Applicable
953-6029 | 953-6029 | SPA, ENPHASE ENERGY, INC., Manufacturer Rebate for 321-0216, End Date 9/30/2021, Max Qty. 100, Q-00009959, 89609 Sunlight Enterprises, Inc dba Sunlight Solar | -17.57 |  | No | Other | Shippable | 0 |  | Not Applicable as per Item Classification |  | Not Applicable
953-6030 | 953-6030 | SPA, ENPHASE ENERGY, INC., Manufacturer Rebate for 321-0215, End Date 9/30/2021, Max Qty. 1000, Q-00009959, 89609 Sunlight Enterprises, Inc dba Sunlight Solar | -15.72 |  | No | Other | Shippable | 0 |  | Not Applicable as per Item Classification |  | Not Applicable
953-6031 | 953-6031 | SPA, ENPHASE ENERGY, INC., Manufacturer Rebate for 321-0216, End Date 9/30/2021, Max Qty. 300, Q-00010018, 4203118 Speir Innovations LLC | -18.15 |  | No | Other | Shippable | 0 |  | Not Applicable as per Item Classification |  | Not Applicable
953-6032 | 953-6032 | SPA, ENPHASE ENERGY, INC., Manufacturer Rebate for 321-0215, End Date 9/30/2021, Max Qty. 2200, Q-00010018, 4203118 Speir Innovations LLC | -18.2 |  | No | Other | Shippable | 0 |  | Not Applicable as per Item Classification |  | Not Applicable
953-6033 | 953-6033 | SPA, SOLARIA CORP, Manufacturer Rebate for 110-1254, End Date 9/30/2021, SolariaSPABellElectricalSystemsLLC, 4203842 Bell Electrical Systems LLC | -79.46 |  | No | Other | Shippable | 0 |  | Not Applicable as per Item Classification |  | Not Applicable
953-6034 | 953-6034 | SPA, SOLARIA CORP, Manufacturer Rebate for 110-1222, End Date 9/30/2021, SolariaSPABellElectricalSystemsLLC, 4203842 Bell Electrical Systems LLC | -45.43 |  | No | Other | Shippable | 0 |  | Not Applicable as per Item Classification |  | Not Applicable
953-6035 | 953-6035 | SPA, SOLARIA CORP, Manufacturer Rebate for 110-1254, End Date 9/30/2021, Solaria GOLD New England Solar & Green, 82377 New England Solar & Green Solutions | -16 |  | No | Other | Shippable | 0 |  | Not Applicable as per Item Classification |  | Not Applicable
953-6036 | 953-6036 | SPA, IRONRIDGE, Manufacturer Rebate for DS-210-1066, End Date 9/30/2021, IronRidgeSPAKrannich Solar West LLC, 203377 Krannich Solar West LLC | -6.62 |  | No | Other | Shippable | 0 |  | Not Applicable as per Item Classification |  | Not Applicable
953-6037 | 953-6037 | SPA, IRONRIDGE, Manufacturer Rebate for 210-1066, End Date 9/30/2021, IronRidgeSPAKrannich Solar West LLC, 203377 Krannich Solar West LLC | -5.2 |  | No | Other | Shippable | 0 |  | Not Applicable as per Item Classification |  | Not Applicable
953-6038 | 953-6038 | SPA, SOLARIA CORP, Manufacturer Rebate for 110-1254, End Date 9/30/2021, Solaria DIAMOND Newport Solar, 82564 Newport Solar | -41.46 |  | No | Other | Shippable | 0 |  | Not Applicable as per Item Classification |  | Not Applicable
953-6039 | 953-6039 | SPA, SOLARIA CORP, Manufacturer Rebate for 110-1254, End Date 12/31/2021, Max Qty. 500, Solaria Diamond SPA, 3747 ACR Solar International Corp. (www.acrsolar.com) | -61.46 |  | No | Other | Shippable | 0 |  | Not Applicable as per Item Classification |  | Not Applicable
953-6040 | 953-6040 | SPA, SOLARIA CORP, Manufacturer Rebate for 110-1254, End Date 9/30/2021, Solaria $0.06 per watt - 83685 Beach Cities Solar Inc, 83685 Beach Cities Solar Inc | -24 |  | No | Other | Shippable | 0 |  | Not Applicable as per Item Classification |  | Not Applicable
953-6041 | 953-6041 | SPA, ENPHASE ENERGY, INC., Manufacturer Rebate for 321-0223, End Date 9/30/2021, Max Qty. 5, Q-00009956, 4204564 SunVena Solar | -23.76 |  | No | Other | Shippable | 0 |  | Not Applicable as per Item Classification |  | Not Applicable
953-6042 | 953-6042 | SPA, ENPHASE ENERGY, INC., Manufacturer Rebate for 321-0216, End Date 12/28/2021, Max Qty. 100, Q-00010773, 4204197 SolKraft Inc. | -24.66 |  | No | Other | Shippable | 0 |  | Not Applicable as per Item Classification |  | Not Applicable
953-6043 | 953-6043 | SPA, ENPHASE ENERGY, INC., Manufacturer Rebate for 321-0215, End Date 12/28/2021, Max Qty. 22000, Q-00010773, 4204197 SolKraft Inc. | -24.37 |  | No | Other | Shippable | 0 |  | Not Applicable as per Item Classification |  | Not Applicable
953-6044 | 953-6044 | SPA, ENPHASE ENERGY, INC., Manufacturer Rebate for 321-0216, End Date 9/30/2021, Max Qty. 700, q-00010196, 4204650 Bright House Energy Construction, INC | -10.94 |  | No | Other | Shippable | 0 |  | Not Applicable as per Item Classification |  | Not Applicable
953-6045 | 953-6045 | SPA, ENPHASE ENERGY, INC., Manufacturer Rebate for 321-0215, End Date 9/30/2021, Max Qty. 1000, Q-00010238, 8426 High Definition Solar | -18.41 |  | No | Other | Shippable | 0 |  | Not Applicable as per Item Classification |  | Not Applicable
953-6046 | 953-6046 | SPA, ENPHASE ENERGY, INC., Manufacturer Rebate for 321-0223, End Date 9/30/2021, Max Qty. 100, Q-00010238, 8426 High Definition Solar | -18.88 |  | No | Other | Shippable | 0 |  | Not Applicable as per Item Classification |  | Not Applicable
953-6047 | 953-6047 | SPA, ENPHASE ENERGY, INC., Manufacturer Rebate for 321-0216, End Date 9/30/2021, Max Qty. 400, Q-00010238, 8426 High Definition Solar | -18.04 |  | No | Other | Shippable | 0 |  | Not Applicable as per Item Classification |  | Not Applicable
953-6048 | 953-6048 | SPA, ENPHASE ENERGY, INC., Manufacturer Rebate for 321-0216, End Date 9/30/2021, Max Qty. 1000, Q-00009770, 30870 Icon Solar Power | -20.79 |  | No | Other | Shippable | 0 |  | Not Applicable as per Item Classification |  | Not Applicable
953-6049 | 953-6049 | SPA, ENPHASE ENERGY, INC., Manufacturer Rebate for 321-0216, End Date 9/30/2021, Max Qty. 500, Q-00010211, 4204527 Premier Solar Energy, Inc | -10.03 |  | No | Other | Shippable | 0 |  | Not Applicable as per Item Classification |  | Not Applicable
953-6050 | 953-6050 | SPA, ENPHASE ENERGY, INC., Manufacturer Rebate for 321-0215, End Date 9/30/2021, Max Qty. 500, Q-00010211, 4204527 Premier Solar Energy, Inc | -9.52 |  | No | Other | Shippable | 0 |  | Not Applicable as per Item Classification |  | Not Applicable
953-6051 | 953-6051 | SPA, ENPHASE ENERGY, INC., Manufacturer Rebate for 321-0216, End Date 12/28/2021, Enphase Q-00010785, 5931 Richards Distributing Inc dba RES Alaska, Inc. | -22.79 |  | No | Other | Shippable | 0 |  | Not Applicable as per Item Classification |  | Not Applicable
953-6052 | 953-6052 | SPA, SOLAREDGE TECHNOLOGIES INC, Manufacturer Rebate for 310-0596, End Date 3/31/2022, SOL1140, 6516 Gigawatt Operations Inc dba SOL-UP LLC | -361.77 |  | No | Other | Shippable | 0 |  | Not Applicable as per Item Classification |  | Not Applicable
953-6053 | 953-6053 | SPA, ENPHASE ENERGY, INC., Manufacturer Rebate for 321-0223, End Date 12/28/2021, Q-00010785, 5931 Richards Distributing Inc dba RES Alaska, Inc. | -24.18 |  | No | Other | Shippable | 0 |  | Not Applicable as per Item Classification |  | Not Applicable
953-6054 | 953-6054 | SPA, ENPHASE ENERGY, INC., Manufacturer Rebate for 321-0223, End Date 7/22/2021, Max Qty. 1000, Q-00010696, 4204074 Ready Home Energy Inc | -30 |  | No | Other | Shippable | 0 |  | Not Applicable as per Item Classification |  | Not Applicable
953-6055 | 953-6055 | SPA, ENPHASE ENERGY, INC., Manufacturer Rebate for 321-0215, End Date 7/22/2021, Max Qty. 1000, Q-00010696, 4204074 Ready Home Energy Inc | -31.5 |  | No | Other | Shippable | 0 |  | Not Applicable as per Item Classification |  | Not Applicable
953-6056 | 953-6056 | SPA, ENPHASE ENERGY, INC., Manufacturer Rebate for 321-0216, End Date 7/22/2021, Max Qty. 1000, Q-00010696, 4204074 Ready Home Energy Inc | -32.5 |  | No | Other | Shippable | 0 |  | Not Applicable as per Item Classification |  | Not Applicable
953-6057 | 953-6057 | SPA, PANASONIC CORPORATION OF NORTH AMERICA, Manufacturer Rebate for 110-1265, End Date 9/30/2021, PanasonicSPAGigawatt Operations Inc dba SOL-UP LLC, 6516 Gigawatt Operations Inc dba SOL-UP LLC | -65.82 |  | No | Other | Shippable | 0 |  | Not Applicable as per Item Classification |  | Not Applicable
953-6058 | 953-6058 | SPA, SOLARIA CORP, Manufacturer Rebate for 110-1222, End Date 12/31/2021, Platinum, 203313 Sunergy, Inc | -25.78 |  | No | Other | Shippable | 0 |  | Not Applicable as per Item Classification |  | Not Applicable
953-6059 | 953-6059 | SPA, SOLARIA CORP, Manufacturer Rebate for 110-1254, End Date 12/31/2021, Platinum, 203313 Sunergy, Inc | -59.46 |  | No | Other | Shippable | 0 |  | Not Applicable as per Item Classification |  | Not Applicable
953-6060 | 953-6060 | SPA, SOLARIA CORP, Manufacturer Rebate for 110-1254, End Date 12/31/2021, Platinum, 80290 Alderete Pools/Solar | -49.46 |  | No | Other | Shippable | 0 |  | Not Applicable as per Item Classification |  | Not Applicable
953-6061 | 953-6061 | SPA, SOLARIA CORP, Manufacturer Rebate for 110-1222, End Date 12/31/2021, Max Qty. 1000, Platinum, 80290 Alderete Pools/Solar | -17.78 |  | No | Other | Shippable | 0 |  | Not Applicable as per Item Classification |  | Not Applicable
953-6062 | 953-6062 | SPA, SOLARIA CORP, Manufacturer Rebate for 110-1222, End Date 12/31/2021, Premium Partner SPA-2021 Exp 12/21, 88279 Illuminate Solar Company | -17.98 |  | No | Other | Shippable | 0 |  | Not Applicable as per Item Classification |  | Not Applicable
953-6063 | 953-6063 | SPA, SOLARIA CORP, Manufacturer Rebate for 110-1247, End Date 9/30/2021, Solaria DIAMOND Newport Solar, 82564 Newport Solar | -2.03 |  | No | Other | Shippable | 0 |  | Not Applicable as per Item Classification |  | Not Applicable
953-6064 | 953-6064 | SPA, ENPHASE ENERGY, INC., Manufacturer Rebate for 321-0223, End Date 9/30/2021, Max Qty. 100, Q-00010228, 88596 American Array Solar | -16.61 |  | No | Other | Shippable | 0 |  | Not Applicable as per Item Classification |  | Not Applicable
953-6065 | 953-6065 | SPA, ENPHASE ENERGY, INC., Manufacturer Rebate for 321-0216, End Date 9/30/2021, Max Qty. 500, Q-00010228, 88596 American Array Solar | -16.19 |  | No | Other | Shippable | 0 |  | Not Applicable as per Item Classification |  | Not Applicable
953-6066 | 953-6066 | SPA, ENPHASE ENERGY, INC., Manufacturer Rebate for 321-0215, End Date 9/30/2021, Max Qty. 1200, Q-00010228, 88596 American Array Solar | -15.81 |  | No | Other | Shippable | 0 |  | Not Applicable as per Item Classification |  | Not Applicable
953-6067 | 953-6067 | SPA, ENPHASE ENERGY, INC., Manufacturer Rebate for 321-0216, End Date 9/30/2021, Max Qty. 300, Q-00010253, 88279 Illuminate Solar Company | -5.83 |  | No | Other | Shippable | 0 |  | Not Applicable as per Item Classification |  | Not Applicable
953-6068 | 953-6068 | SPA, ENPHASE ENERGY, INC., Manufacturer Rebate for 321-0223, End Date 9/30/2021, Max Qty. 200, Q-00010253, 88279 Illuminate Solar Company | -5.69 |  | No | Other | Shippable | 0 |  | Not Applicable as per Item Classification |  | Not Applicable
953-6069 | 953-6069 | SPA, SOLARIA CORP, Manufacturer Rebate for 110-1254, End Date 12/31/2021, Premium Partner 2021through 12/21, 88279 Illuminate Solar Company | -49.96 |  | No | Other | Shippable | 0 |  | Not Applicable as per Item Classification |  | Not Applicable
953-6070 | 953-6070 | SPA, SOLARIA CORP, Manufacturer Rebate for 110-1254, End Date 12/31/2021, Solaria Platinum, 8095 MATSON SERVICES | -44.44 |  | No | Other | Shippable | 0 |  | Not Applicable as per Item Classification |  | Not Applicable
953-6071 | 953-6071 | SPA, SOLARIA CORP, Manufacturer Rebate for 110-1222, End Date 12/31/2021, Solaria Platinum, 8095 MATSON SERVICES | -1.53 |  | No | Other | Shippable | 0 |  | Not Applicable as per Item Classification |  | Not Applicable
953-6072 | 953-6072 | SPA, SOLARIA CORP, Manufacturer Rebate for 110-1254, End Date 12/31/2021, SolariaSPAEcoMark Sales Inc dba EcoMark Solar, 121078 EcoMark Sales Inc dba EcoMark Solar | -77.46 |  | No | Other | Shippable | 0 |  | Not Applicable as per Item Classification |  | Not Applicable
953-6073 | 953-6073 | SPA, SOLARIA CORP, Manufacturer Rebate for 110-1222, End Date 12/31/2021, SolariaSPAEcoMark Sales Inc dba EcoMark Solar, 121078 EcoMark Sales Inc dba EcoMark Solar | -47.28 |  | No | Other | Shippable | 0 |  | Not Applicable as per Item Classification |  | Not Applicable
953-6074 | 953-6074 | SPA, SOLARIA CORP, Manufacturer Rebate for 110-1254, End Date 11/26/2021, Kaitanna Solaria Platinum SPA, 2109 KAITANNA SOLAR LLC | -32.46 |  | No | Other | Shippable | 0 |  | Not Applicable as per Item Classification |  | Not Applicable
953-6075 | 953-6075 | SPA, ENPHASE ENERGY, INC., Manufacturer Rebate for 321-0215, End Date 9/30/2021, Max Qty. 500, Q-00009963, 121482 Solar City, Inc. dba The LeverEdge | -12.79 |  | No | Other | Shippable | 0 |  | Not Applicable as per Item Classification |  | Not Applicable
953-6076 | 953-6076 | SPA, ENPHASE ENERGY, INC., Manufacturer Rebate for 321-0216, End Date 9/30/2021, Max Qty. 500, Q-00009963, 121482 Solar City, Inc. dba The LeverEdge | -14.79 |  | No | Other | Shippable | 0 |  | Not Applicable as per Item Classification |  | Not Applicable
953-6077 | 953-6077 | SPA, ENPHASE ENERGY, INC., Manufacturer Rebate for 321-0223, End Date 9/30/2021, Max Qty. 500, Q-00009963, 121482 Solar City, Inc. dba The LeverEdge | -17.29 |  | No | Other | Shippable | 0 |  | Not Applicable as per Item Classification |  | Not Applicable
953-6078 | 953-6078 | SPA, ENPHASE ENERGY, INC., Manufacturer Rebate for 321-0215, End Date 9/30/2021, Max Qty. 500, Q-00009800, 6643 BTO INC, DBA AXMEN | -13.04 |  | No | Other | Shippable | 0 |  | Not Applicable as per Item Classification |  | Not Applicable
953-6079 | 953-6079 | SPA, ENPHASE ENERGY, INC., Manufacturer Rebate for 321-0223, End Date 9/30/2021, Max Qty. 250, Q-00009800, 6643 BTO INC, DBA AXMEN | -13.66 |  | No | Other | Shippable | 0 |  | Not Applicable as per Item Classification |  | Not Applicable
953-6080 | 953-6080 | SPA, ENPHASE ENERGY, INC., Manufacturer Rebate for 321-0216, End Date 9/30/2021, Max Qty. 500, Q-00009800, 6643 BTO INC, DBA AXMEN | -12.43 |  | No | Other | Shippable | 0 |  | Not Applicable as per Item Classification |  | Not Applicable
953-6081 | 953-6081 | SPA, PANASONIC CORPORATION OF NORTH AMERICA, Manufacturer Rebate for 110-1203, End Date 9/30/2021, PanasonicSPAContract-Q3-2021, 80786 FirstPV Inc dba SolarUnion | -52.35 |  | No | Other | Shippable | 0 |  | Not Applicable as per Item Classification |  | Not Applicable
953-6082 | 953-6082 | SPA, PANASONIC CORPORATION OF NORTH AMERICA, Manufacturer Rebate for 110-1264, End Date 9/30/2021, PanasonicSPAContract-Q3-2021, 80786 FirstPV Inc dba SolarUnion | -31.45 |  | No | Other | Shippable | 0 |  | Not Applicable as per Item Classification |  | Not Applicable
953-6083 | 953-6083 | SPA, PANASONIC CORPORATION OF NORTH AMERICA, Manufacturer Rebate for 110-1265, End Date 9/30/2021, PanasonicSPAContract-Q3-2021, 80786 FirstPV Inc dba SolarUnion | -31.92 |  | No | Other | Shippable | 0 |  | Not Applicable as per Item Classification |  | Not Applicable
953-6084 | 953-6084 | SPA, PANASONIC CORPORATION OF NORTH AMERICA, Manufacturer Rebate for 110-1264, End Date 9/30/2021, PanasonicSPAContract-Q3-2021, 88596 American Array Solar | -23.65 |  | No | Other | Shippable | 0 |  | Not Applicable as per Item Classification |  | Not Applicable
953-6085 | 953-6085 | SPA, PANASONIC CORPORATION OF NORTH AMERICA, Manufacturer Rebate for 110-1265, End Date 9/30/2021, PanasonicSPAContract-Q3-2021, 88596 American Array Solar | -24.32 |  | No | Other | Shippable | 0 |  | Not Applicable as per Item Classification |  | Not Applicable
953-6086 | 953-6086 | SPA, ENPHASE ENERGY, INC., Manufacturer Rebate for 321-0223, End Date 9/30/2021, Max Qty. 300, Q-00010246, 80633 Solar Roof Dynamics LLC | -16.29 |  | No | Other | Shippable | 0 |  | Not Applicable as per Item Classification |  | Not Applicable
953-6087 | 953-6087 | SPA, ENPHASE ENERGY, INC., Manufacturer Rebate for 321-0216, End Date 9/30/2021, Max Qty. 200, Q-00010246, 80633 Solar Roof Dynamics LLC | -15.29 |  | No | Other | Shippable | 0 |  | Not Applicable as per Item Classification |  | Not Applicable
953-6088 | 953-6088 | SPA, ENPHASE ENERGY, INC., Manufacturer Rebate for 321-0215, End Date 9/30/2021, Max Qty. 500, Q-00010246, 80633 Solar Roof Dynamics LLC | -14.29 |  | No | Other | Shippable | 0 |  | Not Applicable as per Item Classification |  | Not Applicable
953-6089 | 953-6089 | SPA, SOLARIA CORP, Manufacturer Rebate for 112-0010, End Date 9/30/2021, Solaria DIAMOND Newport Solar, 82564 Newport Solar | -23.12 |  | No | Other | Shippable | 0 |  | Not Applicable as per Item Classification |  | Not Applicable
953-6090 | 953-6090 | SPA, ENPHASE ENERGY, INC., Manufacturer Rebate for 321-0215, End Date 9/30/2021, Max Qty. 2400, Q-00010188, 7290 SONRAY SOLAR, INC. DBA SONRAY CONSTRUCTION | -14.79 |  | No | Other | Shippable | 0 |  | Not Applicable as per Item Classification |  | Not Applicable
953-6091 | 953-6091 | SPA, ENPHASE ENERGY, INC., Manufacturer Rebate for 321-0216, End Date 9/30/2021, Max Qty. 600, Q-00010188, 7290 SONRAY SOLAR, INC. DBA SONRAY CONSTRUCTION | -14.79 |  | No | Other | Shippable | 0 |  | Not Applicable as per Item Classification |  | Not Applicable
953-6092 | 953-6092 | SPA, ENPHASE ENERGY, INC., Manufacturer Rebate for 321-0223, End Date 9/30/2021, Max Qty. 100, Q-00009770, 30870 Icon Solar Power | -11.29 |  | No | Other | Shippable | 0 |  | Not Applicable as per Item Classification |  | Not Applicable
953-6093 | 953-6093 | SPA, ENPHASE ENERGY, INC., Manufacturer Rebate for 321-0215, End Date 9/30/2021, Max Qty. 600, Q-00009770, 30870 Icon Solar Power | -13.29 |  | No | Other | Shippable | 0 |  | Not Applicable as per Item Classification |  | Not Applicable
953-6094 | 953-6094 | SPA, ENPHASE ENERGY, INC., Manufacturer Rebate for 321-0215, End Date 9/30/2021, Max Qty. 800, Q-00010008, 7121 Solar Alternatives Inc | -15.39 |  | No | Other | Shippable | 0 |  | Not Applicable as per Item Classification |  | Not Applicable
953-6095 | 953-6095 | SPA, ENPHASE ENERGY, INC., Manufacturer Rebate for 321-0216, End Date 9/30/2021, Max Qty. 200, Q-00010008, 7121 Solar Alternatives Inc | -15.13 |  | No | Other | Shippable | 0 |  | Not Applicable as per Item Classification |  | Not Applicable
953-6096 | 953-6096 | SPA, ENPHASE ENERGY, INC., Manufacturer Rebate for 321-0216, End Date 9/30/2021, Max Qty. 2500, Q00010016, 6900 Aberration, Inc. dba South Texas Solar Systems, Inc. | -28.35 |  | No | Other | Shippable | 0 |  | Not Applicable as per Item Classification |  | Not Applicable
953-6097 | 953-6097 | SPA, PANASONIC CORPORATION OF NORTH AMERICA, Manufacturer Rebate for 110-1203, End Date 9/30/2021, Panasonic SPA Newport Electric Construction, 4203536 Newport Electric Construction Corp dba NEC Solar | -23.8 |  | No | Other | Shippable | 0 |  | Not Applicable as per Item Classification |  | Not Applicable
953-6098 | 953-6098 | SPA, ENPHASE ENERGY, INC., Manufacturer Rebate for 321-0215, End Date 9/30/2021, Q-00011030, 89950 Urban Solar Group | -18.2 |  | No | Other | Shippable | 0 |  | Not Applicable as per Item Classification |  | Not Applicable
953-6099 | 953-6099 | SPA, ENPHASE ENERGY, INC., Manufacturer Rebate for 321-0223, End Date 9/30/2021, Q-00011030, 89950 Urban Solar Group | -21.71 |  | No | Other | Shippable | 0 |  | Not Applicable as per Item Classification |  | Not Applicable
953-6100 | 953-6100 | SPA, ENPHASE ENERGY, INC., Manufacturer Rebate for 321-0216, End Date 9/30/2021, Q-00011030, 89950 Urban Solar Group | -29 |  | No | Other | Shippable | 0 |  | Not Applicable as per Item Classification |  | Not Applicable
953-6101 | 953-6101 | SPA, ENPHASE ENERGY, INC., Manufacturer Rebate for 321-0223, End Date 9/30/2021, Q-00011191, 203313 Sunergy, Inc | -12.49 |  | No | Other | Shippable | 0 |  | Not Applicable as per Item Classification |  | Not Applicable
953-6102 | 953-6102 | SPA, ENPHASE ENERGY, INC., Manufacturer Rebate for 321-0216, End Date 9/30/2021, Q-00011191, 203313 Sunergy, Inc | -10.29 |  | No | Other | Shippable | 0 |  | Not Applicable as per Item Classification |  | Not Applicable
953-6103 | 953-6103 | SPA, SOLARIA CORP, Manufacturer Rebate for 110-1254, End Date 12/31/2021, Platinum $.08/W – Giles Construction, 120823 Giles Construction | -32 |  | No | Other | Shippable | 0 |  | Not Applicable as per Item Classification |  | Not Applicable
953-6104 | 953-6104 | SPA, SOLARIA CORP, Manufacturer Rebate for 110-1254, End Date 12/31/2021, Platinum $.08/W – Nippon, 31018 Nippon Energy Inc | -32 |  | No | Other | Shippable | 0 |  | Not Applicable as per Item Classification |  | Not Applicable
953-6105 | 953-6105 | SPA, PANASONIC CORPORATION OF NORTH AMERICA, Manufacturer Rebate for 110-1264, End Date 9/30/2021, PanasonicSPAContract-Q3-2021, 80371 Addy Electric Inc | -46.45 |  | No | Other | Shippable | 0 |  | Not Applicable as per Item Classification |  | Not Applicable
953-6106 | 953-6106 | SPA, PANASONIC CORPORATION OF NORTH AMERICA, Manufacturer Rebate for 110-1223, End Date 9/30/2021, PanasonicSPAContract-Q3-2021, 80371 Addy Electric Inc | -9.75 |  | No | Other | Shippable | 0 |  | Not Applicable as per Item Classification |  | Not Applicable
953-6107 | 953-6107 | SPA, PANASONIC CORPORATION OF NORTH AMERICA, Manufacturer Rebate for 110-1127, End Date 9/30/2021, PanasonicSPAContract-Q3-2021, 80371 Addy Electric Inc | -44.06 |  | No | Other | Shippable | 0 |  | Not Applicable as per Item Classification |  | Not Applicable
953-6108 | 953-6108 | SPA, UNIRAC INC, Manufacturer Rebate for 260-0016, End Date 12/31/2021, UniRac SPA Meraki, 4202957 Meraki Solar LLC | -0.57 |  | No | Other | Shippable | 0 |  | Not Applicable as per Item Classification |  | Not Applicable
953-6109 | 953-6109 | SPA, UNIRAC INC, Manufacturer Rebate for 210-0595, End Date 12/31/2021, UniRac SPA Meraki, 4202957 Meraki Solar LLC | -10.64 |  | No | Other | Shippable | 0 |  | Not Applicable as per Item Classification |  | Not Applicable
953-6110 | 953-6110 | SPA, UNIRAC INC, Manufacturer Rebate for 260-0015, End Date 12/31/2021, UniRac SPA Meraki, 4202957 Meraki Solar LLC | -0.5 |  | No | Other | Shippable | 0 |  | Not Applicable as per Item Classification |  | Not Applicable
953-6111 | 953-6111 | SPA, SOLARIA CORP, Manufacturer Rebate for 110-1247, End Date 12/31/2021, Platinum $.08/W – Nippon, 31018 Nippon Energy Inc | -29.2 |  | No | Other | Shippable | 0 |  | Not Applicable as per Item Classification |  | Not Applicable
953-6112 | 953-6112 | SPA, SOLARIA CORP, Manufacturer Rebate for 110-1222, End Date 12/31/2021, Platinum, 12713 Howe Custom Home Builders | -9.78 |  | No | Other | Shippable | 0 |  | Not Applicable as per Item Classification |  | Not Applicable
953-6113 | 953-6113 | SPA, SOLARIA CORP, Manufacturer Rebate for 110-1254, End Date 12/31/2021, Platinum, 12713 Howe Custom Home Builders | -45.46 |  | No | Other | Shippable | 0 |  | Not Applicable as per Item Classification |  | Not Applicable
953-6114 | 953-6114 | SPA, PANASONIC CORPORATION OF NORTH AMERICA, Manufacturer Rebate for 110-1264, End Date 9/30/2021, PanasonicSPAGigawatt Operations Inc dba SOL-UP LLC, 6516 Gigawatt Operations Inc dba SOL-UP LLC | -62.65 |  | No | Other | Shippable | 0 |  | Not Applicable as per Item Classification |  | Not Applicable
953-6115 | 953-6115 | SPA, SOLARIA CORP, Manufacturer Rebate for 110-1222, End Date 12/31/2021, Solaria, 9210 MASELLIS ELECTRIC | -1.53 |  | No | Other | Shippable | 0 |  | Not Applicable as per Item Classification |  | Not Applicable
953-6116 | 953-6116 | SPA, SOLARIA CORP, Manufacturer Rebate for 110-1254, End Date 12/31/2021, Solaria, 9210 MASELLIS ELECTRIC | -44.44 |  | No | Other | Shippable | 0 |  | Not Applicable as per Item Classification |  | Not Applicable
953-6117 | 953-6117 | SPA, SOLARIA CORP, Manufacturer Rebate for 110-1254, End Date 12/31/2021, Solaria Platinum, 4204839 A&J Solar Electric, Inc. | -53.46 |  | No | Other | Shippable | 0 |  | Not Applicable as per Item Classification |  | Not Applicable
953-6118 | 953-6118 | SPA, UNIRAC INC, Manufacturer Rebate for 210-0214, End Date 12/31/2021, Unirac Zenith SPA, 4203978 Zenith Security LLC | -35.53 |  | No | Other | Shippable | 0 |  | Not Applicable as per Item Classification |  | Not Applicable
953-6119 | 953-6119 | SPA, ENPHASE ENERGY, INC., Manufacturer Rebate for 321-0223, End Date 9/30/2021, Max Qty. 100, Q-00010488, 82214 Bermuda Engineering | -42.23 |  | No | Other | Shippable | 0 |  | Not Applicable as per Item Classification |  | Not Applicable
953-6120 | 953-6120 | SPA, ENPHASE ENERGY, INC., Manufacturer Rebate for 321-0216, End Date 9/30/2021, Max Qty. 100, Q-00010488, 82214 Bermuda Engineering | -36.99 |  | No | Other | Shippable | 0 |  | Not Applicable as per Item Classification |  | Not Applicable
953-6121 | 953-6121 | SPA, ENPHASE ENERGY, INC., Manufacturer Rebate for 321-0219, End Date 9/30/2021, Max Qty. 100, Q-00010488, 82214 Bermuda Engineering | -31.55 |  | No | Other | Shippable | 0 |  | Not Applicable as per Item Classification |  | Not Applicable
953-6122 | 953-6122 | SPA, ENPHASE ENERGY, INC., Manufacturer Rebate for 321-0216, End Date 9/30/2021, Max Qty. 2500, Q-00011224, 4203118 Speir Innovations LLC | -24.78 |  | No | Other | Shippable | 0 |  | Not Applicable as per Item Classification |  | Not Applicable
953-6123 | 953-6123 | SPA, SOLARIA CORP, Manufacturer Rebate for 110-1222, End Date 12/31/2021, Solaria American Array SPA 2021 Approval AH, 88596 American Array Solar | -36.78 |  | No | Other | Shippable | 0 |  | Not Applicable as per Item Classification |  | Not Applicable
953-6124 | 953-6124 | SPA, SOLARIA CORP, Manufacturer Rebate for 110-1247, End Date 12/31/2021, Solaria American Array SPA 2021 Approval AH, 88596 American Array Solar | -36.28 |  | No | Other | Shippable | 0 |  | Not Applicable as per Item Classification |  | Not Applicable
953-6125 | 953-6125 | SPA, SOLARIA CORP, Manufacturer Rebate for 110-1254, End Date 12/31/2021, Solaria American Array 2021 Diamond, 88596 American Array Solar | -70.06 |  | No | Other | Shippable | 0 |  | Not Applicable as per Item Classification |  | Not Applicable
953-6126 | 953-6126 | SPA, UNIRAC INC, Manufacturer Rebate for 210-0214, End Date 12/31/2021, Unirac Zenith SPA, 4203978 Zenith Security LLC | -35.53 |  | No | Other | Shippable | 0 |  | Not Applicable as per Item Classification |  | Not Applicable
953-6127 | 953-6127 | SPA, ENPHASE ENERGY, INC., Manufacturer Rebate for 321-0223, End Date 9/30/2021, Max Qty. 1000, Q-00011255, 4204074 Ready Home Energy Inc | -33.5 |  | No | Other | Shippable | 0 |  | Not Applicable as per Item Classification |  | Not Applicable
953-6128 | 953-6128 | SPA, ENPHASE ENERGY, INC., Manufacturer Rebate for 321-0216, End Date 9/30/2021, Max Qty. 1000, Q-00011255, 4204074 Ready Home Energy Inc | -32.5 |  | No | Other | Shippable | 0 |  | Not Applicable as per Item Classification |  | Not Applicable
953-6129 | 953-6129 | SPA, SOLARIA CORP, Manufacturer Rebate for 110-1222, End Date 12/31/2021, Max Qty. 1, Solaria - Diamond, 90148 Pinnacle Roofing Professionals, LLC | -25.08 |  | No | Other | Shippable | 0 |  | Not Applicable as per Item Classification |  | Not Applicable
953-6130 | 953-6130 | SPA, SOLARIA CORP, Manufacturer Rebate for 110-1254, End Date 12/31/2021, Max Qty. 1, Solaria - Diamond, 90148 Pinnacle Roofing Professionals, LLC | -57.46 |  | No | Other | Shippable | 0 |  | Not Applicable as per Item Classification |  | Not Applicable
953-6131 | 953-6131 | SPA, UNIRAC INC, Manufacturer Rebate for 210-1032, End Date 6/30/2022, Max Qty. 10000, Unirac speir spa, 4203118 Speir Innovations LLC | -6.39 |  | No | Other | Shippable | 0 |  | Not Applicable as per Item Classification |  | Not Applicable
953-6132 | 953-6132 | SPA, PANASONIC CORPORATION OF NORTH AMERICA, Manufacturer Rebate for 110-1203, End Date 9/30/2021, Panasonic Blanket for HIT, 4203600 AMPWRX, Inc | -40.75 |  | No | Other | Shippable | 0 |  | Not Applicable as per Item Classification |  | Not Applicable
953-6133 | 953-6133 | SPA, ENPHASE ENERGY, INC., Manufacturer Rebate for 321-0216, End Date 9/30/2021, Max Qty. 800, Q-00011346, 2395 South Coast Solar LLC | -15.15 |  | No | Other | Shippable | 0 |  | Not Applicable as per Item Classification |  | Not Applicable
953-6134 | 953-6134 | SPA, ENPHASE ENERGY, INC., Manufacturer Rebate for 321-0219, End Date 9/30/2021, Max Qty. 200, Q-00011346, 2395 South Coast Solar LLC | -7.88 |  | No | Other | Shippable | 0 |  | Not Applicable as per Item Classification |  | Not Applicable
953-6135 | 953-6135 | SPA, PANASONIC CORPORATION OF NORTH AMERICA, Manufacturer Rebate for 110-1223, End Date 12/31/2021, PanasonicSPASolaris Technology Industry, Inc., 88462 Solaris Technology Industry, Inc. | -17.63 |  | No | Other | Shippable | 0 |  | Not Applicable as per Item Classification |  | Not Applicable
953-6136 | 953-6136 | SPA, PANASONIC CORPORATION OF NORTH AMERICA, Manufacturer Rebate for 110-1203, End Date 12/31/2021, PanasonicSPASolaris Technology Industry, Inc., 88462 Solaris Technology Industry, Inc. | -34 |  | No | Other | Shippable | 0 |  | Not Applicable as per Item Classification |  | Not Applicable
953-6137 | 953-6137 | SPA, SOLARIA CORP, Manufacturer Rebate for 110-1254, End Date 12/31/2021, Solaria $0.06 per watt - Jovic, 203664 Jovic Construction Inc | -24 |  | No | Other | Shippable | 0 |  | Not Applicable as per Item Classification |  | Not Applicable
953-6138 | 953-6138 | SPA, SOLARIA CORP, Manufacturer Rebate for 110-1247, End Date 12/31/2021, Platinum $.08/W – SilverFox, 89613 Silver Fox Renewables LLC | -29.2 |  | No | Other | Shippable | 0 |  | Not Applicable as per Item Classification |  | Not Applicable
953-6139 | 953-6139 | SPA, SOLARIA CORP, Manufacturer Rebate for 110-1254, End Date 12/31/2021, Solaria Diamond $0.09 - Green Integrations, 203603 Green Integrations and Management Inc | -36 |  | No | Other | Shippable | 0 |  | Not Applicable as per Item Classification |  | Not Applicable
953-6140 | 953-6140 | SPA, SOLARIA CORP, Manufacturer Rebate for 110-1254, End Date 12/31/2021, Soalria Gold-$0.04 -SonPower Harrison Electric, 7085 Sonpower, Inc. dba Harrison Electric & Solar | -16 |  | No | Other | Shippable | 0 |  | Not Applicable as per Item Classification |  | Not Applicable
953-6141 | 953-6141 | SPA, SOLARIA CORP, Manufacturer Rebate for 110-1222, End Date 12/31/2021, Solaria Gold-$0.04 -SonPower Harrison Electric, 7085 Sonpower, Inc. dba Harrison Electric & Solar | -14.8 |  | No | Other | Shippable | 0 |  | Not Applicable as per Item Classification |  | Not Applicable
953-6142 | 953-6142 | SPA, SOLARIA CORP, Manufacturer Rebate for 110-1254, End Date 12/31/2021, Max Qty. 500, Solaria Diamond SPA, 8756 MARK M. BARNES DBA MIDMATTHEWS CONSTRUCTION | -32 |  | No | Other | Shippable | 0 |  | Not Applicable as per Item Classification |  | Not Applicable
953-6143 | 953-6143 | SPA, PANASONIC CORPORATION OF NORTH AMERICA, Manufacturer Rebate for 110-1127, End Date 9/30/2021, Panasonic Blanket SPA, 1547 ECO DIRECT INC. | -33.06 |  | No | Other | Shippable | 0 |  | Not Applicable as per Item Classification |  | Not Applicable
953-6144 | 953-6144 | SPA, SOLARIA CORP, Manufacturer Rebate for 110-1222, End Date 12/31/2021, Solaria Platinum, 9520 Sustainable Energy Group | -1.53 |  | No | Other | Shippable | 0 |  | Not Applicable as per Item Classification |  | Not Applicable
953-6145 | 953-6145 | SPA, SOLAREDGE TECHNOLOGIES INC, Manufacturer Rebate for 310-0595, End Date 9/30/2022, SOL1261, 4203443 Sunshine Renewable Solutions | -92.01 |  | No | Other | Shippable | 0 |  | Not Applicable as per Item Classification |  | Not Applicable
953-6146 | 953-6146 | SPA, SOLAREDGE TECHNOLOGIES INC, Manufacturer Rebate for 310-0596, End Date 9/30/2022, SOL1261, 4203443 Sunshine Renewable Solutions | -145.77 |  | No | Other | Shippable | 0 |  | Not Applicable as per Item Classification |  | Not Applicable
953-6147 | 953-6147 | SPA, SOLAREDGE TECHNOLOGIES INC, Manufacturer Rebate for 310-0597, End Date 9/30/2022, SOL1261, 4203443 Sunshine Renewable Solutions | -142.4 |  | No | Other | Shippable | 0 |  | Not Applicable as per Item Classification |  | Not Applicable
953-6148 | 953-6148 | SPA, SOLAREDGE TECHNOLOGIES INC, Manufacturer Rebate for 310-0598, End Date 9/30/2022, SOL1261, 4203443 Sunshine Renewable Solutions | -148.92 |  | No | Other | Shippable | 0 |  | Not Applicable as per Item Classification |  | Not Applicable
953-6149 | 953-6149 | SPA, SOLAREDGE TECHNOLOGIES INC, Manufacturer Rebate for 310-0599, End Date 9/30/2022, SOL1261, 4203443 Sunshine Renewable Solutions | -153.42 |  | No | Other | Shippable | 0 |  | Not Applicable as per Item Classification |  | Not Applicable
953-6150 | 953-6150 | SPA, SOLAREDGE TECHNOLOGIES INC, Manufacturer Rebate for 310-0600, End Date 9/30/2022, SOL1261, 4203443 Sunshine Renewable Solutions | -158.78 |  | No | Other | Shippable | 0 |  | Not Applicable as per Item Classification |  | Not Applicable
953-6151 | 953-6151 | SPA, SOLAREDGE TECHNOLOGIES INC, Manufacturer Rebate for 565-0220, End Date 9/30/2022, SOL1261, 4203443 Sunshine Renewable Solutions | -6.71 |  | No | Other | Shippable | 0 |  | Not Applicable as per Item Classification |  | Not Applicable
953-6152 | 953-6152 | SPA, PANASONIC CORPORATION OF NORTH AMERICA, Manufacturer Rebate for 110-1203, End Date 9/30/2021, Panasonic Blanket SPA, 1547 ECO DIRECT INC. | -34 |  | No | Other | Shippable | 0 |  | Not Applicable as per Item Classification |  | Not Applicable
953-6153 | 953-6153 | SPA, PANASONIC CORPORATION OF NORTH AMERICA, Manufacturer Rebate for 110-1202, End Date 9/30/2021, Panasonic Blanket SPA, 1547 ECO DIRECT INC. | -26.8 |  | No | Other | Shippable | 0 |  | Not Applicable as per Item Classification |  | Not Applicable
953-6154 | 953-6154 | SPA, SOLAREDGE TECHNOLOGIES INC, Manufacturer Rebate for 310-0596, End Date 6/30/2022, SOL1262, 4204475 Solar Solutions and Distributions LLC | -145.77 |  | No | Other | Shippable | 0 |  | Not Applicable as per Item Classification |  | Not Applicable
953-6155 | 953-6155 | SPA, SOLAREDGE TECHNOLOGIES INC, Manufacturer Rebate for 310-0597, End Date 6/30/2022, SOL1262, 4204475 Solar Solutions and Distributions LLC | -142.4 |  | No | Other | Shippable | 0 |  | Not Applicable as per Item Classification |  | Not Applicable
953-6156 | 953-6156 | SPA, SOLAREDGE TECHNOLOGIES INC, Manufacturer Rebate for 310-0598, End Date 6/30/2022, SOL1262, 4204475 Solar Solutions and Distributions LLC | -148.92 |  | No | Other | Shippable | 0 |  | Not Applicable as per Item Classification |  | Not Applicable
953-6157 | 953-6157 | SPA, SOLAREDGE TECHNOLOGIES INC, Manufacturer Rebate for 310-0599, End Date 6/30/2022, SOL1262, 4204475 Solar Solutions and Distributions LLC | -147.42 |  | No | Other | Shippable | 0 |  | Not Applicable as per Item Classification |  | Not Applicable
953-6158 | 953-6158 | SPA, SOLAREDGE TECHNOLOGIES INC, Manufacturer Rebate for 310-0600, End Date 6/30/2022, SOL1262, 4204475 Solar Solutions and Distributions LLC | -151.28 |  | No | Other | Shippable | 0 |  | Not Applicable as per Item Classification |  | Not Applicable
953-6159 | 953-6159 | SPA, SOLAREDGE TECHNOLOGIES INC, Manufacturer Rebate for 565-0220, End Date 6/30/2022, SOL1262, 4204475 Solar Solutions and Distributions LLC | -6.66 |  | No | Other | Shippable | 0 |  | Not Applicable as per Item Classification |  | Not Applicable
953-6160 | 953-6160 | SPA, ENPHASE ENERGY, INC., Manufacturer Rebate for 321-0223, End Date 9/30/2021, Q-00010008, 6900 Aberration, Inc. dba South Texas Solar Systems, Inc. | -16.29 |  | No | Other | Shippable | 0 |  | Not Applicable as per Item Classification |  | Not Applicable
953-6161 | 953-6161 | SPA, SOLAREDGE TECHNOLOGIES INC, Manufacturer Rebate for 565-0206, End Date 6/30/2022, SOL1262, 4204475 Solar Solutions and Distributions LLC | -7.15 |  | No | Other | Shippable | 0 |  | Not Applicable as per Item Classification |  | Not Applicable
953-6162 | 953-6162 | SPA, SOLAREDGE TECHNOLOGIES INC, Manufacturer Rebate for 565-0211, End Date 6/30/2022, SOL1262, 4204475 Solar Solutions and Distributions LLC | -7.15 |  | No | Other | Shippable | 0 |  | Not Applicable as per Item Classification |  | Not Applicable
953-6163 | 953-6163 | SPA, SOLAREDGE TECHNOLOGIES INC, Manufacturer Rebate for 310-0600, End Date 6/30/2022, SOL1262, 4204475 Solar Solutions and Distributions LLC | -142.8 |  | No | Other | Shippable | 0 |  | Not Applicable as per Item Classification |  | Not Applicable
953-6164 | 953-6164 | SPA, ENPHASE ENERGY, INC., Manufacturer Rebate for 321-0215, End Date 9/30/2021, Max Qty. 500, Q-00009787, 4204627 Solair LLC | -15.39 |  | No | Other | Shippable | 0 |  | Not Applicable as per Item Classification |  | Not Applicable
953-6165 | 953-6165 | SPA, ENPHASE ENERGY, INC., Manufacturer Rebate for 321-0216, End Date 9/30/2021, Max Qty. 500, Q-00009787, 4204627 Solair LLC | -15.13 |  | No | Other | Shippable | 0 |  | Not Applicable as per Item Classification |  | Not Applicable
953-6166 | 953-6166 | SPA, ENPHASE ENERGY, INC., Manufacturer Rebate for 321-0223, End Date 9/30/2021, Max Qty. 100, Q-00009787, 4204627 Solair LLC | -16.31 |  | No | Other | Shippable | 0 |  | Not Applicable as per Item Classification |  | Not Applicable
953-6167 | 953-6167 | SPA, MISSION SOLAR ENERGY LLC, Manufacturer Rebate for 110-1272, End Date 12/31/2021, Zenith SPA, 4203978 Zenith Security LLC | -32.46 |  | No | Other | Shippable | 0 |  | Not Applicable as per Item Classification |  | Not Applicable
953-6168 | 953-6168 | SPA, ENPHASE ENERGY, INC., Manufacturer Rebate for 321-0219, End Date 9/30/2021, Q-00009791, 10454 Solar Solution LLC - (DC) | -21.41 |  | No | Other | Shippable | 0 |  | Not Applicable as per Item Classification |  | Not Applicable
953-6169 | 953-6169 | SPA, PANASONIC CORPORATION OF NORTH AMERICA, Manufacturer Rebate for 110-1265, End Date 9/30/2021, Panasonic Pure Energy Group, 4204910 Pure Energy Group, Inc. | -57.02 |  | No | Other | Shippable | 0 |  | Not Applicable as per Item Classification |  | Not Applicable
953-6170 | 953-6170 | SPA, IRONRIDGE, Manufacturer Rebate for 260-0102, End Date 3/31/2022, IronRidge SPA Meraki, 4202957 Meraki Solar LLC | -0.73 |  | No | Other | Shippable | 0 |  | Not Applicable as per Item Classification |  | Not Applicable
953-6171 | 953-6171 | SPA, IRONRIDGE, Manufacturer Rebate for 210-1004, End Date 3/31/2022, IronRidge SPA Meraki, 4202957 Meraki Solar LLC | -4.94 |  | No | Other | Shippable | 0 |  | Not Applicable as per Item Classification |  | Not Applicable
953-6172 | 953-6172 | SPA, IRONRIDGE, Manufacturer Rebate for 270-0152, End Date 3/31/2022, IronRidge SPA Meraki, 4202957 Meraki Solar LLC | -0.23 |  | No | Other | Shippable | 0 |  | Not Applicable as per Item Classification |  | Not Applicable
953-6173 | 953-6173 | SPA, IRONRIDGE, Manufacturer Rebate for 590-0116, End Date 3/31/2022, IronRidge SPA Meraki, 4202957 Meraki Solar LLC | -0.51 |  | No | Other | Shippable | 0 |  | Not Applicable as per Item Classification |  | Not Applicable
953-6174 | 953-6174 | SPA, IRONRIDGE, Manufacturer Rebate for 260-0110, End Date 3/31/2022, IronRidge SPA Meraki, 4202957 Meraki Solar LLC | -0.26 |  | No | Other | Shippable | 0 |  | Not Applicable as per Item Classification |  | Not Applicable
953-6175 | 953-6175 | SPA, IRONRIDGE, Manufacturer Rebate for 590-0115, End Date 3/31/2022, IronRidge SPA Meraki, 4202957 Meraki Solar LLC | -0.88 |  | No | Other | Shippable | 0 |  | Not Applicable as per Item Classification |  | Not Applicable
953-6176 | 953-6176 | SPA, IRONRIDGE, Manufacturer Rebate for 211-0498, End Date 3/31/2022, IronRidge SPA Meraki, 4202957 Meraki Solar LLC | -1.61 |  | No | Other | Shippable | 0 |  | Not Applicable as per Item Classification |  | Not Applicable
953-6177 | 953-6177 | SPA, IRONRIDGE, Manufacturer Rebate for 590-0117, End Date 3/31/2022, IronRidge SPA Meraki, 4202957 Meraki Solar LLC | -1.36 |  | No | Other | Shippable | 0 |  | Not Applicable as per Item Classification |  | Not Applicable
953-6178 | 953-6178 | SPA, IRONRIDGE, Manufacturer Rebate for 550-0382, End Date 3/31/2022, IronRidge SPA Meraki, 4202957 Meraki Solar LLC | -1.28 |  | No | Other | Shippable | 0 |  | Not Applicable as per Item Classification |  | Not Applicable
953-6179 | 953-6179 | SPA, IRONRIDGE, Manufacturer Rebate for 220-0716, End Date 3/31/2022, IronRidge SPA Meraki, 4202957 Meraki Solar LLC | -1.27 |  | No | Other | Shippable | 0 |  | Not Applicable as per Item Classification |  | Not Applicable
953-6180 | 953-6180 | SPA, IRONRIDGE, Manufacturer Rebate for 210-1003, End Date 3/31/2022, IronRidge SPA Meraki, 4202957 Meraki Solar LLC | -4.21 |  | No | Other | Shippable | 0 |  | Not Applicable as per Item Classification |  | Not Applicable
953-6181 | 953-6181 | SPA, IRONRIDGE, Manufacturer Rebate for 211-0095, End Date 3/31/2022, IronRidge SPA Meraki, 4202957 Meraki Solar LLC | -0.49 |  | No | Other | Shippable | 0 |  | Not Applicable as per Item Classification |  | Not Applicable
953-6182 | 953-6182 | SPA, IRONRIDGE, Manufacturer Rebate for 270-1044, End Date 3/31/2022, IronRidge SPA Meraki, 4202957 Meraki Solar LLC | -0.49 |  | No | Other | Shippable | 0 |  | Not Applicable as per Item Classification |  | Not Applicable
953-6183 | 953-6183 | SPA, IRONRIDGE, Manufacturer Rebate for 270-1033, End Date 3/31/2022, IronRidge SPA Meraki, 4202957 Meraki Solar LLC | -2.53 |  | No | Other | Shippable | 0 |  | Not Applicable as per Item Classification |  | Not Applicable
953-6184 | 953-6184 | SPA, IRONRIDGE, Manufacturer Rebate for 220-0350, End Date 3/31/2022, IronRidge SPA Meraki, 4202957 Meraki Solar LLC | -6.35 |  | No | Other | Shippable | 0 |  | Not Applicable as per Item Classification |  | Not Applicable
953-6185 | 953-6185 | SPA, IRONRIDGE, Manufacturer Rebate for 220-0360, End Date 3/31/2022, IronRidge SPA Meraki, 4202957 Meraki Solar LLC | -19.73 |  | No | Other | Shippable | 0 |  | Not Applicable as per Item Classification |  | Not Applicable
953-6186 | 953-6186 | SPA, SOLAREDGE TECHNOLOGIES INC, Manufacturer Rebate for 565-0206, End Date 9/30/2022, SOL1261, 4203443 Sunshine Renewable Solutions | -7.2 |  | No | Other | Shippable | 0 |  | Not Applicable as per Item Classification |  | Not Applicable
953-6187 | 953-6187 | SPA, SOLAREDGE TECHNOLOGIES INC, Manufacturer Rebate for 565-0211, End Date 9/30/2022, SOL1261, 4203443 Sunshine Renewable Solutions | -7.2 |  | No | Other | Shippable | 0 |  | Not Applicable as per Item Classification |  | Not Applicable
953-6188 | 953-6188 | SPA, SOLAREDGE TECHNOLOGIES INC, Manufacturer Rebate for 310-0595, End Date 6/30/2022, SOL1262, 4204475 Solar Solutions and Distributions LLC | -88.76 |  | No | Other | Shippable | 0 |  | Not Applicable as per Item Classification |  | Not Applicable
953-6189 | 953-6189 | SPA, ENPHASE ENERGY, INC., Manufacturer Rebate for 321-0215, End Date 9/30/2021, Max Qty. 5, Q-00009791, 10454 Solar Solution LLC - (DC) | -27.29 |  | No | Other | Shippable | 0 |  | Not Applicable as per Item Classification |  | Not Applicable
953-6190 | 953-6190 | SPA, ENPHASE ENERGY, INC., Manufacturer Rebate for 321-0216, End Date 9/30/2021, Max Qty. 5000, Q-00009791, 10454 Solar Solution LLC - (DC) | -28.79 |  | No | Other | Shippable | 0 |  | Not Applicable as per Item Classification |  | Not Applicable
953-6191 | 953-6191 | SPA, IRONRIDGE, Manufacturer Rebate for 211-0096, End Date 3/31/2022, IronRidge SPA Meraki, 4202957 Meraki Solar LLC | -0.57 |  | No | Other | Shippable | 0 |  | Not Applicable as per Item Classification |  | Not Applicable
953-6192 | 953-6192 | SPA, PANASONIC CORPORATION OF NORTH AMERICA, Manufacturer Rebate for 110-1264, End Date 9/30/2021, Panasonic SPA Pure Energy Group, 4204910 Pure Energy Group, Inc. | -54.85 |  | No | Other | Shippable | 0 |  | Not Applicable as per Item Classification |  | Not Applicable
953-6193 | 953-6193 | SPA, SOLARIA CORP, Manufacturer Rebate for 110-1247, End Date 12/31/2021, Platinum, 203648 Sadler Solar Development | -21.78 |  | No | Other | Shippable | 0 |  | Not Applicable as per Item Classification |  | Not Applicable
953-6194 | 953-6194 | SPA, PANASONIC CORPORATION OF NORTH AMERICA, Manufacturer Rebate for 110-1265, End Date 9/30/2021, Panasonic Blanket SPA, 4203902 California State Energy Inc dba California State Development | -21.82 |  | No | Other | Shippable | 0 |  | Not Applicable as per Item Classification |  | Not Applicable
953-6195 | 953-6195 | SPA, PANASONIC CORPORATION OF NORTH AMERICA, Manufacturer Rebate for 110-1264, End Date 9/30/2021, Panasonic Blanket SPA, 4203902 California State Energy Inc dba California State Development | -21.65 |  | No | Other | Shippable | 0 |  | Not Applicable as per Item Classification |  | Not Applicable
953-6196 | 953-6196 | SPA, SOLARIA CORP, Manufacturer Rebate for 110-1254, End Date 12/31/2021, Solaria Diamond, 489402 Valley Unique Electric Inc | -52.44 |  | No | Other | Shippable | 0 |  | Not Applicable as per Item Classification |  | Not Applicable
953-6197 | 953-6197 | SPA, SOLARIA CORP, Manufacturer Rebate for 110-1222, End Date 12/31/2021, Solaria Diamond, 489402 Valley Unique Electric Inc | -34.78 |  | No | Other | Shippable | 0 |  | Not Applicable as per Item Classification |  | Not Applicable
953-6198 | 953-6198 | SPA, SOLARIA CORP, Manufacturer Rebate for 110-1247, End Date 12/31/2021, Solaria Diamond, 489402 Valley Unique Electric Inc | -35.78 |  | No | Other | Shippable | 0 |  | Not Applicable as per Item Classification |  | Not Applicable
953-6199 | 953-6199 | SPA, SOLARIA CORP, Manufacturer Rebate for 110-1254, End Date 12/31/2021, Platinum, 203648 Sadler Solar Development | -61.46 |  | No | Other | Shippable | 0 |  | Not Applicable as per Item Classification |  | Not Applicable
953-6200 | 953-6200 | SPA, SOLAREDGE TECHNOLOGIES INC, Manufacturer Rebate for 310-0639, End Date 3/31/2022, SOL1271, 4203917 Fastrac Energy Services LLC | -201.48 |  | No | Other | Shippable | 0 |  | Not Applicable as per Item Classification |  | Not Applicable
953-6201 | 953-6201 | SPA, SOLAREDGE TECHNOLOGIES INC, Manufacturer Rebate for 310-0641, End Date 3/31/2022, SOL1271, 4203917 Fastrac Energy Services LLC | -341.68 |  | No | Other | Shippable | 0 |  | Not Applicable as per Item Classification |  | Not Applicable
953-6202 | 953-6202 | SPA, SOLAREDGE TECHNOLOGIES INC, Manufacturer Rebate for 310-0642, End Date 3/31/2022, SOL1271, 4203917 Fastrac Energy Services LLC | -343.55 |  | No | Other | Shippable | 0 |  | Not Applicable as per Item Classification |  | Not Applicable
953-6203 | 953-6203 | SPA, SOLAREDGE TECHNOLOGIES INC, Manufacturer Rebate for 565-0220, End Date 3/31/2022, SOL1271, 4203917 Fastrac Energy Services LLC | -14.06 |  | No | Other | Shippable | 0 |  | Not Applicable as per Item Classification |  | Not Applicable
953-6204 | 953-6204 | SPA, SOLAREDGE TECHNOLOGIES INC, Manufacturer Rebate for 565-0211, End Date 3/31/2022, SOL1271, 4203917 Fastrac Energy Services LLC | -14.3 |  | No | Other | Shippable | 0 |  | Not Applicable as per Item Classification |  | Not Applicable
953-6205 | 953-6205 | SPA, SOLAREDGE TECHNOLOGIES INC, Manufacturer Rebate for 565-0206, End Date 3/31/2022, SOL1271, 4203917 Fastrac Energy Services LLC | -14.27 |  | No | Other | Shippable | 0 |  | Not Applicable as per Item Classification |  | Not Applicable
953-6206 | 953-6206 | SPA, SOLAREDGE TECHNOLOGIES INC, Manufacturer Rebate for 310-0599, End Date 3/22/2022, SOL1271, 4203917 Fastrac Energy Services LLC | -247.07 |  | No | Other | Shippable | 0 |  | Not Applicable as per Item Classification |  | Not Applicable
953-6207 | 953-6207 | SPA, SOLAREDGE TECHNOLOGIES INC, Manufacturer Rebate for 310-0600, End Date 3/31/2022, SOL1271, 4203917 Fastrac Energy Services LLC | -254.73 |  | No | Other | Shippable | 0 |  | Not Applicable as per Item Classification |  | Not Applicable
953-6208 | 953-6208 | SPA, SOLAREDGE TECHNOLOGIES INC, Manufacturer Rebate for 310-0288, End Date 3/31/2022, SOL1271, 4203917 Fastrac Energy Services LLC | -262.43 |  | No | Other | Shippable | 0 |  | Not Applicable as per Item Classification |  | Not Applicable
953-6209 | 953-6209 | SPA, SOLAREDGE TECHNOLOGIES INC, Manufacturer Rebate for 310-0595, End Date 3/31/2022, SOL1271, 4203917 Fastrac Energy Services LLC | -162.02 |  | No | Other | Shippable | 0 |  | Not Applicable as per Item Classification |  | Not Applicable
953-6210 | 953-6210 | SPA, SOLARIA CORP, Manufacturer Rebate for 110-1254, End Date 1/31/2022, Solaria Gold SPA Creative Solar USA, 89424 Creative Solar USA Inc | -16 |  | No | Other | Shippable | 0 |  | Not Applicable as per Item Classification |  | Not Applicable
953-6211 | 953-6211 | SPA, SOLARIA CORP, Manufacturer Rebate for 110-1254, End Date 12/31/2021, Solaria $0.06 per watt - San Marino, 203765 San Marino Solar & Electric, LLC | -24 |  | No | Other | Shippable | 0 |  | Not Applicable as per Item Classification |  | Not Applicable
953-6212 | 953-6212 | SPA, SOLARIA CORP, Manufacturer Rebate for 110-1247, End Date 12/31/2021, Solaria Platinum SPA Texas Solar Outfitters, 4204353 Texas Solar Outfitters, LLC | -26.03 |  | No | Other | Shippable | 0 |  | Not Applicable as per Item Classification |  | Not Applicable
953-6213 | 953-6213 | SPA, SOLARIA CORP, Manufacturer Rebate for 110-1222, End Date 12/31/2021, Solaria Platinum SPA Texas Solar Outfitters, 4204353 Texas Solar Outfitters, LLC | -26.03 |  | No | Other | Shippable | 0 |  | Not Applicable as per Item Classification |  | Not Applicable
953-6214 | 953-6214 | SPA, SOLARIA CORP, Manufacturer Rebate for 110-1254, End Date 12/31/2021, Solaria Platinum SPA Texas Solar Outfitters, 4204353 Texas Solar Outfitters, LLC | -58.41 |  | No | Other | Shippable | 0 |  | Not Applicable as per Item Classification |  | Not Applicable
953-6215 | 953-6215 | SPA, SOLAREDGE TECHNOLOGIES INC, Manufacturer Rebate for 310-0287, End Date 3/22/2022, SOL1271, 4203917 Fastrac Energy Services LLC | -119.65 |  | No | Other | Shippable | 0 |  | Not Applicable as per Item Classification |  | Not Applicable
953-6216 | 953-6216 | SPA, SOLAREDGE TECHNOLOGIES INC, Manufacturer Rebate for 310-0283, End Date 3/31/2022, SOL1271, 4203917 Fastrac Energy Services LLC | -169 |  | No | Other | Shippable | 0 |  | Not Applicable as per Item Classification |  | Not Applicable
953-6217 | 953-6217 | SPA, SOLAREDGE TECHNOLOGIES INC, Manufacturer Rebate for 310-0596, End Date 3/31/2022, SOL1271, 4203917 Fastrac Energy Services LLC | -292.22 |  | No | Other | Shippable | 0 |  | Not Applicable as per Item Classification |  | Not Applicable
953-6218 | 953-6218 | SPA, SOLAREDGE TECHNOLOGIES INC, Manufacturer Rebate for 310-0603, End Date 3/31/2022, SOL1271, 4203917 Fastrac Energy Services LLC | -138.27 |  | No | Other | Shippable | 0 |  | Not Applicable as per Item Classification |  | Not Applicable
953-6219 | 953-6219 | SPA, SOLAREDGE TECHNOLOGIES INC, Manufacturer Rebate for 310-0597, End Date 3/31/2022, SOL1271, 4203917 Fastrac Energy Services LLC | -294.55 |  | No | Other | Shippable | 0 |  | Not Applicable as per Item Classification |  | Not Applicable
953-6220 | 953-6220 | SPA, SOLAREDGE TECHNOLOGIES INC, Manufacturer Rebate for 310-0604, End Date 3/31/2022, SOL1271, 4203917 Fastrac Energy Services LLC | -179.55 |  | No | Other | Shippable | 0 |  | Not Applicable as per Item Classification |  | Not Applicable
953-6221 | 953-6221 | SPA, SOLAREDGE TECHNOLOGIES INC, Manufacturer Rebate for 310-0598, End Date 3/31/2022, SOL1271, 4203917 Fastrac Energy Services LLC | -305.42 |  | No | Other | Shippable | 0 |  | Not Applicable as per Item Classification |  | Not Applicable
953-6222 | 953-6222 | SPA, SOLAREDGE TECHNOLOGIES INC, Manufacturer Rebate for 310-0286, End Date 3/31/2022, SOL1271, 4203917 Fastrac Energy Services LLC | -313.61 |  | No | Other | Shippable | 0 |  | Not Applicable as per Item Classification |  | Not Applicable
953-6223 | 953-6223 | SPA, SOLAREDGE TECHNOLOGIES INC, Manufacturer Rebate for 310-0595, End Date 12/30/2021, SOL1268, 4204821 Tron Solar | -50.06 |  | No | Other | Shippable | 0 |  | Not Applicable as per Item Classification |  | Not Applicable
953-6224 | 953-6224 | SPA, SOLAREDGE TECHNOLOGIES INC, Manufacturer Rebate for 310-0596, End Date 12/31/2021, SOL1268, 4204821 Tron Solar | -116.77 |  | No | Other | Shippable | 0 |  | Not Applicable as per Item Classification |  | Not Applicable
953-6225 | 953-6225 | SPA, SOLAREDGE TECHNOLOGIES INC, Manufacturer Rebate for 310-0597, End Date 12/31/2021, SOL1268, 4204821 Tron Solar | -116.45 |  | No | Other | Shippable | 0 |  | Not Applicable as per Item Classification |  | Not Applicable
953-6226 | 953-6226 | SPA, SOLAREDGE TECHNOLOGIES INC, Manufacturer Rebate for 310-0598, End Date 12/31/2021, SOL1268, 4204821 Tron Solar | -116.92 |  | No | Other | Shippable | 0 |  | Not Applicable as per Item Classification |  | Not Applicable
953-6227 | 953-6227 | SPA, SOLAREDGE TECHNOLOGIES INC, Manufacturer Rebate for 310-0599, End Date 12/31/2021, SOL1268, 4204821 Tron Solar | -60.62 |  | No | Other | Shippable | 0 |  | Not Applicable as per Item Classification |  | Not Applicable
953-6228 | 953-6228 | SPA, SOLAREDGE TECHNOLOGIES INC, Manufacturer Rebate for 310-0600, End Date 12/21/2021, SOL1268, 4204821 Tron Solar | -60.83 |  | No | Other | Shippable | 0 |  | Not Applicable as per Item Classification |  | Not Applicable
953-6229 | 953-6229 | SPA, SOLAREDGE TECHNOLOGIES INC, Manufacturer Rebate for MK-565-0211, End Date 12/31/2021, SOL1268, 4204821 Tron Solar | -6.2 |  | No | Other | Shippable | 0 |  | Not Applicable as per Item Classification |  | Not Applicable
953-6230 | 953-6230 | SPA, UNIRAC INC, Manufacturer Rebate for 260-0777, End Date 12/31/2021, Unirac Zenith SPA, 4203978 Zenith Security LLC | -0.65 |  | No | Other | Shippable | 0 |  | Not Applicable as per Item Classification |  | Not Applicable
953-6231 | 953-6231 | SPA, UNIRAC INC, Manufacturer Rebate for 260-0771, End Date 12/31/2021, Unirac Zenith SPA, 4203978 Zenith Security LLC | -0.25 |  | No | Other | Shippable | 0 |  | Not Applicable as per Item Classification |  | Not Applicable
953-6232 | 953-6232 | SPA, PANASONIC CORPORATION OF NORTH AMERICA, Manufacturer Rebate for 110-1265, End Date 9/30/2021, Max Qty. 250, Panasonic SPA 7.8.21, 4204872 Barron Heating and AC | -28.12 |  | No | Other | Shippable | 0 |  | Not Applicable as per Item Classification |  | Not Applicable
953-6233 | 953-6233 | SPA, UNIRAC INC, Manufacturer Rebate for 211-0496, End Date 6/1/2022, Unirac SPA DESERT VIEW REMODELERS LLC dba Universal Solar Direct, 4204322 DESERT VIEW REMODELERS LLC dba Universal Solar Direct | -0.53 |  | No | Other | Shippable | 0 |  | Not Applicable as per Item Classification |  | Not Applicable
953-6234 | 953-6234 | SPA, UNIRAC INC, Manufacturer Rebate for 211-0494, End Date 6/1/2022, Unirac SPA DESERT VIEW REMODELERS LLC dba Universal Solar Direct, 4204322 DESERT VIEW REMODELERS LLC dba Universal Solar Direct | -0.45 |  | No | Other | Shippable | 0 |  | Not Applicable as per Item Classification |  | Not Applicable
953-6235 | 953-6235 | SPA, UNIRAC INC, Manufacturer Rebate for 260-0015, End Date 6/1/2022, UniracSPADESERT VIEW REMODELERS LLC dba Universal Solar Direct, 4204322 DESERT VIEW REMODELERS LLC dba Universal Solar Direct | -0.3 |  | No | Other | Shippable | 0 |  | Not Applicable as per Item Classification |  | Not Applicable
953-6236 | 953-6236 | SPA, UNIRAC INC, Manufacturer Rebate for 260-0014, End Date 6/1/2022, UniracSPADESERT VIEW REMODELERS LLC dba Universal Solar Direct, 4204322 DESERT VIEW REMODELERS LLC dba Universal Solar Direct | -0.3 |  | No | Other | Shippable | 0 |  | Not Applicable as per Item Classification |  | Not Applicable
953-6237 | 953-6237 | SPA, UNIRAC INC, Manufacturer Rebate for 260-0016, End Date 6/1/2022, UniracSPADESERT VIEW REMODELERS LLC dba Universal Solar Direct, 4204322 DESERT VIEW REMODELERS LLC dba Universal Solar Direct | -0.35 |  | No | Other | Shippable | 0 |  | Not Applicable as per Item Classification |  | Not Applicable
953-6238 | 953-6238 | SPA, UNIRAC INC, Manufacturer Rebate for 210-1078, End Date 6/1/2022, UniracSPADESERT VIEW REMODELERS LLC dba Universal Solar Direct, 4204322 DESERT VIEW REMODELERS LLC dba Universal Solar Direct | -0.96 |  | No | Other | Shippable | 0 |  | Not Applicable as per Item Classification |  | Not Applicable
953-6239 | 953-6239 | SPA, UNIRAC INC, Manufacturer Rebate for 212-0006, End Date 6/1/2022, UniracSPADESERT VIEW REMODELERS LLC dba Universal Solar Direct, 4204322 DESERT VIEW REMODELERS LLC dba Universal Solar Direct | -0.71 |  | No | Other | Shippable | 0 |  | Not Applicable as per Item Classification |  | Not Applicable
953-6240 | 953-6240 | SPA, UNIRAC INC, Manufacturer Rebate for 212-0007, End Date 6/1/2022, UniracSPADESERT VIEW REMODELERS LLC dba Universal Solar Direct, 4204322 DESERT VIEW REMODELERS LLC dba Universal Solar Direct | -0.86 |  | No | Other | Shippable | 0 |  | Not Applicable as per Item Classification |  | Not Applicable
953-6241 | 953-6241 | SPA, UNIRAC INC, Manufacturer Rebate for 211-0473, End Date 6/1/2022, UniracSPADESERT VIEW REMODELERS LLC dba Universal Solar Direct, 4204322 DESERT VIEW REMODELERS LLC dba Universal Solar Direct | -0.16 |  | No | Other | Shippable | 0 |  | Not Applicable as per Item Classification |  | Not Applicable
953-6242 | 953-6242 | SPA, UNIRAC INC, Manufacturer Rebate for 260-0287, End Date 6/1/2022, UniracSPADESERT VIEW REMODELERS LLC dba Universal Solar Direct, 4204322 DESERT VIEW REMODELERS LLC dba Universal Solar Direct | -0.36 |  | No | Other | Shippable | 0 |  | Not Applicable as per Item Classification |  | Not Applicable
953-6243 | 953-6243 | SPA, UNIRAC INC, Manufacturer Rebate for 212-0009, End Date 6/1/2022, UniracSPADESERT VIEW REMODELERS LLC dba Universal Solar Direct, 4204322 DESERT VIEW REMODELERS LLC dba Universal Solar Direct | -0.98 |  | No | Other | Shippable | 0 |  | Not Applicable as per Item Classification |  | Not Applicable
953-6244 | 953-6244 | SPA, UNIRAC INC, Manufacturer Rebate for 211-0474, End Date 6/1/2022, UniracSPADESERT VIEW REMODELERS LLC dba Universal Solar Direct, 4204322 DESERT VIEW REMODELERS LLC dba Universal Solar Direct | -0.24 |  | No | Other | Shippable | 0 |  | Not Applicable as per Item Classification |  | Not Applicable
953-6245 | 953-6245 | SPA, UNIRAC INC, Manufacturer Rebate for 260-0285, End Date 6/1/2022, UniracSPADESERT VIEW REMODELERS LLC dba Universal Solar Direct, 4204322 DESERT VIEW REMODELERS LLC dba Universal Solar Direct | -0.3 |  | No | Other | Shippable | 0 |  | Not Applicable as per Item Classification |  | Not Applicable
953-6246 | 953-6246 | SPA, UNIRAC INC, Manufacturer Rebate for 260-0286, End Date 6/1/2022, UniracSPADESERT VIEW REMODELERS LLC dba Universal Solar Direct, 4204322 DESERT VIEW REMODELERS LLC dba Universal Solar Direct | -0.34 |  | No | Other | Shippable | 0 |  | Not Applicable as per Item Classification |  | Not Applicable
953-6247 | 953-6247 | SPA, UNIRAC INC, Manufacturer Rebate for 210-1083, End Date 12/31/2021, Unirac Zenith SPA, 4203978 Zenith Security LLC | -25.26 |  | No | Other | Shippable | 0 |  | Not Applicable as per Item Classification |  | Not Applicable
953-6248 | 953-6248 | SPA, SOLARIA CORP, Manufacturer Rebate for 110-1254, End Date 12/31/2021, Premier, 4204101 Smart Wave Solar LLC | -89.46 |  | No | Other | Shippable | 0 |  | Not Applicable as per Item Classification |  | Not Applicable
953-6249 | 953-6249 | SPA, UNIRAC INC, Manufacturer Rebate for 210-1032, End Date 6/1/2022, UniracSPADESERT VIEW REMODELERS LLC dba Universal Solar Direct, 4204322 DESERT VIEW REMODELERS LLC dba Universal Solar Direct | -8.3 |  | No | Other | Shippable | 0 |  | Not Applicable as per Item Classification |  | Not Applicable
953-6250 | 953-6250 | SPA, PANASONIC CORPORATION OF NORTH AMERICA, Manufacturer Rebate for 110-1127, End Date 12/31/2021, Max Qty. 500, Panasonic SPA Ampwrx Q3-Q4, 4203600 AMPWRX, Inc | -40.76 |  | No | Other | Shippable | 0 |  | Not Applicable as per Item Classification |  | Not Applicable
953-6251 | 953-6251 | SPA, ENPHASE ENERGY, INC., Manufacturer Rebate for 321-0215, End Date 12/28/2021, Max Qty. 500, Q-00010785, 5931 Richards Distributing Inc dba RES Alaska, Inc. | -23.59 |  | No | Other | Shippable | 0 |  | Not Applicable as per Item Classification |  | Not Applicable
953-6252 | 953-6252 | SPA, SOLAREDGE TECHNOLOGIES INC, Manufacturer Rebate for 310-0603, End Date 12/28/2021, Solaredge 22108501, 4204821 Tron Solar | -116.77 |  | No | Other | Shippable | 0 |  | Not Applicable as per Item Classification |  | Not Applicable
953-6253 | 953-6253 | SPA, SOLARIA CORP, Manufacturer Rebate for 110-1254, End Date 12/31/2021, Platinum, 4204221 Effect Energy Inc | -53.46 |  | No | Other | Shippable | 0 |  | Not Applicable as per Item Classification |  | Not Applicable
953-6254 | 953-6254 | SPA, SOLARIA CORP, Manufacturer Rebate for 110-1222, End Date 12/31/2021, Platinum, 4204221 Effect Energy Inc | -20.78 |  | No | Other | Shippable | 0 |  | Not Applicable as per Item Classification |  | Not Applicable
953-6255 | 953-6255 | SPA, SOLARIA CORP, Manufacturer Rebate for 110-1247, End Date 12/31/2021, Platinum, 4204221 Effect Energy Inc | -19.78 |  | No | Other | Shippable | 0 |  | Not Applicable as per Item Classification |  | Not Applicable
953-6256 | 953-6256 | SPA, ENPHASE ENERGY, INC., Manufacturer Rebate for 321-0216, End Date 9/30/2021, Q-00011590, 4205088 Top Tier Solar Solutions | -10.27 |  | No | Other | Shippable | 0 |  | Not Applicable as per Item Classification |  | Not Applicable
953-6257 | 953-6257 | SPA, IRONRIDGE, Manufacturer Rebate for DS-211-0484, End Date 9/30/2021, Krannich LOU, 4202954 Krannich Solar East LLC | -3.42 |  | No | Other | Shippable | 0 |  | Not Applicable as per Item Classification |  | Not Applicable
953-6258 | 953-6258 | SPA, SOLARIA CORP, Manufacturer Rebate for 110-1247, End Date 12/31/2021, Platinum $.08/W – SilverFox, 89613 Silver Fox Renewables LLC | -29.2 |  | No | Other | Shippable | 0 |  | Not Applicable as per Item Classification |  | Not Applicable
953-6259 | 953-6259 | SPA, SOLARIA CORP, Manufacturer Rebate for 110-1222, End Date 12/31/2021, Platinum $.08/W – SilverFox, 89613 Silver Fox Renewables LLC | -29.6 |  | No | Other | Shippable | 0 |  | Not Applicable as per Item Classification |  | Not Applicable
953-6260 | 953-6260 | SPA, SOLAREDGE TECHNOLOGIES INC, Manufacturer Rebate for 310-0603, End Date 3/31/2022, SOL1054, 121490 Energy Enterprises USA Inc dba Canopy Energy | -143.04 |  | No | Other | Shippable | 0 |  | Not Applicable as per Item Classification |  | Not Applicable
953-6261 | 953-6261 | SPA, IRONRIDGE, Manufacturer Rebate for DS-211-0484, End Date 9/30/2021, Krannich LOU, 4202954 Krannich Solar East LLC | -3.42 |  | No | Other | Shippable | 0 |  | Not Applicable as per Item Classification |  | Not Applicable
953-6262 | 953-6262 | SPA, SOLARIA CORP, Manufacturer Rebate for 110-1254, End Date 12/31/2021, Max Qty. 500, GOLD, 4204669 Empyrean Solar Solutions | -25.46 |  | No | Other | Shippable | 0 |  | Not Applicable as per Item Classification |  | Not Applicable
953-6263 | 953-6263 | SPA, SolarEdge Manufacturer Rebate for # MK-565-0211, End Date 03/31/2022, Max Qty. , SolarEdge SPA Energy Enterprises SOL1054, 121490 Energy Enterprises USA, Inc. dba Canopy Energy | -8.7 |  | No | Other | Shippable | 0 |  | Not Applicable as per Item Classification |  | Not Applicable
953-6264 | 953-6264 | SPA, SOLARIA CORP, Manufacturer Rebate for 110-1254, End Date 12/31/2021, Platinum, 6743 General Environmental Management Services, Inc. dba SolarGem Electrical | -42.46 |  | No | Other | Shippable | 0 |  | Not Applicable as per Item Classification |  | Not Applicable
953-6265 | 953-6265 | SPA, ENPHASE ENERGY, INC., Manufacturer Rebate for 321-0216, End Date 9/30/2021, Q-00009760, 203330 Celestial Solar Innovations LLC | -13.29 |  | No | Other | Shippable | 0 |  | Not Applicable as per Item Classification |  | Not Applicable
953-6266 | 953-6266 | SPA, ENPHASE ENERGY, INC., Manufacturer Rebate for 321-0215, End Date 9/30/2021, Q-00009760, 203330 Celestial Solar Innovations LLC | -13.29 |  | No | Other | Shippable | 0 |  | Not Applicable as per Item Classification |  | Not Applicable
953-6267 | 953-6267 | SPA, IRONRIDGE, Manufacturer Rebate for 271-0009, End Date 3/31/2022, IronRidge SPA Meraki, 4202957 Meraki Installers LLC | -1.57 |  | No | Other | Shippable | 0 |  | Not Applicable as per Item Classification |  | Not Applicable
953-6268 | 953-6268 | SPA, IRONRIDGE, Manufacturer Rebate for 271-0008, End Date 3/31/2022, IronRidge SPA Meraki, 4202957 Meraki Installers LLC | -2.98 |  | No | Other | Shippable | 0 |  | Not Applicable as per Item Classification |  | Not Applicable
953-6269 | 953-6269 | SPA, ENPHASE ENERGY, INC., Manufacturer Rebate for 321-0223, End Date 9/30/2021, Q-00009760, 203330 Celestial Solar Innovations LLC | -15.29 |  | No | Other | Shippable | 0 |  | Not Applicable as per Item Classification |  | Not Applicable
953-6270 | 953-6270 | SPA, IRONRIDGE, Manufacturer Rebate for DS-270-1033, End Date 9/30/2021, Krannich LOU, 4202954 Krannich Solar East LLC | -1.6 |  | No | Other | Shippable | 0 |  | Not Applicable as per Item Classification |  | Not Applicable
953-6271 | 953-6271 | SPA, ENPHASE ENERGY, INC., Manufacturer Rebate for 321-0216, End Date 9/30/2021, Max Qty. 1000, Q-00010111, 1547 ECO DIRECT INC. | -9.3 |  | No | Other | Shippable | 0 |  | Not Applicable as per Item Classification |  | Not Applicable
953-6272 | 953-6272 | SPA, ENPHASE ENERGY, INC., Manufacturer Rebate for 321-0223, End Date 9/30/2021, Max Qty. 1000, Q-00010111, 1547 ECO DIRECT INC. | -9.47 |  | No | Other | Shippable | 0 |  | Not Applicable as per Item Classification |  | Not Applicable
953-6273 | 953-6273 | SPA, SOLARIA CORP, Manufacturer Rebate for 110-1254, End Date 12/31/2021, Diamond $0.10 ElectriCare, 1032 ELECTRICARE INC. | -40 |  | No | Other | Shippable | 0 |  | Not Applicable as per Item Classification |  | Not Applicable
953-6274 | 953-6274 | SPA, SOLARIA CORP, Manufacturer Rebate for 110-1247, End Date 12/31/2021, Diamond $0.10 ElectriCare, 1032 ELECTRICARE INC. | -36.5 |  | No | Other | Shippable | 0 |  | Not Applicable as per Item Classification |  | Not Applicable
953-6275 | 953-6275 | SPA, SOLAREDGE TECHNOLOGIES INC, Manufacturer Rebate for MK-565-0211, End Date 3/31/2022, SOL1271, 4203917 Fastrac Energy Services LLC | -14.3 |  | No | Other | Shippable | 0 |  | Not Applicable as per Item Classification |  | Not Applicable
953-6276 | 953-6276 | SPA, IRONRIDGE, Manufacturer Rebate for 210-1066, End Date 9/4/2021, Ali Testing Pricing Potential Issue, 1071 Applied Electrical dba LuxLight Solar Energy | -2.43 |  | No | Other | Shippable | 0 |  | Not Applicable as per Item Classification |  | Not Applicable
953-6277 | 953-6277 | SPA, IRONRIDGE, Manufacturer Rebate for 270-0942, End Date 3/31/2022, IronRidge SPA Meraki, 4202957 Meraki Installers LLC | -7.24 |  | No | Other | Shippable | 0 |  | Not Applicable as per Item Classification |  | Not Applicable
953-6278 | 953-6278 | SPA, ENPHASE ENERGY, INC., Manufacturer Rebate for 321-0216, End Date 9/30/2021, Q-00010165, 4271 HALCYON SOLAR CONSTRUCTION | -14.79 |  | No | Other | Shippable | 0 |  | Not Applicable as per Item Classification |  | Not Applicable
953-6279 | 953-6279 | SPA, ENPHASE ENERGY, INC., Manufacturer Rebate for 321-0215, End Date 9/30/2021, Q-00010165, 4271 HALCYON SOLAR CONSTRUCTION | -14.79 |  | No | Other | Shippable | 0 |  | Not Applicable as per Item Classification |  | Not Applicable
953-6280 | 953-6280 | SPA, UNIRAC INC, Manufacturer Rebate for 250-1374, End Date 12/31/2021, UniRac SPA CMTA, 4203245 CMTA Inc. | -11.56 |  | No | Other | Shippable | 0 |  | Not Applicable as per Item Classification |  | Not Applicable
953-6281 | 953-6281 | SPA, UNIRAC INC, Manufacturer Rebate for 250-1383, End Date 12/31/2021, UniRac SPA CMTA, 4203245 CMTA Inc. | -0.08 |  | No | Other | Shippable | 0 |  | Not Applicable as per Item Classification |  | Not Applicable
953-6282 | 953-6282 | SPA, UNIRAC INC, Manufacturer Rebate for 250-1376, End Date 12/31/2021, UniRac SPA CMTA, 4203245 CMTA Inc. | -5.41 |  | No | Other | Shippable | 0 |  | Not Applicable as per Item Classification |  | Not Applicable
953-6283 | 953-6283 | SPA, UNIRAC INC, Manufacturer Rebate for 250-1382, End Date 12/31/2021, UniRac SPA CMTA, 4203245 CMTA Inc. | -0.13 |  | No | Other | Shippable | 0 |  | Not Applicable as per Item Classification |  | Not Applicable
953-6284 | 953-6284 | SPA, UNIRAC INC, Manufacturer Rebate for 250-1381, End Date 12/31/2021, UniRac SPA CMTA, 4203245 CMTA Inc. | -0.13 |  | No | Other | Shippable | 0 |  | Not Applicable as per Item Classification |  | Not Applicable
953-6285 | 953-6285 | SPA, PANASONIC CORPORATION OF NORTH AMERICA, Manufacturer Rebate for 110-1223, End Date 9/30/2021, Panasonic, 80371 Addy Electric Inc | -39.03 |  | No | Other | Shippable | 0 |  | Not Applicable as per Item Classification |  | Not Applicable
953-6286 | 953-6286 | SPA, UNIRAC INC, Manufacturer Rebate for 250-1377, End Date 12/31/2021, UniRac SPA CMTA, 4203245 CMTA Inc. | -0.77 |  | No | Other | Shippable | 0 |  | Not Applicable as per Item Classification |  | Not Applicable
953-6287 | 953-6287 | SPA, SOLAREDGE TECHNOLOGIES INC, Manufacturer Rebate for 310-0599, End Date 6/30/2022, SOL1250, 4204719 Motive Energy Telecommunications Group, Inc. dba Motive Infrastructure Solutions | -16.69 |  | No | Other | Shippable | 0 |  | Not Applicable as per Item Classification |  | Not Applicable
953-6288 | 953-6288 | SPA, PANASONIC CORPORATION OF NORTH AMERICA, Manufacturer Rebate for 110-1127, End Date 9/30/2021, Max Qty. 500, Panasonic Custom for AMPWRX, 4203600 AMPWRX, Inc | -40.76 |  | No | Other | Shippable | 0 |  | Not Applicable as per Item Classification |  | Not Applicable
953-6289 | 953-6289 | SPA, SOLARIA CORP, Manufacturer Rebate for 110-1254, End Date 12/31/2021, Solaria SPA_Sunblue, 3858 Florenton River LLC dba SUNBLUE ENERGY | -21.46 |  | No | Other | Shippable | 0 |  | Not Applicable as per Item Classification |  | Not Applicable
953-6290 | 953-6290 | SPA, ENPHASE ENERGY, INC., Manufacturer Rebate for 321-0223, End Date 9/30/2021, Q-00010165, 4271 HALCYON SOLAR CONSTRUCTION | -16.29 |  | No | Other | Shippable | 0 |  | Not Applicable as per Item Classification |  | Not Applicable
953-6291 | 953-6291 | SPA, SOLARIA CORP, Manufacturer Rebate for 110-1254, End Date 2/28/2022, SolariaSPALGCY Power dba LGCY Solar Installation Services, 4205150 LGCY Power dba LGCY Solar Installation Services | -85.46 |  | No | Other | Shippable | 0 |  | Not Applicable as per Item Classification |  | Not Applicable
953-6292 | 953-6292 | SPA, IRONRIDGE, Manufacturer Rebate for 260-0109, End Date 3/31/2022, IronRidge SPA Meraki, 4202957 Meraki Installers LLC | -0.22 |  | No | Other | Shippable | 0 |  | Not Applicable as per Item Classification |  | Not Applicable
953-6293 | 953-6293 | SPA, IRONRIDGE, Manufacturer Rebate for 260-0101, End Date 3/31/2022, IronRidge SPA Meraki, 4202957 Meraki Installers LLC | -0.68 |  | No | Other | Shippable | 0 |  | Not Applicable as per Item Classification |  | Not Applicable
953-6294 | 953-6294 | SPA, SOLARIA CORP, Manufacturer Rebate for 110-1222, End Date 12/31/2021, Diamond $0.10 ElectriCare, 1032 ELECTRICARE INC. | -37 |  | No | Other | Shippable | 0 |  | Not Applicable as per Item Classification |  | Not Applicable
953-6295 | 953-6295 | SPA, Manufacturer Rebate for # 210-0054, End Date 09/30/2021, Max Qty. , IR LOU Krannich West , 203377 Krannich Solar West LLC |  |  | No | Other | Shippable | 0 |  | Not Applicable as per Item Classification |  | Not Applicable
953-6296 | 953-6296 | SPA, Manufacturer Rebate for # 210-0248, End Date 09/30/2021, Max Qty. , IR LOU Krannich West , 203377 Krannich Solar West LLC |  |  | No | Other | Shippable | 0 |  | Not Applicable as per Item Classification |  | Not Applicable
953-6297 | 953-6297 | SPA, Manufacturer Rebate for # 210-0249, End Date 09/30/2021, Max Qty. , IR LOU Krannich West , 203377 Krannich Solar West LLC |  |  | No | Other | Shippable | 0 |  | Not Applicable as per Item Classification |  | Not Applicable
953-6298 | 953-6298 | SPA, Manufacturer Rebate for # 210-0296, End Date 09/30/2021, Max Qty. , IR LOU Krannich West , 203377 Krannich Solar West LLC |  |  | No | Other | Shippable | 0 |  | Not Applicable as per Item Classification |  | Not Applicable
953-6299 | 953-6299 | SPA, Manufacturer Rebate for # 210-0501, End Date 09/30/2021, Max Qty. , IR LOU Krannich West , 203377 Krannich Solar West LLC |  |  | No | Other | Shippable | 0 |  | Not Applicable as per Item Classification |  | Not Applicable
953-6300 | 953-6300 | SPA, Manufacturer Rebate for # 210-0579, End Date 09/30/2021, Max Qty. , IR LOU Krannich West , 203377 Krannich Solar West LLC |  |  | No | Other | Shippable | 0 |  | Not Applicable as per Item Classification |  | Not Applicable
953-6301 | 953-6301 | SPA, Manufacturer Rebate for # 210-0674, End Date 09/30/2021, Max Qty. , IR LOU Krannich West , 203377 Krannich Solar West LLC |  |  | No | Other | Shippable | 0 |  | Not Applicable as per Item Classification |  | Not Applicable
953-6302 | 953-6302 | SPA, Manufacturer Rebate for # 210-0691, End Date 09/30/2021, Max Qty. , IR LOU Krannich West , 203377 Krannich Solar West LLC |  |  | No | Other | Shippable | 0 |  | Not Applicable as per Item Classification |  | Not Applicable
953-6303 | 953-6303 | SPA, Manufacturer Rebate for # 210-0694, End Date 09/30/2021, Max Qty. , IR LOU Krannich West , 203377 Krannich Solar West LLC |  |  | No | Other | Shippable | 0 |  | Not Applicable as per Item Classification |  | Not Applicable
953-6304 | 953-6304 | SPA, Manufacturer Rebate for # 210-0949, End Date 09/30/2021, Max Qty. , IR LOU Krannich West , 203377 Krannich Solar West LLC |  |  | No | Other | Shippable | 0 |  | Not Applicable as per Item Classification |  | Not Applicable
953-6305 | 953-6305 | SPA, Manufacturer Rebate for # 210-0989, End Date 09/30/2021, Max Qty. , IR LOU Krannich West , 203377 Krannich Solar West LLC |  |  | No | Other | Shippable | 0 |  | Not Applicable as per Item Classification |  | Not Applicable
953-6306 | 953-6306 | SPA, Manufacturer Rebate for # 210-0995, End Date 09/30/2021, Max Qty. , IR LOU Krannich West , 203377 Krannich Solar West LLC |  |  | No | Other | Shippable | 0 |  | Not Applicable as per Item Classification |  | Not Applicable
953-6307 | 953-6307 | SPA, Manufacturer Rebate for # 210-0998, End Date 09/30/2021, Max Qty. , IR LOU Krannich West , 203377 Krannich Solar West LLC |  |  | No | Other | Shippable | 0 |  | Not Applicable as per Item Classification |  | Not Applicable
953-6308 | 953-6308 | SPA, Manufacturer Rebate for # 210-0999, End Date 09/30/2021, Max Qty. , IR LOU Krannich West , 203377 Krannich Solar West LLC |  |  | No | Other | Shippable | 0 |  | Not Applicable as per Item Classification |  | Not Applicable
953-6309 | 953-6309 | SPA, Manufacturer Rebate for # 210-1000, End Date 09/30/2021, Max Qty. , IR LOU Krannich West , 203377 Krannich Solar West LLC |  |  | No | Other | Shippable | 0 |  | Not Applicable as per Item Classification |  | Not Applicable
953-6310 | 953-6310 | SPA, Manufacturer Rebate for # 210-1001, End Date 09/30/2021, Max Qty. , IR LOU Krannich West , 203377 Krannich Solar West LLC |  |  | No | Other | Shippable | 0 |  | Not Applicable as per Item Classification |  | Not Applicable
953-6311 | 953-6311 | SPA, Manufacturer Rebate for # 210-1002, End Date 09/30/2021, Max Qty. , IR LOU Krannich West , 203377 Krannich Solar West LLC |  |  | No | Other | Shippable | 0 |  | Not Applicable as per Item Classification |  | Not Applicable
953-6312 | 953-6312 | SPA, Manufacturer Rebate for # 210-1003, End Date 09/30/2021, Max Qty. , IR LOU Krannich West , 203377 Krannich Solar West LLC |  |  | No | Other | Shippable | 0 |  | Not Applicable as per Item Classification |  | Not Applicable
953-6313 | 953-6313 | SPA, Manufacturer Rebate for # 210-1004, End Date 09/30/2021, Max Qty. , IR LOU Krannich West , 203377 Krannich Solar West LLC |  |  | No | Other | Shippable | 0 |  | Not Applicable as per Item Classification |  | Not Applicable
953-6314 | 953-6314 | SPA, Manufacturer Rebate for # 210-1004-B, End Date 09/30/2021, Max Qty. , IR LOU Krannich West , 203377 Krannich Solar West LLC |  |  | No | Other | Shippable | 0 |  | Not Applicable as per Item Classification |  | Not Applicable
953-6315 | 953-6315 | SPA, Manufacturer Rebate for # 210-1005, End Date 09/30/2021, Max Qty. , IR LOU Krannich West , 203377 Krannich Solar West LLC |  |  | No | Other | Shippable | 0 |  | Not Applicable as per Item Classification |  | Not Applicable
953-6316 | 953-6316 | SPA, Manufacturer Rebate for # 210-1006, End Date 09/30/2021, Max Qty. , IR LOU Krannich West , 203377 Krannich Solar West LLC |  |  | No | Other | Shippable | 0 |  | Not Applicable as per Item Classification |  | Not Applicable
953-6317 | 953-6317 | SPA, Manufacturer Rebate for # 210-1006-B, End Date 09/30/2021, Max Qty. , IR LOU Krannich West , 203377 Krannich Solar West LLC |  |  | No | Other | Shippable | 0 |  | Not Applicable as per Item Classification |  | Not Applicable
953-6318 | 953-6318 | SPA, Manufacturer Rebate for # 210-1007, End Date 09/30/2021, Max Qty. , IR LOU Krannich West , 203377 Krannich Solar West LLC |  |  | No | Other | Shippable | 0 |  | Not Applicable as per Item Classification |  | Not Applicable
953-6319 | 953-6319 | SPA, Manufacturer Rebate for # 210-1007-B, End Date 09/30/2021, Max Qty. , IR LOU Krannich West , 203377 Krannich Solar West LLC |  |  | No | Other | Shippable | 0 |  | Not Applicable as per Item Classification |  | Not Applicable
953-6320 | 953-6320 | SPA, Manufacturer Rebate for # 210-1008, End Date 09/30/2021, Max Qty. , IR LOU Krannich West , 203377 Krannich Solar West LLC |  |  | No | Other | Shippable | 0 |  | Not Applicable as per Item Classification |  | Not Applicable
953-6321 | 953-6321 | SPA, Manufacturer Rebate for # 210-1008-B, End Date 09/30/2021, Max Qty. , IR LOU Krannich West , 203377 Krannich Solar West LLC |  |  | No | Other | Shippable | 0 |  | Not Applicable as per Item Classification |  | Not Applicable
953-6322 | 953-6322 | SPA, Manufacturer Rebate for # 210-1009, End Date 09/30/2021, Max Qty. , IR LOU Krannich West , 203377 Krannich Solar West LLC |  |  | No | Other | Shippable | 0 |  | Not Applicable as per Item Classification |  | Not Applicable
953-6323 | 953-6323 | SPA, Manufacturer Rebate for # 210-1009-B, End Date 09/30/2021, Max Qty. , IR LOU Krannich West , 203377 Krannich Solar West LLC |  |  | No | Other | Shippable | 0 |  | Not Applicable as per Item Classification |  | Not Applicable
953-6324 | 953-6324 | SPA, Manufacturer Rebate for # 210-1010, End Date 09/30/2021, Max Qty. , IR LOU Krannich West , 203377 Krannich Solar West LLC |  |  | No | Other | Shippable | 0 |  | Not Applicable as per Item Classification |  | Not Applicable
953-6325 | 953-6325 | SPA, Manufacturer Rebate for # 210-1019, End Date 09/30/2021, Max Qty. , IR LOU Krannich West , 203377 Krannich Solar West LLC |  |  | No | Other | Shippable | 0 |  | Not Applicable as per Item Classification |  | Not Applicable
953-6326 | 953-6326 | SPA, Manufacturer Rebate for # 210-1025, End Date 09/30/2021, Max Qty. , IR LOU Krannich West , 203377 Krannich Solar West LLC |  |  | No | Other | Shippable | 0 |  | Not Applicable as per Item Classification |  | Not Applicable
953-6327 | 953-6327 | SPA, Manufacturer Rebate for # 210-1025-B, End Date 09/30/2021, Max Qty. , IR LOU Krannich West , 203377 Krannich Solar West LLC |  |  | No | Other | Shippable | 0 |  | Not Applicable as per Item Classification |  | Not Applicable
953-6328 | 953-6328 | SPA, Manufacturer Rebate for # 210-1026, End Date 09/30/2021, Max Qty. , IR LOU Krannich West , 203377 Krannich Solar West LLC |  |  | No | Other | Shippable | 0 |  | Not Applicable as per Item Classification |  | Not Applicable
953-6329 | 953-6329 | SPA, Manufacturer Rebate for # 210-1027, End Date 09/30/2021, Max Qty. , IR LOU Krannich West , 203377 Krannich Solar West LLC |  |  | No | Other | Shippable | 0 |  | Not Applicable as per Item Classification |  | Not Applicable
953-6330 | 953-6330 | SPA, Manufacturer Rebate for # 210-1040, End Date 09/30/2021, Max Qty. , IR LOU Krannich West , 203377 Krannich Solar West LLC |  |  | No | Other | Shippable | 0 |  | Not Applicable as per Item Classification |  | Not Applicable
953-6331 | 953-6331 | SPA, Manufacturer Rebate for # 210-1042, End Date 09/30/2021, Max Qty. , IR LOU Krannich West , 203377 Krannich Solar West LLC |  |  | No | Other | Shippable | 0 |  | Not Applicable as per Item Classification |  | Not Applicable
953-6332 | 953-6332 | SPA, Manufacturer Rebate for # 210-1044, End Date 09/30/2021, Max Qty. , IR LOU Krannich West , 203377 Krannich Solar West LLC |  |  | No | Other | Shippable | 0 |  | Not Applicable as per Item Classification |  | Not Applicable
953-6334 | 953-6334 | SPA, Manufacturer Rebate for # 210-1051, End Date 09/30/2021, Max Qty. , IR LOU Krannich West , 203377 Krannich Solar West LLC |  |  | No | Other | Shippable | 0 |  | Not Applicable as per Item Classification |  | Not Applicable
953-6335 | 953-6335 | SPA, Manufacturer Rebate for # 210-1053, End Date 09/30/2021, Max Qty. , IR LOU Krannich West , 203377 Krannich Solar West LLC |  |  | No | Other | Shippable | 0 |  | Not Applicable as per Item Classification |  | Not Applicable
953-6336 | 953-6336 | SPA, Manufacturer Rebate for # 210-1055, End Date 09/30/2021, Max Qty. , IR LOU Krannich West , 203377 Krannich Solar West LLC |  |  | No | Other | Shippable | 0 |  | Not Applicable as per Item Classification |  | Not Applicable
953-6337 | 953-6337 | SPA, Manufacturer Rebate for # 210-1066, End Date 09/30/2021, Max Qty. , IR LOU Krannich West , 203377 Krannich Solar West LLC |  |  | No | Other | Shippable | 0 |  | Not Applicable as per Item Classification |  | Not Applicable
953-6338 | 953-6338 | SPA, Manufacturer Rebate for # 211-0008, End Date 09/30/2021, Max Qty. , IR LOU Krannich West , 203377 Krannich Solar West LLC |  |  | No | Other | Shippable | 0 |  | Not Applicable as per Item Classification |  | Not Applicable
953-6339 | 953-6339 | SPA, Manufacturer Rebate for # 211-0016, End Date 09/30/2021, Max Qty. , IR LOU Krannich West , 203377 Krannich Solar West LLC |  |  | No | Other | Shippable | 0 |  | Not Applicable as per Item Classification |  | Not Applicable
953-6340 | 953-6340 | SPA, Manufacturer Rebate for # 211-0017, End Date 09/30/2021, Max Qty. , IR LOU Krannich West , 203377 Krannich Solar West LLC |  |  | No | Other | Shippable | 0 |  | Not Applicable as per Item Classification |  | Not Applicable
953-6341 | 953-6341 | SPA, Manufacturer Rebate for # 211-0018, End Date 09/30/2021, Max Qty. , IR LOU Krannich West , 203377 Krannich Solar West LLC |  |  | No | Other | Shippable | 0 |  | Not Applicable as per Item Classification |  | Not Applicable
953-6342 | 953-6342 | SPA, Manufacturer Rebate for # 211-0019, End Date 09/30/2021, Max Qty. , IR LOU Krannich West , 203377 Krannich Solar West LLC |  |  | No | Other | Shippable | 0 |  | Not Applicable as per Item Classification |  | Not Applicable
953-6343 | 953-6343 | SPA, Manufacturer Rebate for # 211-0020, End Date 09/30/2021, Max Qty. , IR LOU Krannich West , 203377 Krannich Solar West LLC |  |  | No | Other | Shippable | 0 |  | Not Applicable as per Item Classification |  | Not Applicable
953-6344 | 953-6344 | SPA, Manufacturer Rebate for # 211-0022, End Date 09/30/2021, Max Qty. , IR LOU Krannich West , 203377 Krannich Solar West LLC |  |  | No | Other | Shippable | 0 |  | Not Applicable as per Item Classification |  | Not Applicable
953-6345 | 953-6345 | SPA, Manufacturer Rebate for # 211-0024, End Date 09/30/2021, Max Qty. , IR LOU Krannich West , 203377 Krannich Solar West LLC |  |  | No | Other | Shippable | 0 |  | Not Applicable as per Item Classification |  | Not Applicable
953-6346 | 953-6346 | SPA, Manufacturer Rebate for # 211-0039, End Date 09/30/2021, Max Qty. , IR LOU Krannich West , 203377 Krannich Solar West LLC |  |  | No | Other | Shippable | 0 |  | Not Applicable as per Item Classification |  | Not Applicable
953-6347 | 953-6347 | SPA, Manufacturer Rebate for # 211-0042, End Date 09/30/2021, Max Qty. , IR LOU Krannich West , 203377 Krannich Solar West LLC |  |  | No | Other | Shippable | 0 |  | Not Applicable as per Item Classification |  | Not Applicable
953-6348 | 953-6348 | SPA, Manufacturer Rebate for # 211-0057, End Date 09/30/2021, Max Qty. , IR LOU Krannich West , 203377 Krannich Solar West LLC |  |  | No | Other | Shippable | 0 |  | Not Applicable as per Item Classification |  | Not Applicable
953-6349 | 953-6349 | SPA, Manufacturer Rebate for # 211-0058, End Date 09/30/2021, Max Qty. , IR LOU Krannich West , 203377 Krannich Solar West LLC |  |  | No | Other | Shippable | 0 |  | Not Applicable as per Item Classification |  | Not Applicable
953-6350 | 953-6350 | SPA, Manufacturer Rebate for # 211-0061, End Date 09/30/2021, Max Qty. , IR LOU Krannich West , 203377 Krannich Solar West LLC |  |  | No | Other | Shippable | 0 |  | Not Applicable as per Item Classification |  | Not Applicable
953-6351 | 953-6351 | SPA, Manufacturer Rebate for # 211-0062, End Date 09/30/2021, Max Qty. , IR LOU Krannich West , 203377 Krannich Solar West LLC |  |  | No | Other | Shippable | 0 |  | Not Applicable as per Item Classification |  | Not Applicable
953-6352 | 953-6352 | SPA, Manufacturer Rebate for # 211-0064, End Date 09/30/2021, Max Qty. , IR LOU Krannich West , 203377 Krannich Solar West LLC |  |  | No | Other | Shippable | 0 |  | Not Applicable as per Item Classification |  | Not Applicable
953-6353 | 953-6353 | SPA, Manufacturer Rebate for # 211-0095, End Date 09/30/2021, Max Qty. , IR LOU Krannich West , 203377 Krannich Solar West LLC |  |  | No | Other | Shippable | 0 |  | Not Applicable as per Item Classification |  | Not Applicable
953-6354 | 953-6354 | SPA, Manufacturer Rebate for # 211-0096, End Date 09/30/2021, Max Qty. , IR LOU Krannich West , 203377 Krannich Solar West LLC |  |  | No | Other | Shippable | 0 |  | Not Applicable as per Item Classification |  | Not Applicable
953-6355 | 953-6355 | SPA, Manufacturer Rebate for # 211-0097, End Date 09/30/2021, Max Qty. , IR LOU Krannich West , 203377 Krannich Solar West LLC |  |  | No | Other | Shippable | 0 |  | Not Applicable as per Item Classification |  | Not Applicable
953-6356 | 953-6356 | SPA, Manufacturer Rebate for # 211-0098, End Date 09/30/2021, Max Qty. , IR LOU Krannich West , 203377 Krannich Solar West LLC |  |  | No | Other | Shippable | 0 |  | Not Applicable as per Item Classification |  | Not Applicable
953-6357 | 953-6357 | SPA, Manufacturer Rebate for # 211-0099, End Date 09/30/2021, Max Qty. , IR LOU Krannich West , 203377 Krannich Solar West LLC |  |  | No | Other | Shippable | 0 |  | Not Applicable as per Item Classification |  | Not Applicable
953-6358 | 953-6358 | SPA, Manufacturer Rebate for # 211-0158, End Date 09/30/2021, Max Qty. , IR LOU Krannich West , 203377 Krannich Solar West LLC |  |  | No | Other | Shippable | 0 |  | Not Applicable as per Item Classification |  | Not Applicable
953-6359 | 953-6359 | SPA, Manufacturer Rebate for # 211-0164, End Date 09/30/2021, Max Qty. , IR LOU Krannich West , 203377 Krannich Solar West LLC |  |  | No | Other | Shippable | 0 |  | Not Applicable as per Item Classification |  | Not Applicable
953-6360 | 953-6360 | SPA, Manufacturer Rebate for # 211-0195, End Date 09/30/2021, Max Qty. , IR LOU Krannich West , 203377 Krannich Solar West LLC |  |  | No | Other | Shippable | 0 |  | Not Applicable as per Item Classification |  | Not Applicable
953-6361 | 953-6361 | SPA, Manufacturer Rebate for # 211-0196, End Date 09/30/2021, Max Qty. , IR LOU Krannich West , 203377 Krannich Solar West LLC |  |  | No | Other | Shippable | 0 |  | Not Applicable as per Item Classification |  | Not Applicable
953-6362 | 953-6362 | SPA, Manufacturer Rebate for # 211-0203, End Date 09/30/2021, Max Qty. , IR LOU Krannich West , 203377 Krannich Solar West LLC |  |  | No | Other | Shippable | 0 |  | Not Applicable as per Item Classification |  | Not Applicable
953-6363 | 953-6363 | SPA, Manufacturer Rebate for # 211-0230, End Date 09/30/2021, Max Qty. , IR LOU Krannich West , 203377 Krannich Solar West LLC |  |  | No | Other | Shippable | 0 |  | Not Applicable as per Item Classification |  | Not Applicable
953-6364 | 953-6364 | SPA, Manufacturer Rebate for # 211-0238, End Date 09/30/2021, Max Qty. , IR LOU Krannich West , 203377 Krannich Solar West LLC |  |  | No | Other | Shippable | 0 |  | Not Applicable as per Item Classification |  | Not Applicable
953-6365 | 953-6365 | SPA, Manufacturer Rebate for # 211-0240, End Date 09/30/2021, Max Qty. , IR LOU Krannich West , 203377 Krannich Solar West LLC |  |  | No | Other | Shippable | 0 |  | Not Applicable as per Item Classification |  | Not Applicable
953-6366 | 953-6366 | SPA, Manufacturer Rebate for # 211-0242, End Date 09/30/2021, Max Qty. , IR LOU Krannich West , 203377 Krannich Solar West LLC |  |  | No | Other | Shippable | 0 |  | Not Applicable as per Item Classification |  | Not Applicable
953-6367 | 953-6367 | SPA, Manufacturer Rebate for # 211-0326, End Date 09/30/2021, Max Qty. , IR LOU Krannich West , 203377 Krannich Solar West LLC |  |  | No | Other | Shippable | 0 |  | Not Applicable as per Item Classification |  | Not Applicable
953-6368 | 953-6368 | SPA, Manufacturer Rebate for # 211-0371, End Date 09/30/2021, Max Qty. , IR LOU Krannich West , 203377 Krannich Solar West LLC |  |  | No | Other | Shippable | 0 |  | Not Applicable as per Item Classification |  | Not Applicable
953-6369 | 953-6369 | SPA, Manufacturer Rebate for # 211-0373, End Date 09/30/2021, Max Qty. , IR LOU Krannich West , 203377 Krannich Solar West LLC |  |  | No | Other | Shippable | 0 |  | Not Applicable as per Item Classification |  | Not Applicable
953-6370 | 953-6370 | SPA, Manufacturer Rebate for # 211-0383, End Date 09/30/2021, Max Qty. , IR LOU Krannich West , 203377 Krannich Solar West LLC |  |  | No | Other | Shippable | 0 |  | Not Applicable as per Item Classification |  | Not Applicable
953-6371 | 953-6371 | SPA, Manufacturer Rebate for # 211-0384, End Date 09/30/2021, Max Qty. , IR LOU Krannich West , 203377 Krannich Solar West LLC |  |  | No | Other | Shippable | 0 |  | Not Applicable as per Item Classification |  | Not Applicable
953-6372 | 953-6372 | SPA, Manufacturer Rebate for # 211-0387, End Date 09/30/2021, Max Qty. , IR LOU Krannich West , 203377 Krannich Solar West LLC |  |  | No | Other | Shippable | 0 |  | Not Applicable as per Item Classification |  | Not Applicable
953-6373 | 953-6373 | SPA, Manufacturer Rebate for # 211-0462, End Date 09/30/2021, Max Qty. , IR LOU Krannich West , 203377 Krannich Solar West LLC |  |  | No | Other | Shippable | 0 |  | Not Applicable as per Item Classification |  | Not Applicable
953-6374 | 953-6374 | SPA, Manufacturer Rebate for # 211-0463, End Date 09/30/2021, Max Qty. , IR LOU Krannich West , 203377 Krannich Solar West LLC |  |  | No | Other | Shippable | 0 |  | Not Applicable as per Item Classification |  | Not Applicable
953-6375 | 953-6375 | SPA, Manufacturer Rebate for # 211-0464, End Date 09/30/2021, Max Qty. , IR LOU Krannich West , 203377 Krannich Solar West LLC |  |  | No | Other | Shippable | 0 |  | Not Applicable as per Item Classification |  | Not Applicable
953-6376 | 953-6376 | SPA, Manufacturer Rebate for # 211-0465, End Date 09/30/2021, Max Qty. , IR LOU Krannich West , 203377 Krannich Solar West LLC |  |  | No | Other | Shippable | 0 |  | Not Applicable as per Item Classification |  | Not Applicable
953-6377 | 953-6377 | SPA, Manufacturer Rebate for # 211-0481, End Date 09/30/2021, Max Qty. , IR LOU Krannich West , 203377 Krannich Solar West LLC |  |  | No | Other | Shippable | 0 |  | Not Applicable as per Item Classification |  | Not Applicable
953-6378 | 953-6378 | SPA, Manufacturer Rebate for # 211-0482, End Date 09/30/2021, Max Qty. , IR LOU Krannich West , 203377 Krannich Solar West LLC |  |  | No | Other | Shippable | 0 |  | Not Applicable as per Item Classification |  | Not Applicable
953-6379 | 953-6379 | SPA, Manufacturer Rebate for # 211-0483, End Date 09/30/2021, Max Qty. , IR LOU Krannich West , 203377 Krannich Solar West LLC |  |  | No | Other | Shippable | 0 |  | Not Applicable as per Item Classification |  | Not Applicable
953-6380 | 953-6380 | SPA, Manufacturer Rebate for # 211-0484, End Date 09/30/2021, Max Qty. , IR LOU Krannich West , 203377 Krannich Solar West LLC |  |  | No | Other | Shippable | 0 |  | Not Applicable as per Item Classification |  | Not Applicable
953-6381 | 953-6381 | SPA, Manufacturer Rebate for # 211-0485, End Date 09/30/2021, Max Qty. , IR LOU Krannich West , 203377 Krannich Solar West LLC |  |  | No | Other | Shippable | 0 |  | Not Applicable as per Item Classification |  | Not Applicable
953-6382 | 953-6382 | SPA, Manufacturer Rebate for # 211-0487, End Date 09/30/2021, Max Qty. , IR LOU Krannich West , 203377 Krannich Solar West LLC |  |  | No | Other | Shippable | 0 |  | Not Applicable as per Item Classification |  | Not Applicable
953-6383 | 953-6383 | SPA, Manufacturer Rebate for # 211-0497, End Date 09/30/2021, Max Qty. , IR LOU Krannich West , 203377 Krannich Solar West LLC |  |  | No | Other | Shippable | 0 |  | Not Applicable as per Item Classification |  | Not Applicable
953-6384 | 953-6384 | SPA, Manufacturer Rebate for # 211-0498, End Date 09/30/2021, Max Qty. , IR LOU Krannich West , 203377 Krannich Solar West LLC |  |  | No | Other | Shippable | 0 |  | Not Applicable as per Item Classification |  | Not Applicable
953-6385 | 953-6385 | SPA, Manufacturer Rebate for # 211-0501, End Date 09/30/2021, Max Qty. , IR LOU Krannich West , 203377 Krannich Solar West LLC |  |  | No | Other | Shippable | 0 |  | Not Applicable as per Item Classification |  | Not Applicable
953-6386 | 953-6386 | SPA, Manufacturer Rebate for # 212-0000, End Date 09/30/2021, Max Qty. , IR LOU Krannich West , 203377 Krannich Solar West LLC |  |  | No | Other | Shippable | 0 |  | Not Applicable as per Item Classification |  | Not Applicable
953-6387 | 953-6387 | SPA, Manufacturer Rebate for # 212-0001, End Date 09/30/2021, Max Qty. , IR LOU Krannich West , 203377 Krannich Solar West LLC |  |  | No | Other | Shippable | 0 |  | Not Applicable as per Item Classification |  | Not Applicable
953-6388 | 953-6388 | SPA, Manufacturer Rebate for # 212-0002, End Date 09/30/2021, Max Qty. , IR LOU Krannich West , 203377 Krannich Solar West LLC |  |  | No | Other | Shippable | 0 |  | Not Applicable as per Item Classification |  | Not Applicable
953-6389 | 953-6389 | SPA, Manufacturer Rebate for # 212-0003, End Date 09/30/2021, Max Qty. , IR LOU Krannich West , 203377 Krannich Solar West LLC |  |  | No | Other | Shippable | 0 |  | Not Applicable as per Item Classification |  | Not Applicable
953-6390 | 953-6390 | SPA, Manufacturer Rebate for # 212-0004, End Date 09/30/2021, Max Qty. , IR LOU Krannich West , 203377 Krannich Solar West LLC |  |  | No | Other | Shippable | 0 |  | Not Applicable as per Item Classification |  | Not Applicable
953-6391 | 953-6391 | SPA, Manufacturer Rebate for # 212-0005, End Date 09/30/2021, Max Qty. , IR LOU Krannich West , 203377 Krannich Solar West LLC |  |  | No | Other | Shippable | 0 |  | Not Applicable as per Item Classification |  | Not Applicable
953-6392 | 953-6392 | SPA, Manufacturer Rebate for # 220-0349, End Date 09/30/2021, Max Qty. , IR LOU Krannich West , 203377 Krannich Solar West LLC |  |  | No | Other | Shippable | 0 |  | Not Applicable as per Item Classification |  | Not Applicable
953-6393 | 953-6393 | SPA, Manufacturer Rebate for # 220-0350, End Date 09/30/2021, Max Qty. , IR LOU Krannich West , 203377 Krannich Solar West LLC |  |  | No | Other | Shippable | 0 |  | Not Applicable as per Item Classification |  | Not Applicable
953-6394 | 953-6394 | SPA, Manufacturer Rebate for # 220-0352, End Date 09/30/2021, Max Qty. , IR LOU Krannich West , 203377 Krannich Solar West LLC |  |  | No | Other | Shippable | 0 |  | Not Applicable as per Item Classification |  | Not Applicable
953-6395 | 953-6395 | SPA, Manufacturer Rebate for # 220-0359, End Date 09/30/2021, Max Qty. , IR LOU Krannich West , 203377 Krannich Solar West LLC |  |  | No | Other | Shippable | 0 |  | Not Applicable as per Item Classification |  | Not Applicable
953-6396 | 953-6396 | SPA, Manufacturer Rebate for # 220-0360, End Date 09/30/2021, Max Qty. , IR LOU Krannich West , 203377 Krannich Solar West LLC |  |  | No | Other | Shippable | 0 |  | Not Applicable as per Item Classification |  | Not Applicable
953-6397 | 953-6397 | SPA, Manufacturer Rebate for # 220-0361, End Date 09/30/2021, Max Qty. , IR LOU Krannich West , 203377 Krannich Solar West LLC |  |  | No | Other | Shippable | 0 |  | Not Applicable as per Item Classification |  | Not Applicable
953-6398 | 953-6398 | SPA, Manufacturer Rebate for # 220-0714, End Date 09/30/2021, Max Qty. , IR LOU Krannich West , 203377 Krannich Solar West LLC |  |  | No | Other | Shippable | 0 |  | Not Applicable as per Item Classification |  | Not Applicable
953-6399 | 953-6399 | SPA, Manufacturer Rebate for # 220-0715, End Date 09/30/2021, Max Qty. , IR LOU Krannich West , 203377 Krannich Solar West LLC |  |  | No | Other | Shippable | 0 |  | Not Applicable as per Item Classification |  | Not Applicable
953-6400 | 953-6400 | SPA, Manufacturer Rebate for # 220-0716, End Date 09/30/2021, Max Qty. , IR LOU Krannich West , 203377 Krannich Solar West LLC |  |  | No | Other | Shippable | 0 |  | Not Applicable as per Item Classification |  | Not Applicable
953-6401 | 953-6401 | SPA, Manufacturer Rebate for # 250-1051, End Date 09/30/2021, Max Qty. , IR LOU Krannich West , 203377 Krannich Solar West LLC |  |  | No | Other | Shippable | 0 |  | Not Applicable as per Item Classification |  | Not Applicable
953-6402 | 953-6402 | SPA, Manufacturer Rebate for # 250-1052, End Date 09/30/2021, Max Qty. , IR LOU Krannich West , 203377 Krannich Solar West LLC |  |  | No | Other | Shippable | 0 |  | Not Applicable as per Item Classification |  | Not Applicable
953-6403 | 953-6403 | SPA, Manufacturer Rebate for # 250-1053, End Date 09/30/2021, Max Qty. , IR LOU Krannich West , 203377 Krannich Solar West LLC |  |  | No | Other | Shippable | 0 |  | Not Applicable as per Item Classification |  | Not Applicable
953-6404 | 953-6404 | SPA, Manufacturer Rebate for # 250-1054, End Date 09/30/2021, Max Qty. , IR LOU Krannich West , 203377 Krannich Solar West LLC |  |  | No | Other | Shippable | 0 |  | Not Applicable as per Item Classification |  | Not Applicable
953-6405 | 953-6405 | SPA, Manufacturer Rebate for # 250-1055, End Date 09/30/2021, Max Qty. , IR LOU Krannich West , 203377 Krannich Solar West LLC |  |  | No | Other | Shippable | 0 |  | Not Applicable as per Item Classification |  | Not Applicable
953-6406 | 953-6406 | SPA, Manufacturer Rebate for # 260-0093, End Date 09/30/2021, Max Qty. , IR LOU Krannich West , 203377 Krannich Solar West LLC |  |  | No | Other | Shippable | 0 |  | Not Applicable as per Item Classification |  | Not Applicable
953-6407 | 953-6407 | SPA, Manufacturer Rebate for # 260-0097, End Date 09/30/2021, Max Qty. , IR LOU Krannich West , 203377 Krannich Solar West LLC |  |  | No | Other | Shippable | 0 |  | Not Applicable as per Item Classification |  | Not Applicable
953-6408 | 953-6408 | SPA, Manufacturer Rebate for # 260-0099, End Date 09/30/2021, Max Qty. , IR LOU Krannich West , 203377 Krannich Solar West LLC |  |  | No | Other | Shippable | 0 |  | Not Applicable as per Item Classification |  | Not Applicable
953-6409 | 953-6409 | SPA, Manufacturer Rebate for # 260-0101, End Date 09/30/2021, Max Qty. , IR LOU Krannich West , 203377 Krannich Solar West LLC |  |  | No | Other | Shippable | 0 |  | Not Applicable as per Item Classification |  | Not Applicable
953-6410 | 953-6410 | SPA, Manufacturer Rebate for # 260-0102, End Date 09/30/2021, Max Qty. , IR LOU Krannich West , 203377 Krannich Solar West LLC |  |  | No | Other | Shippable | 0 |  | Not Applicable as per Item Classification |  | Not Applicable
953-6411 | 953-6411 | SPA, Manufacturer Rebate for # 260-0103, End Date 09/30/2021, Max Qty. , IR LOU Krannich West , 203377 Krannich Solar West LLC |  |  | No | Other | Shippable | 0 |  | Not Applicable as per Item Classification |  | Not Applicable
953-6412 | 953-6412 | SPA, Manufacturer Rebate for # 260-0104, End Date 09/30/2021, Max Qty. , IR LOU Krannich West , 203377 Krannich Solar West LLC |  |  | No | Other | Shippable | 0 |  | Not Applicable as per Item Classification |  | Not Applicable
953-6413 | 953-6413 | SPA, Manufacturer Rebate for # 260-0105, End Date 09/30/2021, Max Qty. , IR LOU Krannich West , 203377 Krannich Solar West LLC |  |  | No | Other | Shippable | 0 |  | Not Applicable as per Item Classification |  | Not Applicable
953-6414 | 953-6414 | SPA, Manufacturer Rebate for # 260-0106, End Date 09/30/2021, Max Qty. , IR LOU Krannich West , 203377 Krannich Solar West LLC |  |  | No | Other | Shippable | 0 |  | Not Applicable as per Item Classification |  | Not Applicable
953-6415 | 953-6415 | SPA, Manufacturer Rebate for # 260-0107, End Date 09/30/2021, Max Qty. , IR LOU Krannich West , 203377 Krannich Solar West LLC |  |  | No | Other | Shippable | 0 |  | Not Applicable as per Item Classification |  | Not Applicable
953-6416 | 953-6416 | SPA, Manufacturer Rebate for # 260-0108, End Date 09/30/2021, Max Qty. , IR LOU Krannich West , 203377 Krannich Solar West LLC |  |  | No | Other | Shippable | 0 |  | Not Applicable as per Item Classification |  | Not Applicable
953-6417 | 953-6417 | SPA, Manufacturer Rebate for # 260-0109, End Date 09/30/2021, Max Qty. , IR LOU Krannich West , 203377 Krannich Solar West LLC |  |  | No | Other | Shippable | 0 |  | Not Applicable as per Item Classification |  | Not Applicable
953-6418 | 953-6418 | SPA, Manufacturer Rebate for # 260-0110, End Date 09/30/2021, Max Qty. , IR LOU Krannich West , 203377 Krannich Solar West LLC |  |  | No | Other | Shippable | 0 |  | Not Applicable as per Item Classification |  | Not Applicable
953-6419 | 953-6419 | SPA, Manufacturer Rebate for # 260-0111, End Date 09/30/2021, Max Qty. , IR LOU Krannich West , 203377 Krannich Solar West LLC |  |  | No | Other | Shippable | 0 |  | Not Applicable as per Item Classification |  | Not Applicable
953-6420 | 953-6420 | SPA, Manufacturer Rebate for # 260-0112, End Date 09/30/2021, Max Qty. , IR LOU Krannich West , 203377 Krannich Solar West LLC |  |  | No | Other | Shippable | 0 |  | Not Applicable as per Item Classification |  | Not Applicable
953-6421 | 953-6421 | SPA, Manufacturer Rebate for # 260-0113, End Date 09/30/2021, Max Qty. , IR LOU Krannich West , 203377 Krannich Solar West LLC |  |  | No | Other | Shippable | 0 |  | Not Applicable as per Item Classification |  | Not Applicable
953-6422 | 953-6422 | SPA, Manufacturer Rebate for # 260-0114, End Date 09/30/2021, Max Qty. , IR LOU Krannich West , 203377 Krannich Solar West LLC |  |  | No | Other | Shippable | 0 |  | Not Applicable as per Item Classification |  | Not Applicable
953-6423 | 953-6423 | SPA, Manufacturer Rebate for # 260-0115, End Date 09/30/2021, Max Qty. , IR LOU Krannich West , 203377 Krannich Solar West LLC |  |  | No | Other | Shippable | 0 |  | Not Applicable as per Item Classification |  | Not Applicable
953-6424 | 953-6424 | SPA, Manufacturer Rebate for # 260-0116, End Date 09/30/2021, Max Qty. , IR LOU Krannich West , 203377 Krannich Solar West LLC |  |  | No | Other | Shippable | 0 |  | Not Applicable as per Item Classification |  | Not Applicable
953-6425 | 953-6425 | SPA, Manufacturer Rebate for # 260-0117, End Date 09/30/2021, Max Qty. , IR LOU Krannich West , 203377 Krannich Solar West LLC |  |  | No | Other | Shippable | 0 |  | Not Applicable as per Item Classification |  | Not Applicable
953-6426 | 953-6426 | SPA, Manufacturer Rebate for # 260-0118, End Date 09/30/2021, Max Qty. , IR LOU Krannich West , 203377 Krannich Solar West LLC |  |  | No | Other | Shippable | 0 |  | Not Applicable as per Item Classification |  | Not Applicable
953-6427 | 953-6427 | SPA, Manufacturer Rebate for # 260-0169, End Date 09/30/2021, Max Qty. , IR LOU Krannich West , 203377 Krannich Solar West LLC |  |  | No | Other | Shippable | 0 |  | Not Applicable as per Item Classification |  | Not Applicable
953-6428 | 953-6428 | SPA, Manufacturer Rebate for # 260-0170, End Date 09/30/2021, Max Qty. , IR LOU Krannich West , 203377 Krannich Solar West LLC |  |  | No | Other | Shippable | 0 |  | Not Applicable as per Item Classification |  | Not Applicable
953-6429 | 953-6429 | SPA, Manufacturer Rebate for # 260-0171, End Date 09/30/2021, Max Qty. , IR LOU Krannich West , 203377 Krannich Solar West LLC |  |  | No | Other | Shippable | 0 |  | Not Applicable as per Item Classification |  | Not Applicable
953-6430 | 953-6430 | SPA, Manufacturer Rebate for # 260-0172, End Date 09/30/2021, Max Qty. , IR LOU Krannich West , 203377 Krannich Solar West LLC |  |  | No | Other | Shippable | 0 |  | Not Applicable as per Item Classification |  | Not Applicable
953-6431 | 953-6431 | SPA, Manufacturer Rebate for # 260-0173, End Date 09/30/2021, Max Qty. , IR LOU Krannich West , 203377 Krannich Solar West LLC |  |  | No | Other | Shippable | 0 |  | Not Applicable as per Item Classification |  | Not Applicable
953-6432 | 953-6432 | SPA, Manufacturer Rebate for # 260-0174, End Date 09/30/2021, Max Qty. , IR LOU Krannich West , 203377 Krannich Solar West LLC |  |  | No | Other | Shippable | 0 |  | Not Applicable as per Item Classification |  | Not Applicable
953-6433 | 953-6433 | SPA, Manufacturer Rebate for # 260-0175, End Date 09/30/2021, Max Qty. , IR LOU Krannich West , 203377 Krannich Solar West LLC |  |  | No | Other | Shippable | 0 |  | Not Applicable as per Item Classification |  | Not Applicable
953-6434 | 953-6434 | SPA, Manufacturer Rebate for # 260-0281, End Date 09/30/2021, Max Qty. , IR LOU Krannich West , 203377 Krannich Solar West LLC |  |  | No | Other | Shippable | 0 |  | Not Applicable as per Item Classification |  | Not Applicable
953-6435 | 953-6435 | SPA, Manufacturer Rebate for # 260-0284, End Date 09/30/2021, Max Qty. , IR LOU Krannich West , 203377 Krannich Solar West LLC |  |  | No | Other | Shippable | 0 |  | Not Applicable as per Item Classification |  | Not Applicable
953-6436 | 953-6436 | SPA, Manufacturer Rebate for # 260-0584, End Date 09/30/2021, Max Qty. , IR LOU Krannich West , 203377 Krannich Solar West LLC |  |  | No | Other | Shippable | 0 |  | Not Applicable as per Item Classification |  | Not Applicable
953-6437 | 953-6437 | SPA, Manufacturer Rebate for # 260-0585, End Date 09/30/2021, Max Qty. , IR LOU Krannich West , 203377 Krannich Solar West LLC |  |  | No | Other | Shippable | 0 |  | Not Applicable as per Item Classification |  | Not Applicable
953-6438 | 953-6438 | SPA, Manufacturer Rebate for # 260-0822, End Date 09/30/2021, Max Qty. , IR LOU Krannich West , 203377 Krannich Solar West LLC |  |  | No | Other | Shippable | 0 |  | Not Applicable as per Item Classification |  | Not Applicable
953-6439 | 953-6439 | SPA, Manufacturer Rebate for # 270-0045, End Date 09/30/2021, Max Qty. , IR LOU Krannich West , 203377 Krannich Solar West LLC |  |  | No | Other | Shippable | 0 |  | Not Applicable as per Item Classification |  | Not Applicable
953-6440 | 953-6440 | SPA, Manufacturer Rebate for # 270-0046, End Date 09/30/2021, Max Qty. , IR LOU Krannich West , 203377 Krannich Solar West LLC |  |  | No | Other | Shippable | 0 |  | Not Applicable as per Item Classification |  | Not Applicable
953-6441 | 953-6441 | SPA, Manufacturer Rebate for # 270-0047, End Date 09/30/2021, Max Qty. , IR LOU Krannich West , 203377 Krannich Solar West LLC |  |  | No | Other | Shippable | 0 |  | Not Applicable as per Item Classification |  | Not Applicable
953-6442 | 953-6442 | SPA, Manufacturer Rebate for # 270-0048, End Date 09/30/2021, Max Qty. , IR LOU Krannich West , 203377 Krannich Solar West LLC |  |  | No | Other | Shippable | 0 |  | Not Applicable as per Item Classification |  | Not Applicable
953-6443 | 953-6443 | SPA, Manufacturer Rebate for # 270-0049, End Date 09/30/2021, Max Qty. , IR LOU Krannich West , 203377 Krannich Solar West LLC |  |  | No | Other | Shippable | 0 |  | Not Applicable as per Item Classification |  | Not Applicable
953-6444 | 953-6444 | SPA, Manufacturer Rebate for # 270-0050, End Date 09/30/2021, Max Qty. , IR LOU Krannich West , 203377 Krannich Solar West LLC |  |  | No | Other | Shippable | 0 |  | Not Applicable as per Item Classification |  | Not Applicable
953-6445 | 953-6445 | SPA, Manufacturer Rebate for # 270-0051, End Date 09/30/2021, Max Qty. , IR LOU Krannich West , 203377 Krannich Solar West LLC |  |  | No | Other | Shippable | 0 |  | Not Applicable as per Item Classification |  | Not Applicable
953-6446 | 953-6446 | SPA, Manufacturer Rebate for # 270-0052, End Date 09/30/2021, Max Qty. , IR LOU Krannich West , 203377 Krannich Solar West LLC |  |  | No | Other | Shippable | 0 |  | Not Applicable as per Item Classification |  | Not Applicable
953-6447 | 953-6447 | SPA, Manufacturer Rebate for # 270-0054, End Date 09/30/2021, Max Qty. , IR LOU Krannich West , 203377 Krannich Solar West LLC |  |  | No | Other | Shippable | 0 |  | Not Applicable as per Item Classification |  | Not Applicable
953-6448 | 953-6448 | SPA, Manufacturer Rebate for # 270-0055, End Date 09/30/2021, Max Qty. , IR LOU Krannich West , 203377 Krannich Solar West LLC |  |  | No | Other | Shippable | 0 |  | Not Applicable as per Item Classification |  | Not Applicable
953-6449 | 953-6449 | SPA, Manufacturer Rebate for # 270-0056, End Date 09/30/2021, Max Qty. , IR LOU Krannich West , 203377 Krannich Solar West LLC |  |  | No | Other | Shippable | 0 |  | Not Applicable as per Item Classification |  | Not Applicable
953-6450 | 953-6450 | SPA, Manufacturer Rebate for # 270-0058, End Date 09/30/2021, Max Qty. , IR LOU Krannich West , 203377 Krannich Solar West LLC |  |  | No | Other | Shippable | 0 |  | Not Applicable as per Item Classification |  | Not Applicable
953-6451 | 953-6451 | SPA, Manufacturer Rebate for # 270-0145, End Date 09/30/2021, Max Qty. , IR LOU Krannich West , 203377 Krannich Solar West LLC |  |  | No | Other | Shippable | 0 |  | Not Applicable as per Item Classification |  | Not Applicable
953-6452 | 953-6452 | SPA, Manufacturer Rebate for # 270-0146, End Date 09/30/2021, Max Qty. , IR LOU Krannich West , 203377 Krannich Solar West LLC |  |  | No | Other | Shippable | 0 |  | Not Applicable as per Item Classification |  | Not Applicable
953-6453 | 953-6453 | SPA, Manufacturer Rebate for # 270-0152, End Date 09/30/2021, Max Qty. , IR LOU Krannich West , 203377 Krannich Solar West LLC |  |  | No | Other | Shippable | 0 |  | Not Applicable as per Item Classification |  | Not Applicable
953-6454 | 953-6454 | SPA, Manufacturer Rebate for # 270-0157, End Date 09/30/2021, Max Qty. , IR LOU Krannich West , 203377 Krannich Solar West LLC |  |  | No | Other | Shippable | 0 |  | Not Applicable as per Item Classification |  | Not Applicable
953-6455 | 953-6455 | SPA, Manufacturer Rebate for # 270-0158, End Date 09/30/2021, Max Qty. , IR LOU Krannich West , 203377 Krannich Solar West LLC |  |  | No | Other | Shippable | 0 |  | Not Applicable as per Item Classification |  | Not Applicable
953-6456 | 953-6456 | SPA, Manufacturer Rebate for # 270-0159, End Date 09/30/2021, Max Qty. , IR LOU Krannich West , 203377 Krannich Solar West LLC |  |  | No | Other | Shippable | 0 |  | Not Applicable as per Item Classification |  | Not Applicable
953-6457 | 953-6457 | SPA, Manufacturer Rebate for # 270-0160, End Date 09/30/2021, Max Qty. , IR LOU Krannich West , 203377 Krannich Solar West LLC |  |  | No | Other | Shippable | 0 |  | Not Applicable as per Item Classification |  | Not Applicable
953-6458 | 953-6458 | SPA, Manufacturer Rebate for # 270-0161, End Date 09/30/2021, Max Qty. , IR LOU Krannich West , 203377 Krannich Solar West LLC |  |  | No | Other | Shippable | 0 |  | Not Applicable as per Item Classification |  | Not Applicable
953-6459 | 953-6459 | SPA, Manufacturer Rebate for # 270-0177, End Date 09/30/2021, Max Qty. , IR LOU Krannich West , 203377 Krannich Solar West LLC |  |  | No | Other | Shippable | 0 |  | Not Applicable as per Item Classification |  | Not Applicable
953-6460 | 953-6460 | SPA, Manufacturer Rebate for # 270-0181, End Date 09/30/2021, Max Qty. , IR LOU Krannich West , 203377 Krannich Solar West LLC |  |  | No | Other | Shippable | 0 |  | Not Applicable as per Item Classification |  | Not Applicable
953-6461 | 953-6461 | SPA, Manufacturer Rebate for # 270-0182, End Date 09/30/2021, Max Qty. , IR LOU Krannich West , 203377 Krannich Solar West LLC |  |  | No | Other | Shippable | 0 |  | Not Applicable as per Item Classification |  | Not Applicable
953-6462 | 953-6462 | SPA, Manufacturer Rebate for # 270-0183, End Date 09/30/2021, Max Qty. , IR LOU Krannich West , 203377 Krannich Solar West LLC |  |  | No | Other | Shippable | 0 |  | Not Applicable as per Item Classification |  | Not Applicable
953-6463 | 953-6463 | SPA, Manufacturer Rebate for # 270-0184, End Date 09/30/2021, Max Qty. , IR LOU Krannich West , 203377 Krannich Solar West LLC |  |  | No | Other | Shippable | 0 |  | Not Applicable as per Item Classification |  | Not Applicable
953-6464 | 953-6464 | SPA, Manufacturer Rebate for # 270-0185, End Date 09/30/2021, Max Qty. , IR LOU Krannich West , 203377 Krannich Solar West LLC |  |  | No | Other | Shippable | 0 |  | Not Applicable as per Item Classification |  | Not Applicable
953-6465 | 953-6465 | SPA, Manufacturer Rebate for # 270-0186, End Date 09/30/2021, Max Qty. , IR LOU Krannich West , 203377 Krannich Solar West LLC |  |  | No | Other | Shippable | 0 |  | Not Applicable as per Item Classification |  | Not Applicable
953-6466 | 953-6466 | SPA, Manufacturer Rebate for # 270-0187, End Date 09/30/2021, Max Qty. , IR LOU Krannich West , 203377 Krannich Solar West LLC |  |  | No | Other | Shippable | 0 |  | Not Applicable as per Item Classification |  | Not Applicable
953-6467 | 953-6467 | SPA, Manufacturer Rebate for # 270-0650, End Date 09/30/2021, Max Qty. , IR LOU Krannich West , 203377 Krannich Solar West LLC |  |  | No | Other | Shippable | 0 |  | Not Applicable as per Item Classification |  | Not Applicable
953-6468 | 953-6468 | SPA, Manufacturer Rebate for # 270-0725, End Date 09/30/2021, Max Qty. , IR LOU Krannich West , 203377 Krannich Solar West LLC |  |  | No | Other | Shippable | 0 |  | Not Applicable as per Item Classification |  | Not Applicable
953-6469 | 953-6469 | SPA, Manufacturer Rebate for # 270-0746, End Date 09/30/2021, Max Qty. , IR LOU Krannich West , 203377 Krannich Solar West LLC |  |  | No | Other | Shippable | 0 |  | Not Applicable as per Item Classification |  | Not Applicable
953-6470 | 953-6470 | SPA, Manufacturer Rebate for # 270-0776, End Date 09/30/2021, Max Qty. , IR LOU Krannich West , 203377 Krannich Solar West LLC |  |  | No | Other | Shippable | 0 |  | Not Applicable as per Item Classification |  | Not Applicable
953-6471 | 953-6471 | SPA, Manufacturer Rebate for # 270-0842, End Date 09/30/2021, Max Qty. , IR LOU Krannich West , 203377 Krannich Solar West LLC |  |  | No | Other | Shippable | 0 |  | Not Applicable as per Item Classification |  | Not Applicable
953-6472 | 953-6472 | SPA, Manufacturer Rebate for # 270-0847, End Date 09/30/2021, Max Qty. , IR LOU Krannich West , 203377 Krannich Solar West LLC |  |  | No | Other | Shippable | 0 |  | Not Applicable as per Item Classification |  | Not Applicable
953-6473 | 953-6473 | SPA, Manufacturer Rebate for # 270-0870, End Date 09/30/2021, Max Qty. , IR LOU Krannich West , 203377 Krannich Solar West LLC |  |  | No | Other | Shippable | 0 |  | Not Applicable as per Item Classification |  | Not Applicable
953-6474 | 953-6474 | SPA, Manufacturer Rebate for # 270-0892, End Date 09/30/2021, Max Qty. , IR LOU Krannich West , 203377 Krannich Solar West LLC |  |  | No | Other | Shippable | 0 |  | Not Applicable as per Item Classification |  | Not Applicable
953-6475 | 953-6475 | SPA, Manufacturer Rebate for # 270-0898, End Date 09/30/2021, Max Qty. , IR LOU Krannich West , 203377 Krannich Solar West LLC |  |  | No | Other | Shippable | 0 |  | Not Applicable as per Item Classification |  | Not Applicable
953-6476 | 953-6476 | SPA, Manufacturer Rebate for # 270-0899, End Date 09/30/2021, Max Qty. , IR LOU Krannich West , 203377 Krannich Solar West LLC |  |  | No | Other | Shippable | 0 |  | Not Applicable as per Item Classification |  | Not Applicable
953-6477 | 953-6477 | SPA, Manufacturer Rebate for # 270-0900, End Date 09/30/2021, Max Qty. , IR LOU Krannich West , 203377 Krannich Solar West LLC |  |  | No | Other | Shippable | 0 |  | Not Applicable as per Item Classification |  | Not Applicable
953-6478 | 953-6478 | SPA, Manufacturer Rebate for # 270-0901, End Date 09/30/2021, Max Qty. , IR LOU Krannich West , 203377 Krannich Solar West LLC |  |  | No | Other | Shippable | 0 |  | Not Applicable as per Item Classification |  | Not Applicable
953-6479 | 953-6479 | SPA, Manufacturer Rebate for # 270-0902, End Date 09/30/2021, Max Qty. , IR LOU Krannich West , 203377 Krannich Solar West LLC |  |  | No | Other | Shippable | 0 |  | Not Applicable as per Item Classification |  | Not Applicable
953-6480 | 953-6480 | SPA, Manufacturer Rebate for # 270-0905, End Date 09/30/2021, Max Qty. , IR LOU Krannich West , 203377 Krannich Solar West LLC |  |  | No | Other | Shippable | 0 |  | Not Applicable as per Item Classification |  | Not Applicable
953-6481 | 953-6481 | SPA, Manufacturer Rebate for # 270-0941, End Date 09/30/2021, Max Qty. , IR LOU Krannich West , 203377 Krannich Solar West LLC |  |  | No | Other | Shippable | 0 |  | Not Applicable as per Item Classification |  | Not Applicable
953-6482 | 953-6482 | SPA, Manufacturer Rebate for # 270-0942, End Date 09/30/2021, Max Qty. , IR LOU Krannich West , 203377 Krannich Solar West LLC |  |  | No | Other | Shippable | 0 |  | Not Applicable as per Item Classification |  | Not Applicable
953-6483 | 953-6483 | SPA, Manufacturer Rebate for # 270-1001, End Date 09/30/2021, Max Qty. , IR LOU Krannich West , 203377 Krannich Solar West LLC |  |  | No | Other | Shippable | 0 |  | Not Applicable as per Item Classification |  | Not Applicable
953-6484 | 953-6484 | SPA, Manufacturer Rebate for # 270-1002, End Date 09/30/2021, Max Qty. , IR LOU Krannich West , 203377 Krannich Solar West LLC |  |  | No | Other | Shippable | 0 |  | Not Applicable as per Item Classification |  | Not Applicable
953-6485 | 953-6485 | SPA, Manufacturer Rebate for # 270-1004, End Date 09/30/2021, Max Qty. , IR LOU Krannich West , 203377 Krannich Solar West LLC |  |  | No | Other | Shippable | 0 |  | Not Applicable as per Item Classification |  | Not Applicable
953-6486 | 953-6486 | SPA, Manufacturer Rebate for # 270-1005, End Date 09/30/2021, Max Qty. , IR LOU Krannich West , 203377 Krannich Solar West LLC |  |  | No | Other | Shippable | 0 |  | Not Applicable as per Item Classification |  | Not Applicable
953-6487 | 953-6487 | SPA, Manufacturer Rebate for # 270-1006, End Date 09/30/2021, Max Qty. , IR LOU Krannich West , 203377 Krannich Solar West LLC |  |  | No | Other | Shippable | 0 |  | Not Applicable as per Item Classification |  | Not Applicable
953-6488 | 953-6488 | SPA, Manufacturer Rebate for # 270-1030, End Date 09/30/2021, Max Qty. , IR LOU Krannich West , 203377 Krannich Solar West LLC |  |  | No | Other | Shippable | 0 |  | Not Applicable as per Item Classification |  | Not Applicable
953-6489 | 953-6489 | SPA, Manufacturer Rebate for # 270-1031, End Date 09/30/2021, Max Qty. , IR LOU Krannich West , 203377 Krannich Solar West LLC |  |  | No | Other | Shippable | 0 |  | Not Applicable as per Item Classification |  | Not Applicable
953-6490 | 953-6490 | SPA, Manufacturer Rebate for # 270-1032, End Date 09/30/2021, Max Qty. , IR LOU Krannich West , 203377 Krannich Solar West LLC |  |  | No | Other | Shippable | 0 |  | Not Applicable as per Item Classification |  | Not Applicable
953-6491 | 953-6491 | SPA, Manufacturer Rebate for # 270-1033, End Date 09/30/2021, Max Qty. , IR LOU Krannich West , 203377 Krannich Solar West LLC |  |  | No | Other | Shippable | 0 |  | Not Applicable as per Item Classification |  | Not Applicable
953-6492 | 953-6492 | SPA, Manufacturer Rebate for # 270-1034, End Date 09/30/2021, Max Qty. , IR LOU Krannich West , 203377 Krannich Solar West LLC |  |  | No | Other | Shippable | 0 |  | Not Applicable as per Item Classification |  | Not Applicable
953-6493 | 953-6493 | SPA, Manufacturer Rebate for # 270-1044, End Date 09/30/2021, Max Qty. , IR LOU Krannich West , 203377 Krannich Solar West LLC |  |  | No | Other | Shippable | 0 |  | Not Applicable as per Item Classification |  | Not Applicable
953-6494 | 953-6494 | SPA, Manufacturer Rebate for # 270-1045, End Date 09/30/2021, Max Qty. , IR LOU Krannich West , 203377 Krannich Solar West LLC |  |  | No | Other | Shippable | 0 |  | Not Applicable as per Item Classification |  | Not Applicable
953-6495 | 953-6495 | SPA, Manufacturer Rebate for # 270-1046, End Date 09/30/2021, Max Qty. , IR LOU Krannich West , 203377 Krannich Solar West LLC |  |  | No | Other | Shippable | 0 |  | Not Applicable as per Item Classification |  | Not Applicable
953-6496 | 953-6496 | SPA, Manufacturer Rebate for # 270-1048, End Date 09/30/2021, Max Qty. , IR LOU Krannich West , 203377 Krannich Solar West LLC |  |  | No | Other | Shippable | 0 |  | Not Applicable as per Item Classification |  | Not Applicable
953-6497 | 953-6497 | SPA, Manufacturer Rebate for # 271-0008, End Date 09/30/2021, Max Qty. , IR LOU Krannich West , 203377 Krannich Solar West LLC |  |  | No | Other | Shippable | 0 |  | Not Applicable as per Item Classification |  | Not Applicable
953-6498 | 953-6498 | SPA, Manufacturer Rebate for # 271-0009, End Date 09/30/2021, Max Qty. , IR LOU Krannich West , 203377 Krannich Solar West LLC |  |  | No | Other | Shippable | 0 |  | Not Applicable as per Item Classification |  | Not Applicable
953-6499 | 953-6499 | SPA, Manufacturer Rebate for # 271-0010, End Date 09/30/2021, Max Qty. , IR LOU Krannich West , 203377 Krannich Solar West LLC |  |  | No | Other | Shippable | 0 |  | Not Applicable as per Item Classification |  | Not Applicable
953-6500 | 953-6500 | SPA, Manufacturer Rebate for # 271-0011, End Date 09/30/2021, Max Qty. , IR LOU Krannich West , 203377 Krannich Solar West LLC |  |  | No | Other | Shippable | 0 |  | Not Applicable as per Item Classification |  | Not Applicable
953-6501 | 953-6501 | SPA, Manufacturer Rebate for # 271-0012, End Date 09/30/2021, Max Qty. , IR LOU Krannich West , 203377 Krannich Solar West LLC |  |  | No | Other | Shippable | 0 |  | Not Applicable as per Item Classification |  | Not Applicable
953-6502 | 953-6502 | SPA, Manufacturer Rebate for # 271-0013, End Date 09/30/2021, Max Qty. , IR LOU Krannich West , 203377 Krannich Solar West LLC |  |  | No | Other | Shippable | 0 |  | Not Applicable as per Item Classification |  | Not Applicable
953-6503 | 953-6503 | SPA, Manufacturer Rebate for # 271-0014, End Date 09/30/2021, Max Qty. , IR LOU Krannich West , 203377 Krannich Solar West LLC |  |  | No | Other | Shippable | 0 |  | Not Applicable as per Item Classification |  | Not Applicable
953-6504 | 953-6504 | SPA, Manufacturer Rebate for # 271-0015, End Date 09/30/2021, Max Qty. , IR LOU Krannich West , 203377 Krannich Solar West LLC |  |  | No | Other | Shippable | 0 |  | Not Applicable as per Item Classification |  | Not Applicable
953-6505 | 953-6505 | SPA, Manufacturer Rebate for # 271-0016, End Date 09/30/2021, Max Qty. , IR LOU Krannich West , 203377 Krannich Solar West LLC |  |  | No | Other | Shippable | 0 |  | Not Applicable as per Item Classification |  | Not Applicable
953-6506 | 953-6506 | SPA, Manufacturer Rebate for # 271-0017, End Date 09/30/2021, Max Qty. , IR LOU Krannich West , 203377 Krannich Solar West LLC |  |  | No | Other | Shippable | 0 |  | Not Applicable as per Item Classification |  | Not Applicable
953-6507 | 953-6507 | SPA, Manufacturer Rebate for # 510-0258, End Date 09/30/2021, Max Qty. , IR LOU Krannich West , 203377 Krannich Solar West LLC |  |  | No | Other | Shippable | 0 |  | Not Applicable as per Item Classification |  | Not Applicable
953-6508 | 953-6508 | SPA, Manufacturer Rebate for # 550-0170, End Date 09/30/2021, Max Qty. , IR LOU Krannich West , 203377 Krannich Solar West LLC |  |  | No | Other | Shippable | 0 |  | Not Applicable as per Item Classification |  | Not Applicable
953-6509 | 953-6509 | SPA, Manufacturer Rebate for # 550-0287, End Date 09/30/2021, Max Qty. , IR LOU Krannich West , 203377 Krannich Solar West LLC |  |  | No | Other | Shippable | 0 |  | Not Applicable as per Item Classification |  | Not Applicable
953-6510 | 953-6510 | SPA, Manufacturer Rebate for # 550-0288, End Date 09/30/2021, Max Qty. , IR LOU Krannich West , 203377 Krannich Solar West LLC |  |  | No | Other | Shippable | 0 |  | Not Applicable as per Item Classification |  | Not Applicable
953-6511 | 953-6511 | SPA, Manufacturer Rebate for # 550-0382, End Date 09/30/2021, Max Qty. , IR LOU Krannich West , 203377 Krannich Solar West LLC |  |  | No | Other | Shippable | 0 |  | Not Applicable as per Item Classification |  | Not Applicable
953-6512 | 953-6512 | SPA, Manufacturer Rebate for # 590-0101, End Date 09/30/2021, Max Qty. , IR LOU Krannich West , 203377 Krannich Solar West LLC |  |  | No | Other | Shippable | 0 |  | Not Applicable as per Item Classification |  | Not Applicable
953-6513 | 953-6513 | SPA, Manufacturer Rebate for # 590-0108, End Date 09/30/2021, Max Qty. , IR LOU Krannich West , 203377 Krannich Solar West LLC |  |  | No | Other | Shippable | 0 |  | Not Applicable as per Item Classification |  | Not Applicable
953-6514 | 953-6514 | SPA, Manufacturer Rebate for # 590-0112, End Date 09/30/2021, Max Qty. , IR LOU Krannich West , 203377 Krannich Solar West LLC |  |  | No | Other | Shippable | 0 |  | Not Applicable as per Item Classification |  | Not Applicable
953-6515 | 953-6515 | SPA, Manufacturer Rebate for # 590-0113, End Date 09/30/2021, Max Qty. , IR LOU Krannich West , 203377 Krannich Solar West LLC |  |  | No | Other | Shippable | 0 |  | Not Applicable as per Item Classification |  | Not Applicable
953-6516 | 953-6516 | SPA, Manufacturer Rebate for # 590-0115, End Date 09/30/2021, Max Qty. , IR LOU Krannich West , 203377 Krannich Solar West LLC |  |  | No | Other | Shippable | 0 |  | Not Applicable as per Item Classification |  | Not Applicable
953-6517 | 953-6517 | SPA, Manufacturer Rebate for # 590-0116, End Date 09/30/2021, Max Qty. , IR LOU Krannich West , 203377 Krannich Solar West LLC |  |  | No | Other | Shippable | 0 |  | Not Applicable as per Item Classification |  | Not Applicable
953-6518 | 953-6518 | SPA, Manufacturer Rebate for # 590-0117, End Date 09/30/2021, Max Qty. , IR LOU Krannich West , 203377 Krannich Solar West LLC |  |  | No | Other | Shippable | 0 |  | Not Applicable as per Item Classification |  | Not Applicable
953-6519 | 953-6519 | SPA, Manufacturer Rebate for # 590-0118, End Date 09/30/2021, Max Qty. , IR LOU Krannich West , 203377 Krannich Solar West LLC |  |  | No | Other | Shippable | 0 |  | Not Applicable as per Item Classification |  | Not Applicable
953-6520 | 953-6520 | SPA, Manufacturer Rebate for # 590-0119, End Date 09/30/2021, Max Qty. , IR LOU Krannich West , 203377 Krannich Solar West LLC |  |  | No | Other | Shippable | 0 |  | Not Applicable as per Item Classification |  | Not Applicable
953-6521 | 953-6521 | SPA, Manufacturer Rebate for # 590-0120, End Date 09/30/2021, Max Qty. , IR LOU Krannich West , 203377 Krannich Solar West LLC |  |  | No | Other | Shippable | 0 |  | Not Applicable as per Item Classification |  | Not Applicable
953-6522 | 953-6522 | SPA, Manufacturer Rebate for # 590-0121, End Date 09/30/2021, Max Qty. , IR LOU Krannich West , 203377 Krannich Solar West LLC |  |  | No | Other | Shippable | 0 |  | Not Applicable as per Item Classification |  | Not Applicable
953-6523 | 953-6523 | SPA, Manufacturer Rebate for # 590-0122, End Date 09/30/2021, Max Qty. , IR LOU Krannich West , 203377 Krannich Solar West LLC |  |  | No | Other | Shippable | 0 |  | Not Applicable as per Item Classification |  | Not Applicable
953-6524 | 953-6524 | SPA, Manufacturer Rebate for # DDS-270-0157, End Date 09/30/2021, Max Qty. , IR LOU Krannich West , 203377 Krannich Solar West LLC |  |  | No | Other | Shippable | 0 |  | Not Applicable as per Item Classification |  | Not Applicable
953-6525 | 953-6525 | SPA, Manufacturer Rebate for # DS-210-0054, End Date 09/30/2021, Max Qty. , IR LOU Krannich West , 203377 Krannich Solar West LLC |  |  | No | Other | Shippable | 0 |  | Not Applicable as per Item Classification |  | Not Applicable
953-6526 | 953-6526 | SPA, Manufacturer Rebate for # DS-210-0296, End Date 09/30/2021, Max Qty. , IR LOU Krannich West , 203377 Krannich Solar West LLC |  |  | No | Other | Shippable | 0 |  | Not Applicable as per Item Classification |  | Not Applicable
953-6527 | 953-6527 | SPA, Manufacturer Rebate for # DS-210-0501, End Date 09/30/2021, Max Qty. , IR LOU Krannich West , 203377 Krannich Solar West LLC |  |  | No | Other | Shippable | 0 |  | Not Applicable as per Item Classification |  | Not Applicable
953-6528 | 953-6528 | SPA, Manufacturer Rebate for # DS-210-0579, End Date 09/30/2021, Max Qty. , IR LOU Krannich West , 203377 Krannich Solar West LLC |  |  | No | Other | Shippable | 0 |  | Not Applicable as per Item Classification |  | Not Applicable
953-6529 | 953-6529 | SPA, Manufacturer Rebate for # DS-210-0674, End Date 09/30/2021, Max Qty. , IR LOU Krannich West , 203377 Krannich Solar West LLC |  |  | No | Other | Shippable | 0 |  | Not Applicable as per Item Classification |  | Not Applicable
953-6530 | 953-6530 | SPA, Manufacturer Rebate for # DS-210-0949, End Date 09/30/2021, Max Qty. , IR LOU Krannich West , 203377 Krannich Solar West LLC |  |  | No | Other | Shippable | 0 |  | Not Applicable as per Item Classification |  | Not Applicable
953-6531 | 953-6531 | SPA, Manufacturer Rebate for # DS-210-0989, End Date 09/30/2021, Max Qty. , IR LOU Krannich West , 203377 Krannich Solar West LLC |  |  | No | Other | Shippable | 0 |  | Not Applicable as per Item Classification |  | Not Applicable
953-6532 | 953-6532 | SPA, Manufacturer Rebate for # DS-210-0995, End Date 09/30/2021, Max Qty. , IR LOU Krannich West , 203377 Krannich Solar West LLC |  |  | No | Other | Shippable | 0 |  | Not Applicable as per Item Classification |  | Not Applicable
953-6533 | 953-6533 | SPA, Manufacturer Rebate for # DS-210-0998, End Date 09/30/2021, Max Qty. , IR LOU Krannich West , 203377 Krannich Solar West LLC |  |  | No | Other | Shippable | 0 |  | Not Applicable as per Item Classification |  | Not Applicable
953-6534 | 953-6534 | SPA, Manufacturer Rebate for # DS-210-0999, End Date 09/30/2021, Max Qty. , IR LOU Krannich West , 203377 Krannich Solar West LLC |  |  | No | Other | Shippable | 0 |  | Not Applicable as per Item Classification |  | Not Applicable
953-6535 | 953-6535 | SPA, Manufacturer Rebate for # DS-210-1000, End Date 09/30/2021, Max Qty. , IR LOU Krannich West , 203377 Krannich Solar West LLC |  |  | No | Other | Shippable | 0 |  | Not Applicable as per Item Classification |  | Not Applicable
953-6536 | 953-6536 | SPA, Manufacturer Rebate for # DS-210-1001, End Date 09/30/2021, Max Qty. , IR LOU Krannich West , 203377 Krannich Solar West LLC |  |  | No | Other | Shippable | 0 |  | Not Applicable as per Item Classification |  | Not Applicable
953-6537 | 953-6537 | SPA, Manufacturer Rebate for # DS-210-1002, End Date 09/30/2021, Max Qty. , IR LOU Krannich West , 203377 Krannich Solar West LLC |  |  | No | Other | Shippable | 0 |  | Not Applicable as per Item Classification |  | Not Applicable
953-6538 | 953-6538 | SPA, Manufacturer Rebate for # DS-210-1003, End Date 09/30/2021, Max Qty. , IR LOU Krannich West , 203377 Krannich Solar West LLC |  |  | No | Other | Shippable | 0 |  | Not Applicable as per Item Classification |  | Not Applicable
953-6539 | 953-6539 | SPA, Manufacturer Rebate for # DS-210-1004, End Date 09/30/2021, Max Qty. , IR LOU Krannich West , 203377 Krannich Solar West LLC |  |  | No | Other | Shippable | 0 |  | Not Applicable as per Item Classification |  | Not Applicable
953-6540 | 953-6540 | SPA, Manufacturer Rebate for # DS-210-1005, End Date 09/30/2021, Max Qty. , IR LOU Krannich West , 203377 Krannich Solar West LLC |  |  | No | Other | Shippable | 0 |  | Not Applicable as per Item Classification |  | Not Applicable
953-6541 | 953-6541 | SPA, Manufacturer Rebate for # DS-210-1006, End Date 09/30/2021, Max Qty. , IR LOU Krannich West , 203377 Krannich Solar West LLC |  |  | No | Other | Shippable | 0 |  | Not Applicable as per Item Classification |  | Not Applicable
953-6542 | 953-6542 | SPA, Manufacturer Rebate for # DS-210-1007, End Date 09/30/2021, Max Qty. , IR LOU Krannich West , 203377 Krannich Solar West LLC |  |  | No | Other | Shippable | 0 |  | Not Applicable as per Item Classification |  | Not Applicable
953-6543 | 953-6543 | SPA, Manufacturer Rebate for # DS-210-1008, End Date 09/30/2021, Max Qty. , IR LOU Krannich West , 203377 Krannich Solar West LLC |  |  | No | Other | Shippable | 0 |  | Not Applicable as per Item Classification |  | Not Applicable
953-6544 | 953-6544 | SPA, Manufacturer Rebate for # DS-210-1009, End Date 09/30/2021, Max Qty. , IR LOU Krannich West , 203377 Krannich Solar West LLC |  |  | No | Other | Shippable | 0 |  | Not Applicable as per Item Classification |  | Not Applicable
953-6545 | 953-6545 | SPA, Manufacturer Rebate for # DS-210-1010, End Date 09/30/2021, Max Qty. , IR LOU Krannich West , 203377 Krannich Solar West LLC |  |  | No | Other | Shippable | 0 |  | Not Applicable as per Item Classification |  | Not Applicable
953-6546 | 953-6546 | SPA, Manufacturer Rebate for # DS-210-1025, End Date 09/30/2021, Max Qty. , IR LOU Krannich West , 203377 Krannich Solar West LLC |  |  | No | Other | Shippable | 0 |  | Not Applicable as per Item Classification |  | Not Applicable
953-6547 | 953-6547 | SPA, Manufacturer Rebate for # DS-210-1026, End Date 09/30/2021, Max Qty. , IR LOU Krannich West , 203377 Krannich Solar West LLC |  |  | No | Other | Shippable | 0 |  | Not Applicable as per Item Classification |  | Not Applicable
953-6548 | 953-6548 | SPA, Manufacturer Rebate for # DS-210-1027, End Date 09/30/2021, Max Qty. , IR LOU Krannich West , 203377 Krannich Solar West LLC |  |  | No | Other | Shippable | 0 |  | Not Applicable as per Item Classification |  | Not Applicable
953-6549 | 953-6549 | SPA, Manufacturer Rebate for # DS-210-1040, End Date 09/30/2021, Max Qty. , IR LOU Krannich West , 203377 Krannich Solar West LLC |  |  | No | Other | Shippable | 0 |  | Not Applicable as per Item Classification |  | Not Applicable
953-6550 | 953-6550 | SPA, Manufacturer Rebate for # DS-210-1042, End Date 09/30/2021, Max Qty. , IR LOU Krannich West , 203377 Krannich Solar West LLC |  |  | No | Other | Shippable | 0 |  | Not Applicable as per Item Classification |  | Not Applicable
953-6551 | 953-6551 | SPA, Manufacturer Rebate for # DS-210-1044, End Date 09/30/2021, Max Qty. , IR LOU Krannich West , 203377 Krannich Solar West LLC |  |  | No | Other | Shippable | 0 |  | Not Applicable as per Item Classification |  | Not Applicable
953-6552 | 953-6552 | SPA, Manufacturer Rebate for # DS-210-1049, End Date 09/30/2021, Max Qty. , IR LOU Krannich West , 203377 Krannich Solar West LLC |  |  | No | Other | Shippable | 0 |  | Not Applicable as per Item Classification |  | Not Applicable
953-6553 | 953-6553 | SPA, Manufacturer Rebate for # DS-210-1066, End Date 09/30/2021, Max Qty. , IR LOU Krannich West , 203377 Krannich Solar West LLC |  |  | No | Other | Shippable | 0 |  | Not Applicable as per Item Classification |  | Not Applicable
953-6554 | 953-6554 | SPA, Manufacturer Rebate for # DS-211-0039, End Date 09/30/2021, Max Qty. , IR LOU Krannich West , 203377 Krannich Solar West LLC |  |  | No | Other | Shippable | 0 |  | Not Applicable as per Item Classification |  | Not Applicable
953-6555 | 953-6555 | SPA, Manufacturer Rebate for # DS-211-0042, End Date 09/30/2021, Max Qty. , IR LOU Krannich West , 203377 Krannich Solar West LLC |  |  | No | Other | Shippable | 0 |  | Not Applicable as per Item Classification |  | Not Applicable
953-6556 | 953-6556 | SPA, Manufacturer Rebate for # DS-211-0057, End Date 09/30/2021, Max Qty. , IR LOU Krannich West , 203377 Krannich Solar West LLC |  |  | No | Other | Shippable | 0 |  | Not Applicable as per Item Classification |  | Not Applicable
953-6557 | 953-6557 | SPA, Manufacturer Rebate for # DS-211-0058, End Date 09/30/2021, Max Qty. , IR LOU Krannich West , 203377 Krannich Solar West LLC |  |  | No | Other | Shippable | 0 |  | Not Applicable as per Item Classification |  | Not Applicable
953-6558 | 953-6558 | SPA, Manufacturer Rebate for # DS-211-0061, End Date 09/30/2021, Max Qty. , IR LOU Krannich West , 203377 Krannich Solar West LLC |  |  | No | Other | Shippable | 0 |  | Not Applicable as per Item Classification |  | Not Applicable
953-6559 | 953-6559 | SPA, Manufacturer Rebate for # DS-211-0064, End Date 09/30/2021, Max Qty. , IR LOU Krannich West , 203377 Krannich Solar West LLC |  |  | No | Other | Shippable | 0 |  | Not Applicable as per Item Classification |  | Not Applicable
953-6560 | 953-6560 | SPA, Manufacturer Rebate for # DS-211-0095, End Date 09/30/2021, Max Qty. , IR LOU Krannich West , 203377 Krannich Solar West LLC |  |  | No | Other | Shippable | 0 |  | Not Applicable as per Item Classification |  | Not Applicable
953-6561 | 953-6561 | SPA, Manufacturer Rebate for # DS-211-0096, End Date 09/30/2021, Max Qty. , IR LOU Krannich West , 203377 Krannich Solar West LLC |  |  | No | Other | Shippable | 0 |  | Not Applicable as per Item Classification |  | Not Applicable
953-6562 | 953-6562 | SPA, Manufacturer Rebate for # DS-211-0463, End Date 09/30/2021, Max Qty. , IR LOU Krannich West , 203377 Krannich Solar West LLC |  |  | No | Other | Shippable | 0 |  | Not Applicable as per Item Classification |  | Not Applicable
953-6563 | 953-6563 | SPA, Manufacturer Rebate for # DS-211-0464, End Date 09/30/2021, Max Qty. , IR LOU Krannich West , 203377 Krannich Solar West LLC |  |  | No | Other | Shippable | 0 |  | Not Applicable as per Item Classification |  | Not Applicable
953-6564 | 953-6564 | SPA, Manufacturer Rebate for # DS-211-0465, End Date 09/30/2021, Max Qty. , IR LOU Krannich West , 203377 Krannich Solar West LLC |  |  | No | Other | Shippable | 0 |  | Not Applicable as per Item Classification |  | Not Applicable
953-6565 | 953-6565 | SPA, Manufacturer Rebate for # DS-211-0481, End Date 09/30/2021, Max Qty. , IR LOU Krannich West , 203377 Krannich Solar West LLC |  |  | No | Other | Shippable | 0 |  | Not Applicable as per Item Classification |  | Not Applicable
953-6566 | 953-6566 | SPA, Manufacturer Rebate for # DS-211-0482, End Date 09/30/2021, Max Qty. , IR LOU Krannich West , 203377 Krannich Solar West LLC |  |  | No | Other | Shippable | 0 |  | Not Applicable as per Item Classification |  | Not Applicable
953-6567 | 953-6567 | SPA, Manufacturer Rebate for # DS-211-0483, End Date 09/30/2021, Max Qty. , IR LOU Krannich West , 203377 Krannich Solar West LLC |  |  | No | Other | Shippable | 0 |  | Not Applicable as per Item Classification |  | Not Applicable
953-6568 | 953-6568 | SPA, Manufacturer Rebate for # DS-211-0484, End Date 09/30/2021, Max Qty. , IR LOU Krannich West , 203377 Krannich Solar West LLC |  |  | No | Other | Shippable | 0 |  | Not Applicable as per Item Classification |  | Not Applicable
953-6569 | 953-6569 | SPA, Manufacturer Rebate for # DS-211-0485, End Date 09/30/2021, Max Qty. , IR LOU Krannich West , 203377 Krannich Solar West LLC |  |  | No | Other | Shippable | 0 |  | Not Applicable as per Item Classification |  | Not Applicable
953-6570 | 953-6570 | SPA, Manufacturer Rebate for # DS-211-0497, End Date 09/30/2021, Max Qty. , IR LOU Krannich West , 203377 Krannich Solar West LLC |  |  | No | Other | Shippable | 0 |  | Not Applicable as per Item Classification |  | Not Applicable
953-6571 | 953-6571 | SPA, Manufacturer Rebate for # DS-211-0498, End Date 09/30/2021, Max Qty. , IR LOU Krannich West , 203377 Krannich Solar West LLC |  |  | No | Other | Shippable | 0 |  | Not Applicable as per Item Classification |  | Not Applicable
953-6572 | 953-6572 | SPA, Manufacturer Rebate for # DS-211-0501, End Date 09/30/2021, Max Qty. , IR LOU Krannich West , 203377 Krannich Solar West LLC |  |  | No | Other | Shippable | 0 |  | Not Applicable as per Item Classification |  | Not Applicable
953-6573 | 953-6573 | SPA, Manufacturer Rebate for # DS-212-0000, End Date 09/30/2021, Max Qty. , IR LOU Krannich West , 203377 Krannich Solar West LLC |  |  | No | Other | Shippable | 0 |  | Not Applicable as per Item Classification |  | Not Applicable
953-6574 | 953-6574 | SPA, Manufacturer Rebate for # DS-212-0001, End Date 09/30/2021, Max Qty. , IR LOU Krannich West , 203377 Krannich Solar West LLC |  |  | No | Other | Shippable | 0 |  | Not Applicable as per Item Classification |  | Not Applicable
953-6575 | 953-6575 | SPA, Manufacturer Rebate for # DS-212-0002, End Date 09/30/2021, Max Qty. , IR LOU Krannich West , 203377 Krannich Solar West LLC |  |  | No | Other | Shippable | 0 |  | Not Applicable as per Item Classification |  | Not Applicable
953-6576 | 953-6576 | SPA, Manufacturer Rebate for # DS-212-0003, End Date 09/30/2021, Max Qty. , IR LOU Krannich West , 203377 Krannich Solar West LLC |  |  | No | Other | Shippable | 0 |  | Not Applicable as per Item Classification |  | Not Applicable
953-6577 | 953-6577 | SPA, Manufacturer Rebate for # DS-212-0004, End Date 09/30/2021, Max Qty. , IR LOU Krannich West , 203377 Krannich Solar West LLC |  |  | No | Other | Shippable | 0 |  | Not Applicable as per Item Classification |  | Not Applicable
953-6578 | 953-6578 | SPA, Manufacturer Rebate for # DS-212-0005, End Date 09/30/2021, Max Qty. , IR LOU Krannich West , 203377 Krannich Solar West LLC |  |  | No | Other | Shippable | 0 |  | Not Applicable as per Item Classification |  | Not Applicable
953-6579 | 953-6579 | SPA, Manufacturer Rebate for # DS-220-0349, End Date 09/30/2021, Max Qty. , IR LOU Krannich West , 203377 Krannich Solar West LLC |  |  | No | Other | Shippable | 0 |  | Not Applicable as per Item Classification |  | Not Applicable
953-6580 | 953-6580 | SPA, Manufacturer Rebate for # DS-220-0350, End Date 09/30/2021, Max Qty. , IR LOU Krannich West , 203377 Krannich Solar West LLC |  |  | No | Other | Shippable | 0 |  | Not Applicable as per Item Classification |  | Not Applicable
953-6581 | 953-6581 | SPA, Manufacturer Rebate for # DS-220-0359, End Date 09/30/2021, Max Qty. , IR LOU Krannich West , 203377 Krannich Solar West LLC |  |  | No | Other | Shippable | 0 |  | Not Applicable as per Item Classification |  | Not Applicable
953-6582 | 953-6582 | SPA, Manufacturer Rebate for # DS-220-0360, End Date 09/30/2021, Max Qty. , IR LOU Krannich West , 203377 Krannich Solar West LLC |  |  | No | Other | Shippable | 0 |  | Not Applicable as per Item Classification |  | Not Applicable
953-6583 | 953-6583 | SPA, Manufacturer Rebate for # DS-220-0361, End Date 09/30/2021, Max Qty. , IR LOU Krannich West , 203377 Krannich Solar West LLC |  |  | No | Other | Shippable | 0 |  | Not Applicable as per Item Classification |  | Not Applicable
953-6584 | 953-6584 | SPA, Manufacturer Rebate for # DS-220-0714, End Date 09/30/2021, Max Qty. , IR LOU Krannich West , 203377 Krannich Solar West LLC |  |  | No | Other | Shippable | 0 |  | Not Applicable as per Item Classification |  | Not Applicable
953-6585 | 953-6585 | SPA, Manufacturer Rebate for # DS-220-0715, End Date 09/30/2021, Max Qty. , IR LOU Krannich West , 203377 Krannich Solar West LLC |  |  | No | Other | Shippable | 0 |  | Not Applicable as per Item Classification |  | Not Applicable
953-6586 | 953-6586 | SPA, Manufacturer Rebate for # DS-220-0716, End Date 09/30/2021, Max Qty. , IR LOU Krannich West , 203377 Krannich Solar West LLC |  |  | No | Other | Shippable | 0 |  | Not Applicable as per Item Classification |  | Not Applicable
953-6587 | 953-6587 | SPA, Manufacturer Rebate for # DS-250-1051, End Date 09/30/2021, Max Qty. , IR LOU Krannich West , 203377 Krannich Solar West LLC |  |  | No | Other | Shippable | 0 |  | Not Applicable as per Item Classification |  | Not Applicable
953-6588 | 953-6588 | SPA, Manufacturer Rebate for # DS-250-1052, End Date 09/30/2021, Max Qty. , IR LOU Krannich West , 203377 Krannich Solar West LLC |  |  | No | Other | Shippable | 0 |  | Not Applicable as per Item Classification |  | Not Applicable
953-6589 | 953-6589 | SPA, Manufacturer Rebate for # DS-250-1053, End Date 09/30/2021, Max Qty. , IR LOU Krannich West , 203377 Krannich Solar West LLC |  |  | No | Other | Shippable | 0 |  | Not Applicable as per Item Classification |  | Not Applicable
953-6590 | 953-6590 | SPA, Manufacturer Rebate for # DS-250-1054, End Date 09/30/2021, Max Qty. , IR LOU Krannich West , 203377 Krannich Solar West LLC |  |  | No | Other | Shippable | 0 |  | Not Applicable as per Item Classification |  | Not Applicable
953-6591 | 953-6591 | SPA, Manufacturer Rebate for # DS-250-1055, End Date 09/30/2021, Max Qty. , IR LOU Krannich West , 203377 Krannich Solar West LLC |  |  | No | Other | Shippable | 0 |  | Not Applicable as per Item Classification |  | Not Applicable
953-6592 | 953-6592 | SPA, Manufacturer Rebate for # DS-260-0093, End Date 09/30/2021, Max Qty. , IR LOU Krannich West , 203377 Krannich Solar West LLC |  |  | No | Other | Shippable | 0 |  | Not Applicable as per Item Classification |  | Not Applicable
953-6593 | 953-6593 | SPA, Manufacturer Rebate for # DS-260-0099, End Date 09/30/2021, Max Qty. , IR LOU Krannich West , 203377 Krannich Solar West LLC |  |  | No | Other | Shippable | 0 |  | Not Applicable as per Item Classification |  | Not Applicable
953-6594 | 953-6594 | SPA, Manufacturer Rebate for # DS-260-0101, End Date 09/30/2021, Max Qty. , IR LOU Krannich West , 203377 Krannich Solar West LLC |  |  | No | Other | Shippable | 0 |  | Not Applicable as per Item Classification |  | Not Applicable
953-6595 | 953-6595 | SPA, Manufacturer Rebate for # DS-260-0102, End Date 09/30/2021, Max Qty. , IR LOU Krannich West , 203377 Krannich Solar West LLC |  |  | No | Other | Shippable | 0 |  | Not Applicable as per Item Classification |  | Not Applicable
953-6596 | 953-6596 | SPA, Manufacturer Rebate for # DS-260-0103, End Date 09/30/2021, Max Qty. , IR LOU Krannich West , 203377 Krannich Solar West LLC |  |  | No | Other | Shippable | 0 |  | Not Applicable as per Item Classification |  | Not Applicable
953-6597 | 953-6597 | SPA, Manufacturer Rebate for # DS-260-0104, End Date 09/30/2021, Max Qty. , IR LOU Krannich West , 203377 Krannich Solar West LLC |  |  | No | Other | Shippable | 0 |  | Not Applicable as per Item Classification |  | Not Applicable
953-6598 | 953-6598 | SPA, Manufacturer Rebate for # DS-260-0105, End Date 09/30/2021, Max Qty. , IR LOU Krannich West , 203377 Krannich Solar West LLC |  |  | No | Other | Shippable | 0 |  | Not Applicable as per Item Classification |  | Not Applicable
953-6599 | 953-6599 | SPA, Manufacturer Rebate for # DS-260-0106, End Date 09/30/2021, Max Qty. , IR LOU Krannich West , 203377 Krannich Solar West LLC |  |  | No | Other | Shippable | 0 |  | Not Applicable as per Item Classification |  | Not Applicable
953-6600 | 953-6600 | SPA, Manufacturer Rebate for # DS-260-0107, End Date 09/30/2021, Max Qty. , IR LOU Krannich West , 203377 Krannich Solar West LLC |  |  | No | Other | Shippable | 0 |  | Not Applicable as per Item Classification |  | Not Applicable
953-6601 | 953-6601 | SPA, Manufacturer Rebate for # DS-260-0108, End Date 09/30/2021, Max Qty. , IR LOU Krannich West , 203377 Krannich Solar West LLC |  |  | No | Other | Shippable | 0 |  | Not Applicable as per Item Classification |  | Not Applicable
953-6602 | 953-6602 | SPA, Manufacturer Rebate for # DS-260-0109, End Date 09/30/2021, Max Qty. , IR LOU Krannich West , 203377 Krannich Solar West LLC |  |  | No | Other | Shippable | 0 |  | Not Applicable as per Item Classification |  | Not Applicable
953-6603 | 953-6603 | SPA, Manufacturer Rebate for # DS-260-0110, End Date 09/30/2021, Max Qty. , IR LOU Krannich West , 203377 Krannich Solar West LLC |  |  | No | Other | Shippable | 0 |  | Not Applicable as per Item Classification |  | Not Applicable
953-6604 | 953-6604 | SPA, Manufacturer Rebate for # DS-260-0111, End Date 09/30/2021, Max Qty. , IR LOU Krannich West , 203377 Krannich Solar West LLC |  |  | No | Other | Shippable | 0 |  | Not Applicable as per Item Classification |  | Not Applicable
953-6605 | 953-6605 | SPA, Manufacturer Rebate for # DS-260-0112, End Date 09/30/2021, Max Qty. , IR LOU Krannich West , 203377 Krannich Solar West LLC |  |  | No | Other | Shippable | 0 |  | Not Applicable as per Item Classification |  | Not Applicable
953-6606 | 953-6606 | SPA, Manufacturer Rebate for # DS-260-0113, End Date 09/30/2021, Max Qty. , IR LOU Krannich West , 203377 Krannich Solar West LLC |  |  | No | Other | Shippable | 0 |  | Not Applicable as per Item Classification |  | Not Applicable
953-6607 | 953-6607 | SPA, Manufacturer Rebate for # DS-260-0114, End Date 09/30/2021, Max Qty. , IR LOU Krannich West , 203377 Krannich Solar West LLC |  |  | No | Other | Shippable | 0 |  | Not Applicable as per Item Classification |  | Not Applicable
953-6608 | 953-6608 | SPA, Manufacturer Rebate for # DS-260-0117, End Date 09/30/2021, Max Qty. , IR LOU Krannich West , 203377 Krannich Solar West LLC |  |  | No | Other | Shippable | 0 |  | Not Applicable as per Item Classification |  | Not Applicable
953-6609 | 953-6609 | SPA, Manufacturer Rebate for # DS-260-0118, End Date 09/30/2021, Max Qty. , IR LOU Krannich West , 203377 Krannich Solar West LLC |  |  | No | Other | Shippable | 0 |  | Not Applicable as per Item Classification |  | Not Applicable
953-6610 | 953-6610 | SPA, Manufacturer Rebate for # DS-260-0169, End Date 09/30/2021, Max Qty. , IR LOU Krannich West , 203377 Krannich Solar West LLC |  |  | No | Other | Shippable | 0 |  | Not Applicable as per Item Classification |  | Not Applicable
953-6611 | 953-6611 | SPA, Manufacturer Rebate for # DS-260-0170, End Date 09/30/2021, Max Qty. , IR LOU Krannich West , 203377 Krannich Solar West LLC |  |  | No | Other | Shippable | 0 |  | Not Applicable as per Item Classification |  | Not Applicable
953-6612 | 953-6612 | SPA, Manufacturer Rebate for # DS-260-0171, End Date 09/30/2021, Max Qty. , IR LOU Krannich West , 203377 Krannich Solar West LLC |  |  | No | Other | Shippable | 0 |  | Not Applicable as per Item Classification |  | Not Applicable
953-6613 | 953-6613 | SPA, Manufacturer Rebate for # DS-260-0172, End Date 09/30/2021, Max Qty. , IR LOU Krannich West , 203377 Krannich Solar West LLC |  |  | No | Other | Shippable | 0 |  | Not Applicable as per Item Classification |  | Not Applicable
953-6614 | 953-6614 | SPA, Manufacturer Rebate for # DS-260-0173, End Date 09/30/2021, Max Qty. , IR LOU Krannich West , 203377 Krannich Solar West LLC |  |  | No | Other | Shippable | 0 |  | Not Applicable as per Item Classification |  | Not Applicable
953-6615 | 953-6615 | SPA, Manufacturer Rebate for # DS-260-0174, End Date 09/30/2021, Max Qty. , IR LOU Krannich West , 203377 Krannich Solar West LLC |  |  | No | Other | Shippable | 0 |  | Not Applicable as per Item Classification |  | Not Applicable
953-6616 | 953-6616 | SPA, Manufacturer Rebate for # DS-260-0175, End Date 09/30/2021, Max Qty. , IR LOU Krannich West , 203377 Krannich Solar West LLC |  |  | No | Other | Shippable | 0 |  | Not Applicable as per Item Classification |  | Not Applicable
953-6617 | 953-6617 | SPA, Manufacturer Rebate for # DS-260-0281, End Date 09/30/2021, Max Qty. , IR LOU Krannich West , 203377 Krannich Solar West LLC |  |  | No | Other | Shippable | 0 |  | Not Applicable as per Item Classification |  | Not Applicable
953-6618 | 953-6618 | SPA, Manufacturer Rebate for # DS-260-0584, End Date 09/30/2021, Max Qty. , IR LOU Krannich West , 203377 Krannich Solar West LLC |  |  | No | Other | Shippable | 0 |  | Not Applicable as per Item Classification |  | Not Applicable
953-6619 | 953-6619 | SPA, Manufacturer Rebate for # DS-260-0585, End Date 09/30/2021, Max Qty. , IR LOU Krannich West , 203377 Krannich Solar West LLC |  |  | No | Other | Shippable | 0 |  | Not Applicable as per Item Classification |  | Not Applicable
953-6620 | 953-6620 | SPA, Manufacturer Rebate for # DS-270-0045, End Date 09/30/2021, Max Qty. , IR LOU Krannich West , 203377 Krannich Solar West LLC |  |  | No | Other | Shippable | 0 |  | Not Applicable as per Item Classification |  | Not Applicable
953-6621 | 953-6621 | SPA, Manufacturer Rebate for # DS-270-0046, End Date 09/30/2021, Max Qty. , IR LOU Krannich West , 203377 Krannich Solar West LLC |  |  | No | Other | Shippable | 0 |  | Not Applicable as per Item Classification |  | Not Applicable
953-6622 | 953-6622 | SPA, Manufacturer Rebate for # DS-270-0047, End Date 09/30/2021, Max Qty. , IR LOU Krannich West , 203377 Krannich Solar West LLC |  |  | No | Other | Shippable | 0 |  | Not Applicable as per Item Classification |  | Not Applicable
953-6623 | 953-6623 | SPA, Manufacturer Rebate for # DS-270-0048, End Date 09/30/2021, Max Qty. , IR LOU Krannich West , 203377 Krannich Solar West LLC |  |  | No | Other | Shippable | 0 |  | Not Applicable as per Item Classification |  | Not Applicable
953-6624 | 953-6624 | SPA, Manufacturer Rebate for # DS-270-0049, End Date 09/30/2021, Max Qty. , IR LOU Krannich West , 203377 Krannich Solar West LLC |  |  | No | Other | Shippable | 0 |  | Not Applicable as per Item Classification |  | Not Applicable
953-6625 | 953-6625 | SPA, Manufacturer Rebate for # DS-270-0050, End Date 09/30/2021, Max Qty. , IR LOU Krannich West , 203377 Krannich Solar West LLC |  |  | No | Other | Shippable | 0 |  | Not Applicable as per Item Classification |  | Not Applicable
953-6626 | 953-6626 | SPA, Manufacturer Rebate for # DS-270-0051, End Date 09/30/2021, Max Qty. , IR LOU Krannich West , 203377 Krannich Solar West LLC |  |  | No | Other | Shippable | 0 |  | Not Applicable as per Item Classification |  | Not Applicable
953-6627 | 953-6627 | SPA, Manufacturer Rebate for # DS-270-0052, End Date 09/30/2021, Max Qty. , IR LOU Krannich West , 203377 Krannich Solar West LLC |  |  | No | Other | Shippable | 0 |  | Not Applicable as per Item Classification |  | Not Applicable
953-6628 | 953-6628 | SPA, Manufacturer Rebate for # DS-270-0055, End Date 09/30/2021, Max Qty. , IR LOU Krannich West , 203377 Krannich Solar West LLC |  |  | No | Other | Shippable | 0 |  | Not Applicable as per Item Classification |  | Not Applicable
953-6629 | 953-6629 | SPA, Manufacturer Rebate for # DS-270-0056, End Date 09/30/2021, Max Qty. , IR LOU Krannich West , 203377 Krannich Solar West LLC |  |  | No | Other | Shippable | 0 |  | Not Applicable as per Item Classification |  | Not Applicable
953-6630 | 953-6630 | SPA, Manufacturer Rebate for # DS-270-0058, End Date 09/30/2021, Max Qty. , IR LOU Krannich West , 203377 Krannich Solar West LLC |  |  | No | Other | Shippable | 0 |  | Not Applicable as per Item Classification |  | Not Applicable
953-6631 | 953-6631 | SPA, Manufacturer Rebate for # DS-270-0145, End Date 09/30/2021, Max Qty. , IR LOU Krannich West , 203377 Krannich Solar West LLC |  |  | No | Other | Shippable | 0 |  | Not Applicable as per Item Classification |  | Not Applicable
953-6632 | 953-6632 | SPA, Manufacturer Rebate for # DS-270-0152, End Date 09/30/2021, Max Qty. , IR LOU Krannich West , 203377 Krannich Solar West LLC |  |  | No | Other | Shippable | 0 |  | Not Applicable as per Item Classification |  | Not Applicable
953-6633 | 953-6633 | SPA, Manufacturer Rebate for # DS-270-0158, End Date 09/30/2021, Max Qty. , IR LOU Krannich West , 203377 Krannich Solar West LLC |  |  | No | Other | Shippable | 0 |  | Not Applicable as per Item Classification |  | Not Applicable
953-6634 | 953-6634 | SPA, Manufacturer Rebate for # DS-270-0159, End Date 09/30/2021, Max Qty. , IR LOU Krannich West , 203377 Krannich Solar West LLC |  |  | No | Other | Shippable | 0 |  | Not Applicable as per Item Classification |  | Not Applicable
953-6635 | 953-6635 | SPA, Manufacturer Rebate for # DS-270-0160, End Date 09/30/2021, Max Qty. , IR LOU Krannich West , 203377 Krannich Solar West LLC |  |  | No | Other | Shippable | 0 |  | Not Applicable as per Item Classification |  | Not Applicable
953-6636 | 953-6636 | SPA, Manufacturer Rebate for # DS-270-0161, End Date 09/30/2021, Max Qty. , IR LOU Krannich West , 203377 Krannich Solar West LLC |  |  | No | Other | Shippable | 0 |  | Not Applicable as per Item Classification |  | Not Applicable
953-6637 | 953-6637 | SPA, Manufacturer Rebate for # DS-270-0177, End Date 09/30/2021, Max Qty. , IR LOU Krannich West , 203377 Krannich Solar West LLC |  |  | No | Other | Shippable | 0 |  | Not Applicable as per Item Classification |  | Not Applicable
953-6638 | 953-6638 | SPA, Manufacturer Rebate for # DS-270-0182, End Date 09/30/2021, Max Qty. , IR LOU Krannich West , 203377 Krannich Solar West LLC |  |  | No | Other | Shippable | 0 |  | Not Applicable as per Item Classification |  | Not Applicable
953-6639 | 953-6639 | SPA, Manufacturer Rebate for # DS-270-0725, End Date 09/30/2021, Max Qty. , IR LOU Krannich West , 203377 Krannich Solar West LLC |  |  | No | Other | Shippable | 0 |  | Not Applicable as per Item Classification |  | Not Applicable
953-6640 | 953-6640 | SPA, Manufacturer Rebate for # DS-270-0746, End Date 09/30/2021, Max Qty. , IR LOU Krannich West , 203377 Krannich Solar West LLC |  |  | No | Other | Shippable | 0 |  | Not Applicable as per Item Classification |  | Not Applicable
953-6641 | 953-6641 | SPA, Manufacturer Rebate for # DS-270-0776, End Date 09/30/2021, Max Qty. , IR LOU Krannich West , 203377 Krannich Solar West LLC |  |  | No | Other | Shippable | 0 |  | Not Applicable as per Item Classification |  | Not Applicable
953-6642 | 953-6642 | SPA, Manufacturer Rebate for # DS-270-0870, End Date 09/30/2021, Max Qty. , IR LOU Krannich West , 203377 Krannich Solar West LLC |  |  | No | Other | Shippable | 0 |  | Not Applicable as per Item Classification |  | Not Applicable
953-6643 | 953-6643 | SPA, Manufacturer Rebate for # DS-270-0898, End Date 09/30/2021, Max Qty. , IR LOU Krannich West , 203377 Krannich Solar West LLC |  |  | No | Other | Shippable | 0 |  | Not Applicable as per Item Classification |  | Not Applicable
953-6644 | 953-6644 | SPA, Manufacturer Rebate for # DS-270-0899, End Date 09/30/2021, Max Qty. , IR LOU Krannich West , 203377 Krannich Solar West LLC |  |  | No | Other | Shippable | 0 |  | Not Applicable as per Item Classification |  | Not Applicable
953-6645 | 953-6645 | SPA, Manufacturer Rebate for # DS-270-0900, End Date 09/30/2021, Max Qty. , IR LOU Krannich West , 203377 Krannich Solar West LLC |  |  | No | Other | Shippable | 0 |  | Not Applicable as per Item Classification |  | Not Applicable
953-6646 | 953-6646 | SPA, Manufacturer Rebate for # DS-270-0901, End Date 09/30/2021, Max Qty. , IR LOU Krannich West , 203377 Krannich Solar West LLC |  |  | No | Other | Shippable | 0 |  | Not Applicable as per Item Classification |  | Not Applicable
953-6647 | 953-6647 | SPA, Manufacturer Rebate for # DS-270-0902, End Date 09/30/2021, Max Qty. , IR LOU Krannich West , 203377 Krannich Solar West LLC |  |  | No | Other | Shippable | 0 |  | Not Applicable as per Item Classification |  | Not Applicable
953-6648 | 953-6648 | SPA, Manufacturer Rebate for # DS-270-0905, End Date 09/30/2021, Max Qty. , IR LOU Krannich West , 203377 Krannich Solar West LLC |  |  | No | Other | Shippable | 0 |  | Not Applicable as per Item Classification |  | Not Applicable
953-6649 | 953-6649 | SPA, Manufacturer Rebate for # DS-270-0941, End Date 09/30/2021, Max Qty. , IR LOU Krannich West , 203377 Krannich Solar West LLC |  |  | No | Other | Shippable | 0 |  | Not Applicable as per Item Classification |  | Not Applicable
953-6650 | 953-6650 | SPA, Manufacturer Rebate for # DS-270-0942, End Date 09/30/2021, Max Qty. , IR LOU Krannich West , 203377 Krannich Solar West LLC |  |  | No | Other | Shippable | 0 |  | Not Applicable as per Item Classification |  | Not Applicable
953-6651 | 953-6651 | SPA, Manufacturer Rebate for # DS-270-1002, End Date 09/30/2021, Max Qty. , IR LOU Krannich West , 203377 Krannich Solar West LLC |  |  | No | Other | Shippable | 0 |  | Not Applicable as per Item Classification |  | Not Applicable
953-6652 | 953-6652 | SPA, Manufacturer Rebate for # DS-270-1004, End Date 09/30/2021, Max Qty. , IR LOU Krannich West , 203377 Krannich Solar West LLC |  |  | No | Other | Shippable | 0 |  | Not Applicable as per Item Classification |  | Not Applicable
953-6653 | 953-6653 | SPA, Manufacturer Rebate for # DS-270-1005, End Date 09/30/2021, Max Qty. , IR LOU Krannich West , 203377 Krannich Solar West LLC |  |  | No | Other | Shippable | 0 |  | Not Applicable as per Item Classification |  | Not Applicable
953-6654 | 953-6654 | SPA, Manufacturer Rebate for # DS-270-1033, End Date 09/30/2021, Max Qty. , IR LOU Krannich West , 203377 Krannich Solar West LLC |  |  | No | Other | Shippable | 0 |  | Not Applicable as per Item Classification |  | Not Applicable
953-6655 | 953-6655 | SPA, Manufacturer Rebate for # DS-270-1045, End Date 09/30/2021, Max Qty. , IR LOU Krannich West , 203377 Krannich Solar West LLC |  |  | No | Other | Shippable | 0 |  | Not Applicable as per Item Classification |  | Not Applicable
953-6656 | 953-6656 | SPA, Manufacturer Rebate for # DS-270-1046, End Date 09/30/2021, Max Qty. , IR LOU Krannich West , 203377 Krannich Solar West LLC |  |  | No | Other | Shippable | 0 |  | Not Applicable as per Item Classification |  | Not Applicable
953-6657 | 953-6657 | SPA, Manufacturer Rebate for # DS-271-0008, End Date 09/30/2021, Max Qty. , IR LOU Krannich West , 203377 Krannich Solar West LLC |  |  | No | Other | Shippable | 0 |  | Not Applicable as per Item Classification |  | Not Applicable
953-6658 | 953-6658 | SPA, Manufacturer Rebate for # DS-271-0009, End Date 09/30/2021, Max Qty. , IR LOU Krannich West , 203377 Krannich Solar West LLC |  |  | No | Other | Shippable | 0 |  | Not Applicable as per Item Classification |  | Not Applicable
953-6659 | 953-6659 | SPA, Manufacturer Rebate for # DS-271-0010, End Date 09/30/2021, Max Qty. , IR LOU Krannich West , 203377 Krannich Solar West LLC |  |  | No | Other | Shippable | 0 |  | Not Applicable as per Item Classification |  | Not Applicable
953-6660 | 953-6660 | SPA, Manufacturer Rebate for # DS-271-0012, End Date 09/30/2021, Max Qty. , IR LOU Krannich West , 203377 Krannich Solar West LLC |  |  | No | Other | Shippable | 0 |  | Not Applicable as per Item Classification |  | Not Applicable
953-6661 | 953-6661 | SPA, Manufacturer Rebate for # DS-271-0014, End Date 09/30/2021, Max Qty. , IR LOU Krannich West , 203377 Krannich Solar West LLC |  |  | No | Other | Shippable | 0 |  | Not Applicable as per Item Classification |  | Not Applicable
953-6662 | 953-6662 | SPA, Manufacturer Rebate for # DS-271-0015, End Date 09/30/2021, Max Qty. , IR LOU Krannich West , 203377 Krannich Solar West LLC |  |  | No | Other | Shippable | 0 |  | Not Applicable as per Item Classification |  | Not Applicable
953-6663 | 953-6663 | SPA, Manufacturer Rebate for # DS-510-0258, End Date 09/30/2021, Max Qty. , IR LOU Krannich West , 203377 Krannich Solar West LLC |  |  | No | Other | Shippable | 0 |  | Not Applicable as per Item Classification |  | Not Applicable
953-6664 | 953-6664 | SPA, Manufacturer Rebate for # DS-550-0287, End Date 09/30/2021, Max Qty. , IR LOU Krannich West , 203377 Krannich Solar West LLC |  |  | No | Other | Shippable | 0 |  | Not Applicable as per Item Classification |  | Not Applicable
953-6665 | 953-6665 | SPA, Manufacturer Rebate for # DS-550-0288, End Date 09/30/2021, Max Qty. , IR LOU Krannich West , 203377 Krannich Solar West LLC |  |  | No | Other | Shippable | 0 |  | Not Applicable as per Item Classification |  | Not Applicable
953-6666 | 953-6666 | SPA, Manufacturer Rebate for # DS-550-0382, End Date 09/30/2021, Max Qty. , IR LOU Krannich West , 203377 Krannich Solar West LLC |  |  | No | Other | Shippable | 0 |  | Not Applicable as per Item Classification |  | Not Applicable
953-6667 | 953-6667 | SPA, Manufacturer Rebate for # DS-590-0108, End Date 09/30/2021, Max Qty. , IR LOU Krannich West , 203377 Krannich Solar West LLC |  |  | No | Other | Shippable | 0 |  | Not Applicable as per Item Classification |  | Not Applicable
953-6668 | 953-6668 | SPA, Manufacturer Rebate for # DS-590-0115, End Date 09/30/2021, Max Qty. , IR LOU Krannich West , 203377 Krannich Solar West LLC |  |  | No | Other | Shippable | 0 |  | Not Applicable as per Item Classification |  | Not Applicable
953-6669 | 953-6669 | SPA, Manufacturer Rebate for # DS-590-0116, End Date 09/30/2021, Max Qty. , IR LOU Krannich West , 203377 Krannich Solar West LLC |  |  | No | Other | Shippable | 0 |  | Not Applicable as per Item Classification |  | Not Applicable
953-6670 | 953-6670 | SPA, Manufacturer Rebate for # DS-590-0117, End Date 09/30/2021, Max Qty. , IR LOU Krannich West , 203377 Krannich Solar West LLC |  |  | No | Other | Shippable | 0 |  | Not Applicable as per Item Classification |  | Not Applicable
953-6671 | 953-6671 | SPA, Manufacturer Rebate for # DS-590-0118, End Date 09/30/2021, Max Qty. , IR LOU Krannich West , 203377 Krannich Solar West LLC |  |  | No | Other | Shippable | 0 |  | Not Applicable as per Item Classification |  | Not Applicable
953-6672 | 953-6672 | SPA, Manufacturer Rebate for # DS-590-0119, End Date 09/30/2021, Max Qty. , IR LOU Krannich West , 203377 Krannich Solar West LLC |  |  | No | Other | Shippable | 0 |  | Not Applicable as per Item Classification |  | Not Applicable
953-6673 | 953-6673 | SPA, Manufacturer Rebate for # DS-590-0120, End Date 09/30/2021, Max Qty. , IR LOU Krannich West , 203377 Krannich Solar West LLC |  |  | No | Other | Shippable | 0 |  | Not Applicable as per Item Classification |  | Not Applicable
953-6674 | 953-6674 | SPA, Manufacturer Rebate for # DS-590-0121, End Date 09/30/2021, Max Qty. , IR LOU Krannich West , 203377 Krannich Solar West LLC |  |  | No | Other | Shippable | 0 |  | Not Applicable as per Item Classification |  | Not Applicable
953-6675 | 953-6675 | SPA, Manufacturer Rebate for # DS-590-0122, End Date 09/30/2021, Max Qty. , IR LOU Krannich West , 203377 Krannich Solar West LLC |  |  | No | Other | Shippable | 0 |  | Not Applicable as per Item Classification |  | Not Applicable
953-6676 | 953-6676 | SPA, SOLARIA CORP, Manufacturer Rebate for 110-1254, End Date 12/31/2021, Platinum $.08/W – SilverFox, 89613 Silver Fox Renewables LLC | -32 |  | No | Other | Shippable | 0 |  | Not Applicable as per Item Classification |  | Not Applicable
953-6677 | 953-6677 | SPA, IRONRIDGE, Manufacturer Rebate for 211-0464, End Date 3/31/2022, IronRidge SPA Meraki, 4202957 Meraki Installers LLC | -1.37 |  | No | Other | Shippable | 0 |  | Not Applicable as per Item Classification |  | Not Applicable
953-6678 | 953-6678 | SPA, SOLAREDGE TECHNOLOGIES INC, Manufacturer Rebate for MK-565-0230, End Date 12/31/2021, UniRac SPA Meraki, 4202957 Meraki Installers LLC | -12.39 |  | No | Other | Shippable | 0 |  | Not Applicable as per Item Classification |  | Not Applicable
953-6679 | 953-6679 | SPA, ENPHASE ENERGY, INC., Manufacturer Rebate for 321-0216, End Date 9/30/2021, Q-00011877, 4205145 Titanium Solar LLC | -11.29 |  | No | Other | Shippable | 0 |  | Not Applicable as per Item Classification |  | Not Applicable
953-6680 | 953-6680 | SPA, ENPHASE ENERGY, INC., Manufacturer Rebate for 321-0215, End Date 9/30/2021, Q-00011877, 4205145 Titanium Solar LLC | -10.29 |  | No | Other | Shippable | 0 |  | Not Applicable as per Item Classification |  | Not Applicable
953-6681 | 953-6681 | SPA, ENPHASE ENERGY, INC., Manufacturer Rebate for 321-0223, End Date 9/30/2021, Q-00010176, 3853 Unbound Renewable Energy Inc dba Unbound Solar | -27.94 |  | No | Other | Shippable | 0 |  | Not Applicable as per Item Classification |  | Not Applicable
953-6682 | 953-6682 | SPA, SOLAREDGE TECHNOLOGIES INC, Manufacturer Rebate for MK-565-0211, End Date 12/31/2021, SOL810, 4202957 Meraki Installers LLC | -12.39 |  | No | Other | Shippable | 0 |  | Not Applicable as per Item Classification |  | Not Applicable
953-6683 | 953-6683 | SPA, ENPHASE ENERGY, INC., Manufacturer Rebate for 321-0223, End Date 9/30/2021, Max Qty. 200, Q-00011755, 4204609 GREEN POWER PROS | -10.72 |  | No | Other | Shippable | 0 |  | Not Applicable as per Item Classification |  | Not Applicable
953-6684 | 953-6684 | SPA, ENPHASE ENERGY, INC., Manufacturer Rebate for 321-0215, End Date 9/30/2021, Max Qty. 200, Q-00011755, 4204609 GREEN POWER PROS | -10.72 |  | No | Other | Shippable | 0 |  | Not Applicable as per Item Classification |  | Not Applicable
953-6685 | 953-6685 | SPA, ENPHASE ENERGY, INC., Manufacturer Rebate for 321-0216, End Date 9/30/2021, Max Qty. 400, SPA Number Q-00010112, 1032 ELECTRICARE INC. | -9.09 |  | No | Other | Shippable | 0 |  | Not Applicable as per Item Classification |  | Not Applicable
953-6686 | 953-6686 | SPA, ENPHASE ENERGY, INC., Manufacturer Rebate for 321-0223, End Date 9/30/2021, Max Qty. 250, SPA Number Q-00010112, 1032 ELECTRICARE INC. | -6.62 |  | No | Other | Shippable | 0 |  | Not Applicable as per Item Classification |  | Not Applicable
953-6687 | 953-6687 | SPA, ENPHASE ENERGY, INC., Manufacturer Rebate for 321-0216, End Date 9/30/2021, Max Qty. 1000, Q-00011755, 4204609 GREEN POWER PROS | -10.26 |  | No | Other | Shippable | 0 |  | Not Applicable as per Item Classification |  | Not Applicable
953-6688 | 953-6688 | SPA, ENPHASE ENERGY, INC., Manufacturer Rebate for 321-0215, End Date 12/31/2021, Max Qty. 150, Q-00011868, 4203321 3 Guys Solar LLC | -10.89 |  | No | Other | Shippable | 0 |  | Not Applicable as per Item Classification |  | Not Applicable
953-6689 | 953-6689 | SPA, ENPHASE ENERGY, INC., Manufacturer Rebate for 321-0216, End Date 12/31/2021, Max Qty. 650, Q-00011868, 4203321 3 Guys Solar LLC | -10.26 |  | No | Other | Shippable | 0 |  | Not Applicable as per Item Classification |  | Not Applicable
953-6690 | 953-6690 | SPA, ENPHASE ENERGY, INC., Manufacturer Rebate for 321-0223, End Date 12/31/2021, Max Qty. 60, Q-00011868, 4203321 3 Guys Solar LLC | -10.72 |  | No | Other | Shippable | 0 |  | Not Applicable as per Item Classification |  | Not Applicable
953-6691 | 953-6691 | SPA, ENPHASE ENERGY, INC., Manufacturer Rebate for 321-0215, End Date 12/31/2021, Max Qty. 5, Q-00011876, 6136 The Solar Guys Inc. DBA Compass Solar Energy | -10.89 |  | No | Other | Shippable | 0 |  | Not Applicable as per Item Classification |  | Not Applicable
953-6692 | 953-6692 | SPA, ENPHASE ENERGY, INC., Manufacturer Rebate for 321-0216, End Date 12/31/2021, Max Qty. 1500, Q-00011876, 6136 The Solar Guys Inc. DBA Compass Solar Energy | -10.26 |  | No | Other | Shippable | 0 |  | Not Applicable as per Item Classification |  | Not Applicable
953-6693 | 953-6693 | SPA, ENPHASE ENERGY, INC., Manufacturer Rebate for 321-0219, End Date 12/31/2021, Max Qty. 5, Q-00011876, 6136 The Solar Guys Inc. DBA Compass Solar Energy | -10.58 |  | No | Other | Shippable | 0 |  | Not Applicable as per Item Classification |  | Not Applicable
953-6694 | 953-6694 | SPA, ENPHASE ENERGY, INC., Manufacturer Rebate for 321-0223, End Date 12/31/2021, Max Qty. 5, Q-00011876, 6136 The Solar Guys Inc. DBA Compass Solar Energy | -10.72 |  | No | Other | Shippable | 0 |  | Not Applicable as per Item Classification |  | Not Applicable
953-6695 | 953-6695 | SPA, ENPHASE ENERGY, INC., Manufacturer Rebate for 321-0215, End Date 12/31/2021, Max Qty. 1000, Q-00011921, 89609 Sunlight Enterprises, Inc dba Sunlight Solar | -15.72 |  | No | Other | Shippable | 0 |  | Not Applicable as per Item Classification |  | Not Applicable
953-6696 | 953-6696 | SPA, ENPHASE ENERGY, INC., Manufacturer Rebate for 321-0216, End Date 12/31/2021, Max Qty. 100, Q-00011921, 89609 Sunlight Enterprises, Inc dba Sunlight Solar | -17.57 |  | No | Other | Shippable | 0 |  | Not Applicable as per Item Classification |  | Not Applicable
953-6697 | 953-6697 | SPA, ENPHASE ENERGY, INC., Manufacturer Rebate for 321-0219, End Date 12/31/2021, Max Qty. 100, Q-00011921, 89609 Sunlight Enterprises, Inc dba Sunlight Solar | -16.81 |  | No | Other | Shippable | 0 |  | Not Applicable as per Item Classification |  | Not Applicable
953-6698 | 953-6698 | SPA, ENPHASE ENERGY, INC., Manufacturer Rebate for 321-0215, End Date 12/31/2021, Max Qty. 2500, Q-00011983, 4203118 Speir Innovations LLC | -18.2 |  | No | Other | Shippable | 0 |  | Not Applicable as per Item Classification |  | Not Applicable
953-6699 | 953-6699 | SPA, ENPHASE ENERGY, INC., Manufacturer Rebate for 321-0216, End Date 1/14/2022, Max Qty. 2500, Q-00011983, 4203118 Speir Innovations LLC | -24.78 |  | No | Other | Shippable | 0 |  | Not Applicable as per Item Classification |  | Not Applicable
953-6700 | 953-6700 | SPA, ENPHASE ENERGY, INC., Manufacturer Rebate for 321-0223, End Date 12/31/2021, Max Qty. 1, Q-00011983, 4203118 Speir Innovations LLC | -18.54 |  | No | Other | Shippable | 0 |  | Not Applicable as per Item Classification |  | Not Applicable
953-6701 | 953-6701 | SPA, ENPHASE ENERGY, INC., Manufacturer Rebate for 321-0223, End Date 12/31/2021, Max Qty. 500, Q-00011897, 121482 Solar City, Inc. dba The LeverEdge | -17.29 |  | No | Other | Shippable | 0 |  | Not Applicable as per Item Classification |  | Not Applicable
953-6702 | 953-6702 | SPA, ENPHASE ENERGY, INC., Manufacturer Rebate for 321-0216, End Date 12/31/2021, Max Qty. 500, Q-00011897, 121482 Solar City, Inc. dba The LeverEdge | -14.79 |  | No | Other | Shippable | 0 |  | Not Applicable as per Item Classification |  | Not Applicable
953-6703 | 953-6703 | SPA, ENPHASE ENERGY, INC., Manufacturer Rebate for 321-0215, End Date 12/31/2021, Max Qty. 500, Q-00011897, 121482 Solar City, Inc. dba The LeverEdge | -12.79 |  | No | Other | Shippable | 0 |  | Not Applicable as per Item Classification |  | Not Applicable
953-6704 | 953-6704 | SPA, IRONRIDGE, Manufacturer Rebate for DS-270-0725, End Date 12/31/2021, Krannich LOU, 4202954 Krannich Solar East LLC | -3.48 |  | No | Other | Shippable | 0 |  | Not Applicable as per Item Classification |  | Not Applicable
953-6705 | 953-6705 | SPA, ENPHASE ENERGY, INC., Manufacturer Rebate for 321-0215, End Date 12/31/2021, Q-00012416, 4204494 Evergreen solar and construction dba Evergreen Builders | -19.29 |  | No | Other | Shippable | 0 |  | Not Applicable as per Item Classification |  | Not Applicable
953-6706 | 953-6706 | SPA, ENPHASE ENERGY, INC., Manufacturer Rebate for 321-0216, End Date 12/31/2021, Q-00012416, 4204494 Evergreen solar and construction dba Evergreen Builders | -14.79 |  | No | Other | Shippable | 0 |  | Not Applicable as per Item Classification |  | Not Applicable
953-6707 | 953-6707 | SPA, ENPHASE ENERGY, INC., Manufacturer Rebate for 321-0223, End Date 12/31/2021, Q-00012416, 4204494 Evergreen solar and construction dba Evergreen Builders | -16.29 |  | No | Other | Shippable | 0 |  | Not Applicable as per Item Classification |  | Not Applicable
953-6708 | 953-6708 | SPA, ENPHASE ENERGY, INC., Manufacturer Rebate for 321-0216, End Date 12/31/2021, Q-00012007, 89424 Creative Solar USA Inc | -10.26 |  | No | Other | Shippable | 0 |  | Not Applicable as per Item Classification |  | Not Applicable
953-6709 | 953-6709 | SPA, ENPHASE ENERGY, INC., Manufacturer Rebate for 321-0215, End Date 12/31/2021, Max Qty. 1000, Q-00012007, 89424 Creative Solar USA Inc | -10.89 |  | No | Other | Shippable | 0 |  | Not Applicable as per Item Classification |  | Not Applicable
953-6710 | 953-6710 | SPA, ENPHASE ENERGY, INC., Manufacturer Rebate for 321-0215, End Date 12/31/2021, Max Qty. 100, Q-00012011, 203176 Energy Solutions Direct | -21.21 |  | No | Other | Shippable | 0 |  | Not Applicable as per Item Classification |  | Not Applicable
953-6711 | 953-6711 | SPA, ENPHASE ENERGY, INC., Manufacturer Rebate for 321-0216, End Date 12/31/2021, Max Qty. 5000, Q-00012011, 203176 Energy Solutions Direct | -35.21 |  | No | Other | Shippable | 0 |  | Not Applicable as per Item Classification |  | Not Applicable
953-6712 | 953-6712 | SPA, ENPHASE ENERGY, INC., Manufacturer Rebate for 321-0216, End Date 12/31/2021, Max Qty. 1500, Q-00012487, 4203842 Bell Electrical Systems LLC | -22.02 |  | No | Other | Shippable | 0 |  | Not Applicable as per Item Classification |  | Not Applicable
953-6713 | 953-6713 | SPA, ENPHASE ENERGY, INC., Manufacturer Rebate for 321-0223, End Date 12/31/2021, Max Qty. 1000, Q-00012487, 4203842 Bell Electrical Systems LLC | -23.5 |  | No | Other | Shippable | 0 |  | Not Applicable as per Item Classification |  | Not Applicable
953-6714 | 953-6714 | SPA, ENPHASE ENERGY, INC., Manufacturer Rebate for 321-0223, End Date 12/31/2021, Max Qty. 1000, Q-00012487, 4203842 Bell Electrical Systems LLC | -23.5 |  | No | Other | Soligent De-listing | 0 |  | Not Applicable as per Item Classification |  | Not Applicable
953-6715 | 953-6715 | SPA, ENPHASE ENERGY, INC., Manufacturer Rebate for 321-0228, End Date 12/31/2021, Max Qty. 1500, Q-00012487, 4203842 Bell Electrical Systems LLC | -22.02 |  | No | Other | Shippable | 0 |  | Not Applicable as per Item Classification |  | Not Applicable
953-6716 | 953-6716 | SPA, ENPHASE ENERGY, INC., Manufacturer Rebate for 321-0215, End Date 12/31/2021, Max Qty. 17000, Q-00011994, 4203978 Zenith Security LLC | -38.3 |  | No | Other | Shippable | 0 |  | Not Applicable as per Item Classification |  | Not Applicable
953-6717 | 953-6717 | SPA, ENPHASE ENERGY, INC., Manufacturer Rebate for 321-0216, End Date 12/31/2021, Max Qty. 1000, Q-00011994, 4203978 Zenith Security LLC | -35.33 |  | No | Other | Shippable | 0 |  | Not Applicable as per Item Classification |  | Not Applicable
953-6718 | 953-6718 | SPA, SOLARIA CORP, Manufacturer Rebate for 110-1254, End Date 12/31/2021, Solaria DIAMOND Newport Solar Q4 2022, 82564 Newport Solar | -41.46 |  | No | Other | Shippable | 0 |  | Not Applicable as per Item Classification |  | Not Applicable
953-6719 | 953-6719 | SPA, UNIRAC INC, Manufacturer Rebate for 260-0016, End Date 12/31/2021, UniRac SPA CMTA, 4203245 CMTA Inc. | -0.61 |  | No | Other | Shippable | 0 |  | Not Applicable as per Item Classification |  | Not Applicable
953-6720 | 953-6720 | SPA, UNIRAC INC, Manufacturer Rebate for 260-0014, End Date 12/31/2021, UniRac SPA CMTA, 4203245 CMTA Inc. | -0.51 |  | No | Other | Shippable | 0 |  | Not Applicable as per Item Classification |  | Not Applicable
953-6721 | 953-6721 | SPA, UNIRAC INC, Manufacturer Rebate for 211-0494, End Date 12/31/2021, UniRac SPA CMTA, 4203245 CMTA Inc. | -0.94 |  | No | Other | Shippable | 0 |  | Not Applicable as per Item Classification |  | Not Applicable
953-6722 | 953-6722 | SPA, UNIRAC INC, Manufacturer Rebate for 210-0991, End Date 12/31/2021, UniRac SPA CMTA, 4203245 CMTA Inc. | -7.64 |  | No | Other | Shippable | 0 |  | Not Applicable as per Item Classification |  | Not Applicable
953-6723 | 953-6723 | SPA, SOLARIA CORP, Manufacturer Rebate for 110-1247, End Date 1/31/2022, Solaria Gold SPA Creative Solar USA, 89424 Creative Solar USA Inc | -14.6 |  | No | Other | Shippable | 0 |  | Not Applicable as per Item Classification |  | Not Applicable
953-6724 | 953-6724 | SPA, ENPHASE ENERGY, INC., Manufacturer Rebate for 321-0215, End Date 12/31/2021, Max Qty. 200, Q-00012427, 4204609 GREEN POWER PROS | -10.72 |  | No | Other | Shippable | 0 |  | Not Applicable as per Item Classification |  | Not Applicable
953-6725 | 953-6725 | SPA, ENPHASE ENERGY, INC., Manufacturer Rebate for 321-0216, End Date 12/31/2021, Max Qty. 1000, Q-00012427, 4204609 GREEN POWER PROS | -10.26 |  | No | Other | Shippable | 0 |  | Not Applicable as per Item Classification |  | Not Applicable
953-6726 | 953-6726 | SPA, ENPHASE ENERGY, INC., Manufacturer Rebate for 321-0215, End Date 12/31/2021, Max Qty. 700, Q-00012505, 4271 HALCYON SOLAR CONSTRUCTION | -14.79 |  | No | Other | Shippable | 0 |  | Not Applicable as per Item Classification |  | Not Applicable
953-6727 | 953-6727 | SPA, ENPHASE ENERGY, INC., Manufacturer Rebate for 321-0216, End Date 12/31/2021, Max Qty. 500, Q-00012505, 4271 HALCYON SOLAR CONSTRUCTION | -14.79 |  | No | Other | Shippable | 0 |  | Not Applicable as per Item Classification |  | Not Applicable
953-6728 | 953-6728 | SPA, ENPHASE ENERGY, INC., Manufacturer Rebate for 321-0223, End Date 12/31/2021, Max Qty. 300, Q-00012505, 4271 HALCYON SOLAR CONSTRUCTION | -16.29 |  | No | Other | Shippable | 0 |  | Not Applicable as per Item Classification |  | Not Applicable
953-6729 | 953-6729 | SPA, ENPHASE ENERGY, INC., Manufacturer Rebate for 321-0223, End Date 12/31/2021, Max Qty. 2000, Q-00012461, 3853 Unbound Renewable Energy Inc dba Unbound Solar | -27.94 |  | No | Other | Shippable | 0 |  | Not Applicable as per Item Classification |  | Not Applicable
953-6730 | 953-6730 | SPA, ENPHASE ENERGY, INC., Manufacturer Rebate for 321-0215, End Date 12/31/2021, Max Qty. 600, Q-00012527, 1547 ECO DIRECT INC. | -5 |  | No | Other | Shippable | 0 |  | Not Applicable as per Item Classification |  | Not Applicable
953-6731 | 953-6731 | SPA, ENPHASE ENERGY, INC., Manufacturer Rebate for 321-0216, End Date 12/31/2021, Max Qty. 1000, Q-00012527, 1547 ECO DIRECT INC. | -7.78 |  | No | Other | Shippable | 0 |  | Not Applicable as per Item Classification |  | Not Applicable
953-6732 | 953-6732 | SPA, ENPHASE ENERGY, INC., Manufacturer Rebate for 321-0223, End Date 12/31/2021, Max Qty. 1000, Q-00012527, 1547 ECO DIRECT INC. | -7.68 |  | No | Other | Shippable | 0 |  | Not Applicable as per Item Classification |  | Not Applicable
953-6733 | 953-6733 | SPA, ENPHASE ENERGY, INC., Manufacturer Rebate for 321-0216, End Date 12/31/2021, Max Qty. 5000, Q-00012230, 10454 Solar Solution LLC - (DC) | -30.43 |  | No | Other | Shippable | 0 |  | Not Applicable as per Item Classification |  | Not Applicable
953-6734 | 953-6734 | 203377 Krannich Solar West LLC | -2.4002 |  | No | Other | Shippable | 0 |  | Not Applicable as per Item Classification |  | Not Applicable
953-6735 | 953-6735 | SPA, Manufacturer Rebate for # 210-0248, End Date 12/31/2022, Max Qty. , IR LOU Krannich West , 203377 Krannich Solar West LLC | 1.1265 |  | No | Other | Shippable | 0 |  | Not Applicable as per Item Classification |  | Not Applicable
953-6736 | 953-6736 | SPA, Manufacturer Rebate for # 210-0249, End Date 12/31/2022, Max Qty. , IR LOU Krannich West , 203377 Krannich Solar West LLC | 1.318 |  | No | Other | Shippable | 0 |  | Not Applicable as per Item Classification |  | Not Applicable
953-6737 | 953-6737 | SPA, Manufacturer Rebate for # 210-0296, End Date 12/31/2022, Max Qty. , IR LOU Krannich West , 203377 Krannich Solar West LLC | -3.228 |  | No | Other | Shippable | 0 |  | Not Applicable as per Item Classification |  | Not Applicable
953-6738 | 953-6738 | 203377 Krannich Solar West LLC | -2.8852 |  | No | Other | Shippable | 0 |  | Not Applicable as per Item Classification |  | Not Applicable
953-6739 | 953-6739 | 203377 Krannich Solar West LLC | 1.2734 |  | No | Other | Shippable | 0 |  | Not Applicable as per Item Classification |  | Not Applicable
953-6740 | 953-6740 | 203377 Krannich Solar West LLC | -0.22977 |  | No | Other | Shippable | 0 |  | Not Applicable as per Item Classification |  | Not Applicable
953-6741 | 953-6741 | SPA, Manufacturer Rebate for # 210-0691, End Date 12/31/2022, Max Qty. , IR LOU Krannich West , 203377 Krannich Solar West LLC | -0.759 |  | No | Other | Shippable | 0 |  | Not Applicable as per Item Classification |  | Not Applicable
953-6742 | 953-6742 | 203377 Krannich Solar West LLC | -0.904 |  | No | Other | Shippable | 0 |  | Not Applicable as per Item Classification |  | Not Applicable
953-6743 | 953-6743 | 203377 Krannich Solar West LLC | -0.98528 |  | No | Other | Shippable | 0 |  | Not Applicable as per Item Classification |  | Not Applicable
953-6744 | 953-6744 | 203377 Krannich Solar West LLC | -1.3501 |  | No | Other | Shippable | 0 |  | Not Applicable as per Item Classification |  | Not Applicable
953-6745 | 953-6745 | SPA, Manufacturer Rebate for # 210-0995, End Date 12/31/2022, Max Qty. , IR LOU Krannich West , 203377 Krannich Solar West LLC | -1.4535 |  | No | Other | Shippable | 0 |  | Not Applicable as per Item Classification |  | Not Applicable
953-6746 | 953-6746 | 203377 Krannich Solar West LLC | 1.1726 |  | No | Other | Shippable | 0 |  | Not Applicable as per Item Classification |  | Not Applicable
953-6747 | 953-6747 | 203377 Krannich Solar West LLC | -2.7325 |  | No | Other | Shippable | 0 |  | Not Applicable as per Item Classification |  | Not Applicable
953-6748 | 953-6748 | 203377 Krannich Solar West LLC | -3.3133 |  | No | Other | Shippable | 0 |  | Not Applicable as per Item Classification |  | Not Applicable
953-6749 | 953-6749 | 203377 Krannich Solar West LLC | -2.9972 |  | No | Other | Shippable | 0 |  | Not Applicable as per Item Classification |  | Not Applicable
953-6750 | 953-6750 | 203377 Krannich Solar West LLC | -3.4356 |  | No | Other | Shippable | 0 |  | Not Applicable as per Item Classification |  | Not Applicable
953-6751 | 953-6751 | 203377 Krannich Solar West LLC | -3.8189 |  | No | Other | Shippable | 0 |  | Not Applicable as per Item Classification |  | Not Applicable
953-6752 | 953-6752 | 203377 Krannich Solar West LLC | -4.3858 |  | No | Other | Shippable | 0 |  | Not Applicable as per Item Classification |  | Not Applicable
953-6753 | 953-6753 | SPA, Manufacturer Rebate for # 210-1004-B, End Date 12/31/2022, Max Qty. , IR LOU Krannich West , 203377 Krannich Solar West LLC | 2.547 |  | No | Other | Shippable | 0 |  | Not Applicable as per Item Classification |  | Not Applicable
953-6754 | 953-6754 | 203377 Krannich Solar West LLC | -4.6445 |  | No | Other | Shippable | 0 |  | Not Applicable as per Item Classification |  | Not Applicable
953-6755 | 953-6755 | 203377 Krannich Solar West LLC | -5.3264 |  | No | Other | Shippable | 0 |  | Not Applicable as per Item Classification |  | Not Applicable
953-6756 | 953-6756 | SPA, Manufacturer Rebate for # 210-1006-B, End Date 12/31/2022, Max Qty. , IR LOU Krannich West , 203377 Krannich Solar West LLC | 3.086 |  | No | Other | Shippable | 0 |  | Not Applicable as per Item Classification |  | Not Applicable
953-6757 | 953-6757 | 203377 Krannich Solar West LLC | -4.7772 |  | No | Other | Shippable | 0 |  | Not Applicable as per Item Classification |  | Not Applicable
953-6758 | 953-6758 | SPA, Manufacturer Rebate for # 210-1007-B, End Date 12/31/2022, Max Qty. , IR LOU Krannich West , 203377 Krannich Solar West LLC | -3.434 |  | No | Other | Shippable | 0 |  | Not Applicable as per Item Classification |  | Not Applicable
953-6759 | 953-6759 | 203377 Krannich Solar West LLC | -6.0841 |  | No | Other | Shippable | 0 |  | Not Applicable as per Item Classification |  | Not Applicable
953-6760 | 953-6760 | SPA, Manufacturer Rebate for # 210-1008-B, End Date 12/31/2022, Max Qty. , IR LOU Krannich West , 203377 Krannich Solar West LLC | 3.243 |  | No | Other | Shippable | 0 |  | Not Applicable as per Item Classification |  | Not Applicable
953-6761 | 953-6761 | 203377 Krannich Solar West LLC | -7.3782 |  | No | Other | Shippable | 0 |  | Not Applicable as per Item Classification |  | Not Applicable
953-6762 | 953-6762 | SPA, Manufacturer Rebate for # 210-1009-B, End Date 12/31/2022, Max Qty. , IR LOU Krannich West , 203377 Krannich Solar West LLC | 3.93 |  | No | Other | Shippable | 0 |  | Not Applicable as per Item Classification |  | Not Applicable
953-6763 | 953-6763 | SPA, Manufacturer Rebate for # 210-1010, End Date 12/31/2022, Max Qty. , IR LOU Krannich West , 203377 Krannich Solar West LLC | -1.22 |  | No | Other | Shippable | 0 |  | Not Applicable as per Item Classification |  | Not Applicable
953-6764 | 953-6764 | SPA, Manufacturer Rebate for # 210-1019, End Date 12/31/2022, Max Qty. , IR LOU Krannich West , 203377 Krannich Solar West LLC | 0.7395 |  | No | Other | Shippable | 0 |  | Not Applicable as per Item Classification |  | Not Applicable
953-6765 | 953-6765 | 203377 Krannich Solar West LLC | 1.3664 |  | No | Other | Shippable | 0 |  | Not Applicable as per Item Classification |  | Not Applicable
953-6766 | 953-6766 | SPA, Manufacturer Rebate for # 210-1025-B, End Date 12/31/2022, Max Qty. , IR LOU Krannich West , 203377 Krannich Solar West LLC | -4.1355 |  | No | Other | Shippable | 0 |  | Not Applicable as per Item Classification |  | Not Applicable
953-6767 | 953-6767 | 203377 Krannich Solar West LLC | -3.199 |  | No | Other | Shippable | 0 |  | Not Applicable as per Item Classification |  | Not Applicable
953-6768 | 953-6768 | 203377 Krannich Solar West LLC | 2.1136 |  | No | Other | Shippable | 0 |  | Not Applicable as per Item Classification |  | Not Applicable
953-6769 | 953-6769 | 203377 Krannich Solar West LLC | -0.81271 |  | No | Other | Shippable | 0 |  | Not Applicable as per Item Classification |  | Not Applicable
953-6770 | 953-6770 | 203377 Krannich Solar West LLC | -0.81271 |  | No | Other | Shippable | 0 |  | Not Applicable as per Item Classification |  | Not Applicable
953-6771 | 953-6771 | 203377 Krannich Solar West LLC | -0.81271 |  | No | Other | Shippable | 0 |  | Not Applicable as per Item Classification |  | Not Applicable
953-6773 | 953-6773 | 203377 Krannich Solar West LLC | -3.1675 |  | No | Other | Shippable | 0 |  | Not Applicable as per Item Classification |  | Not Applicable
953-6774 | 953-6774 | 203377 Krannich Solar West LLC | -3.0647 |  | No | Other | Shippable | 0 |  | Not Applicable as per Item Classification |  | Not Applicable
953-6775 | 953-6775 | SPA, Manufacturer Rebate for # 210-1055, End Date 12/31/2022, Max Qty. , IR LOU Krannich West , 203377 Krannich Solar West LLC | -3.454 |  | No | Other | Shippable | 0 |  | Not Applicable as per Item Classification |  | Not Applicable
953-6776 | 953-6776 | 203377 Krannich Solar West LLC | -6.5624 |  | No | Other | Shippable | 0 |  | Not Applicable as per Item Classification |  | Not Applicable
953-6777 | 953-6777 | 203377 Krannich Solar West LLC | -0.20405 |  | No | Other | Shippable | 0 |  | Not Applicable as per Item Classification |  | Not Applicable
953-6778 | 953-6778 | 203377 Krannich Solar West LLC | -0.29868 |  | No | Other | Shippable | 0 |  | Not Applicable as per Item Classification |  | Not Applicable
953-6779 | 953-6779 | 203377 Krannich Solar West LLC | -0.34167 |  | No | Other | Shippable | 0 |  | Not Applicable as per Item Classification |  | Not Applicable
953-6780 | 953-6780 | 203377 Krannich Solar West LLC | -0.41422 |  | No | Other | Shippable | 0 |  | Not Applicable as per Item Classification |  | Not Applicable
953-6781 | 953-6781 | 203377 Krannich Solar West LLC | -0.55887 |  | No | Other | Shippable | 0 |  | Not Applicable as per Item Classification |  | Not Applicable
953-6782 | 953-6782 | 203377 Krannich Solar West LLC | -0.88585 |  | No | Other | Shippable | 0 |  | Not Applicable as per Item Classification |  | Not Applicable
953-6783 | 953-6783 | SPA, Manufacturer Rebate for # 211-0022, End Date 12/31/2022, Max Qty. , IR LOU Krannich West , 203377 Krannich Solar West LLC | -0.8085 |  | No | Other | Shippable | 0 |  | Not Applicable as per Item Classification |  | Not Applicable
953-6784 | 953-6784 | 203377 Krannich Solar West LLC | -0.91311 |  | No | Other | Shippable | 0 |  | Not Applicable as per Item Classification |  | Not Applicable
953-6785 | 953-6785 | SPA, Manufacturer Rebate for # 211-0039, End Date 12/31/2022, Max Qty. , IR LOU Krannich West , 203377 Krannich Solar West LLC | -0.3715 |  | No | Other | Shippable | 0 |  | Not Applicable as per Item Classification |  | Not Applicable
953-6786 | 953-6786 | 203377 Krannich Solar West LLC | 0.038949 |  | No | Other | Shippable | 0 |  | Not Applicable as per Item Classification |  | Not Applicable
953-6787 | 953-6787 | 203377 Krannich Solar West LLC | 0.031247 |  | No | Other | Shippable | 0 |  | Not Applicable as per Item Classification |  | Not Applicable
953-6788 | 953-6788 | 203377 Krannich Solar West LLC | 0.028625 |  | No | Other | Shippable | 0 |  | Not Applicable as per Item Classification |  | Not Applicable
953-6789 | 953-6789 | 203377 Krannich Solar West LLC | 0.0065348 |  | No | Other | Shippable | 0 |  | Not Applicable as per Item Classification |  | Not Applicable
953-6790 | 953-6790 | SPA, Manufacturer Rebate for # 211-0062, End Date 12/31/2022, Max Qty. , IR LOU Krannich West , 203377 Krannich Solar West LLC | -0.093 |  | No | Other | Shippable | 0 |  | Not Applicable as per Item Classification |  | Not Applicable
953-6791 | 953-6791 | SPA, Manufacturer Rebate for # 211-0064, End Date 12/31/2022, Max Qty. , IR LOU Krannich West , 203377 Krannich Solar West LLC | -0.164 |  | No | Other | Shippable | 0 |  | Not Applicable as per Item Classification |  | Not Applicable
953-6792 | 953-6792 | 203377 Krannich Solar West LLC | -0.55019 |  | No | Other | Shippable | 0 |  | Not Applicable as per Item Classification |  | Not Applicable
953-6793 | 953-6793 | 203377 Krannich Solar West LLC | -0.65334 |  | No | Other | Shippable | 0 |  | Not Applicable as per Item Classification |  | Not Applicable
953-6794 | 953-6794 | SPA, Manufacturer Rebate for # 211-0097, End Date 12/31/2022, Max Qty. , IR LOU Krannich West , 203377 Krannich Solar West LLC | -1.522 |  | No | Other | Shippable | 0 |  | Not Applicable as per Item Classification |  | Not Applicable
953-6795 | 953-6795 | SPA, Manufacturer Rebate for # 211-0098, End Date 12/31/2022, Max Qty. , IR LOU Krannich West , 203377 Krannich Solar West LLC | -1.348 |  | No | Other | Shippable | 0 |  | Not Applicable as per Item Classification |  | Not Applicable
953-6796 | 953-6796 | SPA, Manufacturer Rebate for # 211-0099, End Date 12/31/2022, Max Qty. , IR LOU Krannich West , 203377 Krannich Solar West LLC | -1.184 |  | No | Other | Shippable | 0 |  | Not Applicable as per Item Classification |  | Not Applicable
953-6797 | 953-6797 | SPA, Manufacturer Rebate for # 211-0158, End Date 12/31/2022, Max Qty. , IR LOU Krannich West , 203377 Krannich Solar West LLC | 0.23 |  | No | Other | Shippable | 0 |  | Not Applicable as per Item Classification |  | Not Applicable
953-6798 | 953-6798 | SPA, Manufacturer Rebate for # 211-0164, End Date 12/31/2022, Max Qty. , IR LOU Krannich West , 203377 Krannich Solar West LLC | 0.35 |  | No | Other | Shippable | 0 |  | Not Applicable as per Item Classification |  | Not Applicable
953-6799 | 953-6799 | SPA, Manufacturer Rebate for # 211-0195, End Date 12/31/2022, Max Qty. , IR LOU Krannich West , 203377 Krannich Solar West LLC | 0.35 |  | No | Other | Shippable | 0 |  | Not Applicable as per Item Classification |  | Not Applicable
953-6800 | 953-6800 | SPA, Manufacturer Rebate for # 211-0196, End Date 12/31/2022, Max Qty. , IR LOU Krannich West , 203377 Krannich Solar West LLC | 0.35 |  | No | Other | Shippable | 0 |  | Not Applicable as per Item Classification |  | Not Applicable
953-6801 | 953-6801 | SPA, Manufacturer Rebate for # 211-0203, End Date 12/31/2022, Max Qty. , IR LOU Krannich West , 203377 Krannich Solar West LLC | 0.35 |  | No | Other | Shippable | 0 |  | Not Applicable as per Item Classification |  | Not Applicable
953-6802 | 953-6802 | SPA, Manufacturer Rebate for # 211-0230, End Date 12/31/2022, Max Qty. , IR LOU Krannich West , 203377 Krannich Solar West LLC | 0.35 |  | No | Other | Shippable | 0 |  | Not Applicable as per Item Classification |  | Not Applicable
953-6803 | 953-6803 | SPA, Manufacturer Rebate for # 211-0238, End Date 12/31/2022, Max Qty. , IR LOU Krannich West , 203377 Krannich Solar West LLC | -1.012 |  | No | Other | Shippable | 0 |  | Not Applicable as per Item Classification |  | Not Applicable
953-6804 | 953-6804 | 203377 Krannich Solar West LLC | -0.54383 |  | No | Other | Shippable | 0 |  | Not Applicable as per Item Classification |  | Not Applicable
953-6805 | 953-6805 | 203377 Krannich Solar West LLC | -0.20405 |  | No | Other | Shippable | 0 |  | Not Applicable as per Item Classification |  | Not Applicable
953-6806 | 953-6806 | SPA, Manufacturer Rebate for # 211-0326, End Date 12/31/2022, Max Qty. , IR LOU Krannich West , 203377 Krannich Solar West LLC | 0.3 |  | No | Other | Shippable | 0 |  | Not Applicable as per Item Classification |  | Not Applicable
953-6807 | 953-6807 | 203377 Krannich Solar West LLC | -1.0438 |  | No | Other | Shippable | 0 |  | Not Applicable as per Item Classification |  | Not Applicable
953-6808 | 953-6808 | SPA, Manufacturer Rebate for # 211-0373, End Date 12/31/2022, Max Qty. , IR LOU Krannich West , 203377 Krannich Solar West LLC | -1.125 |  | No | Other | Shippable | 0 |  | Not Applicable as per Item Classification |  | Not Applicable
953-6809 | 953-6809 | SPA, Manufacturer Rebate for # 211-0383, End Date 12/31/2022, Max Qty. , IR LOU Krannich West , 203377 Krannich Solar West LLC | 0.23 |  | No | Other | Shippable | 0 |  | Not Applicable as per Item Classification |  | Not Applicable
953-6810 | 953-6810 | SPA, Manufacturer Rebate for # 211-0384, End Date 12/31/2022, Max Qty. , IR LOU Krannich West , 203377 Krannich Solar West LLC | 0.14 |  | No | Other | Shippable | 0 |  | Not Applicable as per Item Classification |  | Not Applicable
953-6811 | 953-6811 | SPA, Manufacturer Rebate for # 211-0387, End Date 12/31/2022, Max Qty. , IR LOU Krannich West , 203377 Krannich Solar West LLC | 0.25 |  | No | Other | Shippable | 0 |  | Not Applicable as per Item Classification |  | Not Applicable
953-6812 | 953-6812 | SPA, Manufacturer Rebate for # 211-0462, End Date 12/31/2022, Max Qty. , IR LOU Krannich West , 203377 Krannich Solar West LLC | 0.14 |  | No | Other | Shippable | 0 |  | Not Applicable as per Item Classification |  | Not Applicable
953-6813 | 953-6813 | 203377 Krannich Solar West LLC | -1.3886 |  | No | Other | Shippable | 0 |  | Not Applicable as per Item Classification |  | Not Applicable
953-6814 | 953-6814 | SPA, Manufacturer Rebate for # 211-0464, End Date 12/31/2022, Max Qty. , IR LOU Krannich West , 203377 Krannich Solar West LLC | -1.1405 |  | No | Other | Shippable | 0 |  | Not Applicable as per Item Classification |  | Not Applicable
953-6815 | 953-6815 | SPA, Manufacturer Rebate for # 211-0465, End Date 12/31/2022, Max Qty. , IR LOU Krannich West , 203377 Krannich Solar West LLC | -1.22 |  | No | Other | Shippable | 0 |  | Not Applicable as per Item Classification |  | Not Applicable
953-6816 | 953-6816 | 203377 Krannich Solar West LLC | -3.2291 |  | No | Other | Shippable | 0 |  | Not Applicable as per Item Classification |  | Not Applicable
953-6817 | 953-6817 | 203377 Krannich Solar West LLC | -3.423 |  | No | Other | Shippable | 0 |  | Not Applicable as per Item Classification |  | Not Applicable
953-6818 | 953-6818 | 203377 Krannich Solar West LLC | -3.6706 |  | No | Other | Shippable | 0 |  | Not Applicable as per Item Classification |  | Not Applicable
953-6819 | 953-6819 | 203377 Krannich Solar West LLC | -3.8584 |  | No | Other | Shippable | 0 |  | Not Applicable as per Item Classification |  | Not Applicable
953-6820 | 953-6820 | 203377 Krannich Solar West LLC | -4.0508 |  | No | Other | Shippable | 0 |  | Not Applicable as per Item Classification |  | Not Applicable
953-6821 | 953-6821 | SPA, Manufacturer Rebate for # 211-0487, End Date 12/31/2022, Max Qty. , IR LOU Krannich West , 203377 Krannich Solar West LLC | 0.167 |  | No | Other | Shippable | 0 |  | Not Applicable as per Item Classification |  | Not Applicable
953-6822 | 953-6822 | 203377 Krannich Solar West LLC | -1.5413 |  | No | Other | Shippable | 0 |  | Not Applicable as per Item Classification |  | Not Applicable
953-6823 | 953-6823 | 203377 Krannich Solar West LLC | -1.7356 |  | No | Other | Shippable | 0 |  | Not Applicable as per Item Classification |  | Not Applicable
953-6824 | 953-6824 | 203377 Krannich Solar West LLC | -1.94 |  | No | Other | Shippable | 0 |  | Not Applicable as per Item Classification |  | Not Applicable
953-6825 | 953-6825 | 203377 Krannich Solar West LLC | -0.68439 |  | No | Other | Shippable | 0 |  | Not Applicable as per Item Classification |  | Not Applicable
953-6826 | 953-6826 | 203377 Krannich Solar West LLC | -0.2792 |  | No | Other | Shippable | 0 |  | Not Applicable as per Item Classification |  | Not Applicable
953-6827 | 953-6827 | 203377 Krannich Solar West LLC | -1.4642 |  | No | Other | Shippable | 0 |  | Not Applicable as per Item Classification |  | Not Applicable
953-6828 | 953-6828 | 203377 Krannich Solar West LLC | -1.537 |  | No | Other | Shippable | 0 |  | Not Applicable as per Item Classification |  | Not Applicable
953-6829 | 953-6829 | 203377 Krannich Solar West LLC | -1.5446 |  | No | Other | Shippable | 0 |  | Not Applicable as per Item Classification |  | Not Applicable
953-6830 | 953-6830 | 203377 Krannich Solar West LLC | -1.5446 |  | No | Other | Shippable | 0 |  | Not Applicable as per Item Classification |  | Not Applicable
953-6831 | 953-6831 | 203377 Krannich Solar West LLC | -4.7912 |  | No | Other | Shippable | 0 |  | Not Applicable as per Item Classification |  | Not Applicable
953-6832 | 953-6832 | 203377 Krannich Solar West LLC | -6.2258 |  | No | Other | Shippable | 0 |  | Not Applicable as per Item Classification |  | Not Applicable
953-6833 | 953-6833 | SPA, Manufacturer Rebate for # 220-0352, End Date 12/31/2022, Max Qty. , IR LOU Krannich West , 203377 Krannich Solar West LLC | 0.45 |  | No | Other | Shippable | 0 |  | Not Applicable as per Item Classification |  | Not Applicable
953-6834 | 953-6834 | 203377 Krannich Solar West LLC | -16.9281 |  | No | Other | Shippable | 0 |  | Not Applicable as per Item Classification |  | Not Applicable
953-6835 | 953-6835 | 203377 Krannich Solar West LLC | -19.603 |  | No | Other | Shippable | 0 |  | Not Applicable as per Item Classification |  | Not Applicable
953-6836 | 953-6836 | 203377 Krannich Solar West LLC | -25.3971 |  | No | Other | Shippable | 0 |  | Not Applicable as per Item Classification |  | Not Applicable
953-6837 | 953-6837 | 203377 Krannich Solar West LLC | -21.3797 |  | No | Other | Shippable | 0 |  | Not Applicable as per Item Classification |  | Not Applicable
953-6838 | 953-6838 | 203377 Krannich Solar West LLC | -1.1432 |  | No | Other | Shippable | 0 |  | Not Applicable as per Item Classification |  | Not Applicable
953-6839 | 953-6839 | 203377 Krannich Solar West LLC | -1.1432 |  | No | Other | Shippable | 0 |  | Not Applicable as per Item Classification |  | Not Applicable
953-6840 | 953-6840 | 203377 Krannich Solar West LLC | -5.301 |  | No | Other | Shippable | 0 |  | Not Applicable as per Item Classification |  | Not Applicable
953-6841 | 953-6841 | 203377 Krannich Solar West LLC | -5.301 |  | No | Other | Shippable | 0 |  | Not Applicable as per Item Classification |  | Not Applicable
953-6842 | 953-6842 | 203377 Krannich Solar West LLC | -10.0574 |  | No | Other | Shippable | 0 |  | Not Applicable as per Item Classification |  | Not Applicable
953-6843 | 953-6843 | 203377 Krannich Solar West LLC | -0.3655 |  | No | Other | Shippable | 0 |  | Not Applicable as per Item Classification |  | Not Applicable
953-6844 | 953-6844 | 203377 Krannich Solar West LLC | -1.3444 |  | No | Other | Shippable | 0 |  | Not Applicable as per Item Classification |  | Not Applicable
953-6845 | 953-6845 | 203377 Krannich Solar West LLC | -0.32888 |  | No | Other | Shippable | 0 |  | Not Applicable as per Item Classification |  | Not Applicable
953-6846 | 953-6846 | SPA, Manufacturer Rebate for # 260-0097, End Date 12/31/2022, Max Qty. , IR LOU Krannich West , 203377 Krannich Solar West LLC | -0.269 |  | No | Other | Shippable | 0 |  | Not Applicable as per Item Classification |  | Not Applicable
953-6847 | 953-6847 | SPA, Manufacturer Rebate for # 260-0099, End Date 12/31/2022, Max Qty. , IR LOU Krannich West , 203377 Krannich Solar West LLC | -0.295 |  | No | Other | Shippable | 0 |  | Not Applicable as per Item Classification |  | Not Applicable
953-6848 | 953-6848 | 203377 Krannich Solar West LLC | -0.76261 |  | No | Other | Shippable | 0 |  | Not Applicable as per Item Classification |  | Not Applicable
953-6849 | 953-6849 | 203377 Krannich Solar West LLC | -0.81317 |  | No | Other | Shippable | 0 |  | Not Applicable as per Item Classification |  | Not Applicable
953-6850 | 953-6850 | 203377 Krannich Solar West LLC | -0.26991 |  | No | Other | Shippable | 0 |  | Not Applicable as per Item Classification |  | Not Applicable
953-6851 | 953-6851 | 203377 Krannich Solar West LLC | -0.055624 |  | No | Other | Shippable | 0 |  | Not Applicable as per Item Classification |  | Not Applicable
953-6852 | 953-6852 | 203377 Krannich Solar West LLC | -0.11991 |  | No | Other | Shippable | 0 |  | Not Applicable as per Item Classification |  | Not Applicable
953-6853 | 953-6853 | 203377 Krannich Solar West LLC | -0.28562 |  | No | Other | Shippable | 0 |  | Not Applicable as per Item Classification |  | Not Applicable
953-6854 | 953-6854 | 203377 Krannich Solar West LLC | -0.26991 |  | No | Other | Shippable | 0 |  | Not Applicable as per Item Classification |  | Not Applicable
953-6855 | 953-6855 | 203377 Krannich Solar West LLC | -0.28562 |  | No | Other | Shippable | 0 |  | Not Applicable as per Item Classification |  | Not Applicable
953-6856 | 953-6856 | 203377 Krannich Solar West LLC | -0.26991 |  | No | Other | Shippable | 0 |  | Not Applicable as per Item Classification |  | Not Applicable
953-6857 | 953-6857 | 203377 Krannich Solar West LLC | -0.28562 |  | No | Other | Shippable | 0 |  | Not Applicable as per Item Classification |  | Not Applicable
953-6858 | 953-6858 | 203377 Krannich Solar West LLC | -0.26991 |  | No | Other | Shippable | 0 |  | Not Applicable as per Item Classification |  | Not Applicable
953-6859 | 953-6859 | 203377 Krannich Solar West LLC | -0.055624 |  | No | Other | Shippable | 0 |  | Not Applicable as per Item Classification |  | Not Applicable
953-6860 | 953-6860 | 203377 Krannich Solar West LLC | -0.26991 |  | No | Other | Shippable | 0 |  | Not Applicable as per Item Classification |  | Not Applicable
953-6861 | 953-6861 | 203377 Krannich Solar West LLC | -0.28562 |  | No | Other | Shippable | 0 |  | Not Applicable as per Item Classification |  | Not Applicable
953-6862 | 953-6862 | SPA, Manufacturer Rebate for # 260-0115, End Date 12/31/2022, Max Qty. , IR LOU Krannich West , 203377 Krannich Solar West LLC | -0.037 |  | No | Other | Shippable | 0 |  | Not Applicable as per Item Classification |  | Not Applicable
953-6863 | 953-6863 | SPA, Manufacturer Rebate for # 260-0116, End Date 12/31/2022, Max Qty. , IR LOU Krannich West , 203377 Krannich Solar West LLC | -0.204 |  | No | Other | Shippable | 0 |  | Not Applicable as per Item Classification |  | Not Applicable
953-6864 | 953-6864 | 203377 Krannich Solar West LLC | -0.26991 |  | No | Other | Shippable | 0 |  | Not Applicable as per Item Classification |  | Not Applicable
953-6865 | 953-6865 | 203377 Krannich Solar West LLC | -0.28562 |  | No | Other | Shippable | 0 |  | Not Applicable as per Item Classification |  | Not Applicable
953-6866 | 953-6866 | 203377 Krannich Solar West LLC | -0.32697 |  | No | Other | Shippable | 0 |  | Not Applicable as per Item Classification |  | Not Applicable
953-6867 | 953-6867 | 203377 Krannich Solar West LLC | -0.32697 |  | No | Other | Shippable | 0 |  | Not Applicable as per Item Classification |  | Not Applicable
953-6868 | 953-6868 | 203377 Krannich Solar West LLC | -0.32697 |  | No | Other | Shippable | 0 |  | Not Applicable as per Item Classification |  | Not Applicable
953-6869 | 953-6869 | 203377 Krannich Solar West LLC | -0.32697 |  | No | Other | Shippable | 0 |  | Not Applicable as per Item Classification |  | Not Applicable
953-6870 | 953-6870 | 203377 Krannich Solar West LLC | -0.32697 |  | No | Other | Shippable | 0 |  | Not Applicable as per Item Classification |  | Not Applicable
953-6871 | 953-6871 | 203377 Krannich Solar West LLC | -0.32697 |  | No | Other | Shippable | 0 |  | Not Applicable as per Item Classification |  | Not Applicable
953-6872 | 953-6872 | 203377 Krannich Solar West LLC | -0.41486 |  | No | Other | Shippable | 0 |  | Not Applicable as per Item Classification |  | Not Applicable
953-6873 | 953-6873 | 203377 Krannich Solar West LLC | -0.68725 |  | No | Other | Shippable | 0 |  | Not Applicable as per Item Classification |  | Not Applicable
953-6874 | 953-6874 | 203377 Krannich Solar West LLC | -0.47141 |  | No | Other | Shippable | 0 |  | Not Applicable as per Item Classification |  | Not Applicable
953-6875 | 953-6875 | 203377 Krannich Solar West LLC | -1.3944 |  | No | Other | Shippable | 0 |  | Not Applicable as per Item Classification |  | Not Applicable
953-6876 | 953-6876 | 203377 Krannich Solar West LLC | -1.2483 |  | No | Other | Shippable | 0 |  | Not Applicable as per Item Classification |  | Not Applicable
953-6877 | 953-6877 | SPA, Manufacturer Rebate for # 260-0822, End Date 12/31/2022, Max Qty. , IR LOU Krannich West , 203377 Krannich Solar West LLC | 0.3 |  | No | Other | Shippable | 0 |  | Not Applicable as per Item Classification |  | Not Applicable
953-6878 | 953-6878 | SPA, Manufacturer Rebate for # 270-0045, End Date 12/31/2022, Max Qty. , IR LOU Krannich West , 203377 Krannich Solar West LLC | -0.993 |  | No | Other | Shippable | 0 |  | Not Applicable as per Item Classification |  | Not Applicable
953-6879 | 953-6879 | SPA, Manufacturer Rebate for # 270-0046, End Date 12/31/2022, Max Qty. , IR LOU Krannich West , 203377 Krannich Solar West LLC | -0.993 |  | No | Other | Shippable | 0 |  | Not Applicable as per Item Classification |  | Not Applicable
953-6880 | 953-6880 | SPA, Manufacturer Rebate for # 270-0047, End Date 12/31/2022, Max Qty. , IR LOU Krannich West , 203377 Krannich Solar West LLC | -0.586 |  | No | Other | Shippable | 0 |  | Not Applicable as per Item Classification |  | Not Applicable
953-6881 | 953-6881 | SPA, Manufacturer Rebate for # 270-0048, End Date 12/31/2022, Max Qty. , IR LOU Krannich West , 203377 Krannich Solar West LLC | -4.2455 |  | No | Other | Shippable | 0 |  | Not Applicable as per Item Classification |  | Not Applicable
953-6882 | 953-6882 | SPA, Manufacturer Rebate for # 270-0049, End Date 12/31/2022, Max Qty. , IR LOU Krannich West , 203377 Krannich Solar West LLC | -0.7305 |  | No | Other | Shippable | 0 |  | Not Applicable as per Item Classification |  | Not Applicable
953-6883 | 953-6883 | SPA, Manufacturer Rebate for # 270-0050, End Date 12/31/2022, Max Qty. , IR LOU Krannich West , 203377 Krannich Solar West LLC | -0.7305 |  | No | Other | Shippable | 0 |  | Not Applicable as per Item Classification |  | Not Applicable
953-6884 | 953-6884 | SPA, Manufacturer Rebate for # 270-0051, End Date 12/31/2022, Max Qty. , IR LOU Krannich West , 203377 Krannich Solar West LLC | -0.304 |  | No | Other | Shippable | 0 |  | Not Applicable as per Item Classification |  | Not Applicable
953-6885 | 953-6885 | SPA, Manufacturer Rebate for # 270-0052, End Date 12/31/2022, Max Qty. , IR LOU Krannich West , 203377 Krannich Solar West LLC | -2.2405 |  | No | Other | Shippable | 0 |  | Not Applicable as per Item Classification |  | Not Applicable
953-6886 | 953-6886 | SPA, Manufacturer Rebate for # 270-0054, End Date 12/31/2022, Max Qty. , IR LOU Krannich West , 203377 Krannich Solar West LLC | -2.6805 |  | No | Other | Shippable | 0 |  | Not Applicable as per Item Classification |  | Not Applicable
953-6887 | 953-6887 | SPA, Manufacturer Rebate for # 270-0055, End Date 12/31/2022, Max Qty. , IR LOU Krannich West , 203377 Krannich Solar West LLC | -2.2405 |  | No | Other | Shippable | 0 |  | Not Applicable as per Item Classification |  | Not Applicable
953-6888 | 953-6888 | SPA, Manufacturer Rebate for # 270-0056, End Date 12/31/2022, Max Qty. , IR LOU Krannich West , 203377 Krannich Solar West LLC | -2.6805 |  | No | Other | Shippable | 0 |  | Not Applicable as per Item Classification |  | Not Applicable
953-6889 | 953-6889 | SPA, Manufacturer Rebate for # 270-0058, End Date 12/31/2022, Max Qty. , IR LOU Krannich West , 203377 Krannich Solar West LLC | -0.098 |  | No | Other | Shippable | 0 |  | Not Applicable as per Item Classification |  | Not Applicable
953-6890 | 953-6890 | SPA, Manufacturer Rebate for # 270-0145, End Date 12/31/2022, Max Qty. , IR LOU Krannich West , 203377 Krannich Solar West LLC | -0.785 |  | No | Other | Shippable | 0 |  | Not Applicable as per Item Classification |  | Not Applicable
953-6891 | 953-6891 | SPA, Manufacturer Rebate for # 270-0146, End Date 12/31/2022, Max Qty. , IR LOU Krannich West , 203377 Krannich Solar West LLC | -0.87 |  | No | Other | Shippable | 0 |  | Not Applicable as per Item Classification |  | Not Applicable
953-6892 | 953-6892 | 203377 Krannich Solar West LLC | -0.33643 |  | No | Other | Shippable | 0 |  | Not Applicable as per Item Classification |  | Not Applicable
953-6893 | 953-6893 | 203377 Krannich Solar West LLC | -1.5803 |  | No | Other | Shippable | 0 |  | Not Applicable as per Item Classification |  | Not Applicable
953-6894 | 953-6894 | 203377 Krannich Solar West LLC | -1.5803 |  | No | Other | Shippable | 0 |  | Not Applicable as per Item Classification |  | Not Applicable
953-6895 | 953-6895 | 203377 Krannich Solar West LLC | -1.5803 |  | No | Other | Shippable | 0 |  | Not Applicable as per Item Classification |  | Not Applicable
953-6896 | 953-6896 | 203377 Krannich Solar West LLC | -3.2072 |  | No | Other | Shippable | 0 |  | Not Applicable as per Item Classification |  | Not Applicable
953-6897 | 953-6897 | 203377 Krannich Solar West LLC | -1.1582 |  | No | Other | Shippable | 0 |  | Not Applicable as per Item Classification |  | Not Applicable
953-6898 | 953-6898 | SPA, Manufacturer Rebate for # 270-0177, End Date 12/31/2022, Max Qty. , IR LOU Krannich West , 203377 Krannich Solar West LLC | -0.51 |  | No | Other | Shippable | 0 |  | Not Applicable as per Item Classification |  | Not Applicable
953-6899 | 953-6899 | 203377 Krannich Solar West LLC | -0.346 |  | No | Other | Shippable | 0 |  | Not Applicable as per Item Classification |  | Not Applicable
953-6900 | 953-6900 | 203377 Krannich Solar West LLC | -1.6539 |  | No | Other | Shippable | 0 |  | Not Applicable as per Item Classification |  | Not Applicable
953-6901 | 953-6901 | SPA, Manufacturer Rebate for # 270-0183, End Date 12/31/2022, Max Qty. , IR LOU Krannich West , 203377 Krannich Solar West LLC | -1.209 |  | No | Other | Shippable | 0 |  | Not Applicable as per Item Classification |  | Not Applicable
953-6902 | 953-6902 | SPA, Manufacturer Rebate for # 270-0184, End Date 12/31/2022, Max Qty. , IR LOU Krannich West , 203377 Krannich Solar West LLC | -7.2725 |  | No | Other | Shippable | 0 |  | Not Applicable as per Item Classification |  | Not Applicable
953-6903 | 953-6903 | SPA, Manufacturer Rebate for # 270-0185, End Date 12/31/2022, Max Qty. , IR LOU Krannich West , 203377 Krannich Solar West LLC | -1.6785 |  | No | Other | Shippable | 0 |  | Not Applicable as per Item Classification |  | Not Applicable
953-6904 | 953-6904 | SPA, Manufacturer Rebate for # 270-0186, End Date 12/31/2022, Max Qty. , IR LOU Krannich West , 203377 Krannich Solar West LLC | -0.225 |  | No | Other | Shippable | 0 |  | Not Applicable as per Item Classification |  | Not Applicable
953-6905 | 953-6905 | SPA, Manufacturer Rebate for # 270-0187, End Date 12/31/2022, Max Qty. , IR LOU Krannich West , 203377 Krannich Solar West LLC | -1.669 |  | No | Other | Shippable | 0 |  | Not Applicable as per Item Classification |  | Not Applicable
953-6906 | 953-6906 | SPA, Manufacturer Rebate for # 270-0650, End Date 12/31/2022, Max Qty. , IR LOU Krannich West , 203377 Krannich Solar West LLC | 0 |  | No | Other | Shippable | 0 |  | Not Applicable as per Item Classification |  | Not Applicable
953-6907 | 953-6907 | 203377 Krannich Solar West LLC | -0.37159 |  | No | Other | Shippable | 0 |  | Not Applicable as per Item Classification |  | Not Applicable
953-6908 | 953-6908 | 203377 Krannich Solar West LLC | -2.1674 |  | No | Other | Shippable | 0 |  | Not Applicable as per Item Classification |  | Not Applicable
953-6909 | 953-6909 | 203377 Krannich Solar West LLC | -0.19999 |  | No | Other | Shippable | 0 |  | Not Applicable as per Item Classification |  | Not Applicable
953-6910 | 953-6910 | 203377 Krannich Solar West LLC | -0.12505 |  | No | Other | Shippable | 0 |  | Not Applicable as per Item Classification |  | Not Applicable
953-6911 | 953-6911 | SPA, Manufacturer Rebate for # 270-0847, End Date 12/31/2022, Max Qty. , IR LOU Krannich West , 203377 Krannich Solar West LLC | -1.1365 |  | No | Other | Shippable | 0 |  | Not Applicable as per Item Classification |  | Not Applicable
953-6912 | 953-6912 | 203377 Krannich Solar West LLC | -0.33143 |  | No | Other | Shippable | 0 |  | Not Applicable as per Item Classification |  | Not Applicable
953-6913 | 953-6913 | SPA, Manufacturer Rebate for # 270-0892, End Date 12/31/2022, Max Qty. , IR LOU Krannich West , 203377 Krannich Solar West LLC | 3.33 |  | No | Other | Shippable | 0 |  | Not Applicable as per Item Classification |  | Not Applicable
953-6914 | 953-6914 | 203377 Krannich Solar West LLC | -1.3127 |  | No | Other | Shippable | 0 |  | Not Applicable as per Item Classification |  | Not Applicable
953-6915 | 953-6915 | 203377 Krannich Solar West LLC | -0.47197 |  | No | Other | Shippable | 0 |  | Not Applicable as per Item Classification |  | Not Applicable
953-6916 | 953-6916 | 203377 Krannich Solar West LLC | -0.47197 |  | No | Other | Shippable | 0 |  | Not Applicable as per Item Classification |  | Not Applicable
953-6917 | 953-6917 | 203377 Krannich Solar West LLC | -0.47197 |  | No | Other | Shippable | 0 |  | Not Applicable as per Item Classification |  | Not Applicable
953-6918 | 953-6918 | 203377 Krannich Solar West LLC | 0.13431 |  | No | Other | Shippable | 0 |  | Not Applicable as per Item Classification |  | Not Applicable
953-6919 | 953-6919 | SPA, Manufacturer Rebate for # 270-0905, End Date 12/31/2022, Max Qty. , IR LOU Krannich West , 203377 Krannich Solar West LLC | 0.3265 |  | No | Other | Shippable | 0 |  | Not Applicable as per Item Classification |  | Not Applicable
953-6920 | 953-6920 | 203377 Krannich Solar West LLC | -0.19808 |  | No | Other | Shippable | 0 |  | Not Applicable as per Item Classification |  | Not Applicable
953-6921 | 953-6921 | 203377 Krannich Solar West LLC | -7.3576 |  | No | Other | Shippable | 0 |  | Not Applicable as per Item Classification |  | Not Applicable
953-6923 | 953-6923 | SPA, Manufacturer Rebate for # 270-1002, End Date 12/31/2022, Max Qty. , IR LOU Krannich West , 203377 Krannich Solar West LLC | -0.993 |  | No | Other | Shippable | 0 |  | Not Applicable as per Item Classification |  | Not Applicable
953-6924 | 953-6924 | SPA, Manufacturer Rebate for # 270-1004, End Date 12/31/2022, Max Qty. , IR LOU Krannich West , 203377 Krannich Solar West LLC | -2.2405 |  | No | Other | Shippable | 0 |  | Not Applicable as per Item Classification |  | Not Applicable
953-6925 | 953-6925 | SPA, Manufacturer Rebate for # 270-1005, End Date 12/31/2022, Max Qty. , IR LOU Krannich West , 203377 Krannich Solar West LLC | -2.6805 |  | No | Other | Shippable | 0 |  | Not Applicable as per Item Classification |  | Not Applicable
953-6926 | 953-6926 | SPA, Manufacturer Rebate for # 270-1006, End Date 12/31/2022, Max Qty. , IR LOU Krannich West , 203377 Krannich Solar West LLC | 0.0885 |  | No | Other | Shippable | 0 |  | Not Applicable as per Item Classification |  | Not Applicable
953-6927 | 953-6927 | 203377 Krannich Solar West LLC | -1.2665 |  | No | Other | Shippable | 0 |  | Not Applicable as per Item Classification |  | Not Applicable
953-6928 | 953-6928 | SPA, Manufacturer Rebate for # 270-1031, End Date 12/31/2022, Max Qty. , IR LOU Krannich West , 203377 Krannich Solar West LLC | -1.588 |  | No | Other | Shippable | 0 |  | Not Applicable as per Item Classification |  | Not Applicable
953-6929 | 953-6929 | 203377 Krannich Solar West LLC | -2.3391 |  | No | Other | Shippable | 0 |  | Not Applicable as per Item Classification |  | Not Applicable
953-6930 | 953-6930 | 203377 Krannich Solar West LLC | -2.5005 |  | No | Other | Shippable | 0 |  | Not Applicable as per Item Classification |  | Not Applicable
953-6931 | 953-6931 | 203377 Krannich Solar West LLC | -0.31334 |  | No | Other | Shippable | 0 |  | Not Applicable as per Item Classification |  | Not Applicable
953-6932 | 953-6932 | 203377 Krannich Solar West LLC | -0.51986 |  | No | Other | Shippable | 0 |  | Not Applicable as per Item Classification |  | Not Applicable
953-6933 | 953-6933 | SPA, Manufacturer Rebate for # 270-1045, End Date 12/31/2022, Max Qty. , IR LOU Krannich West , 203377 Krannich Solar West LLC | -0.785 |  | No | Other | Shippable | 0 |  | Not Applicable as per Item Classification |  | Not Applicable
953-6934 | 953-6934 | SPA, Manufacturer Rebate for # 270-1046, End Date 12/31/2022, Max Qty. , IR LOU Krannich West , 203377 Krannich Solar West LLC | -0.87 |  | No | Other | Shippable | 0 |  | Not Applicable as per Item Classification |  | Not Applicable
953-6935 | 953-6935 | SPA, Manufacturer Rebate for # 270-1048, End Date 12/31/2022, Max Qty. , IR LOU Krannich West , 203377 Krannich Solar West LLC | -0.87 |  | No | Other | Shippable | 0 |  | Not Applicable as per Item Classification |  | Not Applicable
953-6936 | 953-6936 | 203377 Krannich Solar West LLC | -2.7689 |  | No | Other | Shippable | 0 |  | Not Applicable as per Item Classification |  | Not Applicable
953-6937 | 953-6937 | 203377 Krannich Solar West LLC | -1.5819 |  | No | Other | Shippable | 0 |  | Not Applicable as per Item Classification |  | Not Applicable
953-6938 | 953-6938 | 203377 Krannich Solar West LLC | -1.8083 |  | No | Other | Shippable | 0 |  | Not Applicable as per Item Classification |  | Not Applicable
953-6939 | 953-6939 | 203377 Krannich Solar West LLC | -1.5819 |  | No | Other | Shippable | 0 |  | Not Applicable as per Item Classification |  | Not Applicable
953-6940 | 953-6940 | 203377 Krannich Solar West LLC | -1.5819 |  | No | Other | Shippable | 0 |  | Not Applicable as per Item Classification |  | Not Applicable
953-6941 | 953-6941 | 203377 Krannich Solar West LLC | -1.8083 |  | No | Other | Shippable | 0 |  | Not Applicable as per Item Classification |  | Not Applicable
953-6942 | 953-6942 | 203377 Krannich Solar West LLC | -1.5819 |  | No | Other | Shippable | 0 |  | Not Applicable as per Item Classification |  | Not Applicable
953-6943 | 953-6943 | 203377 Krannich Solar West LLC | -1.5819 |  | No | Other | Shippable | 0 |  | Not Applicable as per Item Classification |  | Not Applicable
953-6944 | 953-6944 | 203377 Krannich Solar West LLC | -1.8083 |  | No | Other | Shippable | 0 |  | Not Applicable as per Item Classification |  | Not Applicable
953-6945 | 953-6945 | 203377 Krannich Solar West LLC | -1.8083 |  | No | Other | Shippable | 0 |  | Not Applicable as per Item Classification |  | Not Applicable
953-6946 | 953-6946 | 203377 Krannich Solar West LLC | -7.5652 |  | No | Other | Shippable | 0 |  | Not Applicable as per Item Classification |  | Not Applicable
953-6947 | 953-6947 | 203377 Krannich Solar West LLC | -0.024994 |  | No | Other | Shippable | 0 |  | Not Applicable as per Item Classification |  | Not Applicable
953-6948 | 953-6948 | 203377 Krannich Solar West LLC | -0.087431 |  | No | Other | Shippable | 0 |  | Not Applicable as per Item Classification |  | Not Applicable
953-6949 | 953-6949 | 203377 Krannich Solar West LLC | -0.011638 |  | No | Other | Shippable | 0 |  | Not Applicable as per Item Classification |  | Not Applicable
953-6950 | 953-6950 | 203377 Krannich Solar West LLC | -1.2986 |  | No | Other | Shippable | 0 |  | Not Applicable as per Item Classification |  | Not Applicable
953-6951 | 953-6951 | SPA, Manufacturer Rebate for # 590-0101, End Date 12/31/2022, Max Qty. , IR LOU Krannich West , 203377 Krannich Solar West LLC | -0.56 |  | No | Other | Shippable | 0 |  | Not Applicable as per Item Classification |  | Not Applicable
953-6952 | 953-6952 | SPA, Manufacturer Rebate for # 590-0108, End Date 12/31/2022, Max Qty. , IR LOU Krannich West , 203377 Krannich Solar West LLC | -0.25 |  | No | Other | Shippable | 0 |  | Not Applicable as per Item Classification |  | Not Applicable
953-6953 | 953-6953 | 203377 Krannich Solar West LLC | -0.59086 |  | No | Other | Shippable | 0 |  | Not Applicable as per Item Classification |  | Not Applicable
953-6954 | 953-6954 | 203377 Krannich Solar West LLC | -0.26553 |  | No | Other | Shippable | 0 |  | Not Applicable as per Item Classification |  | Not Applicable
953-6955 | 953-6955 | 203377 Krannich Solar West LLC | -0.94702 |  | No | Other | Shippable | 0 |  | Not Applicable as per Item Classification |  | Not Applicable
953-6956 | 953-6956 | 203377 Krannich Solar West LLC | -0.50304 |  | No | Other | Shippable | 0 |  | Not Applicable as per Item Classification |  | Not Applicable
953-6957 | 953-6957 | 203377 Krannich Solar West LLC | -1.48 |  | No | Other | Shippable | 0 |  | Not Applicable as per Item Classification |  | Not Applicable
953-6958 | 953-6958 | 203377 Krannich Solar West LLC | -0.46934 |  | No | Other | Shippable | 0 |  | Not Applicable as per Item Classification |  | Not Applicable
953-6959 | 953-6959 | 203377 Krannich Solar West LLC | -0.45715 |  | No | Other | Shippable | 0 |  | Not Applicable as per Item Classification |  | Not Applicable
953-6960 | 953-6960 | 203377 Krannich Solar West LLC | -1.0605 |  | No | Other | Shippable | 0 |  | Not Applicable as per Item Classification |  | Not Applicable
953-6961 | 953-6961 | 203377 Krannich Solar West LLC | -0.63417 |  | No | Other | Shippable | 0 |  | Not Applicable as per Item Classification |  | Not Applicable
953-6962 | 953-6962 | SPA, Manufacturer Rebate for # 590-0122, End Date 12/31/2022, Max Qty. , IR LOU Krannich West , 203377 Krannich Solar West LLC | -0.047 |  | No | Other | Shippable | 0 |  | Not Applicable as per Item Classification |  | Not Applicable
953-6963 | 953-6963 | 203377 Krannich Solar West LLC | -2.3724 |  | No | Other | Shippable | 0 |  | Not Applicable as per Item Classification |  | Not Applicable
953-6964 | 953-6964 | SPA, Manufacturer Rebate for # DS-210-0054, End Date 12/31/2022, Max Qty. , IR LOU Krannich West , 203377 Krannich Solar West LLC | -3.3338 |  | No | Other | Shippable | 0 |  | Not Applicable as per Item Classification |  | Not Applicable
953-6965 | 953-6965 | SPA, Manufacturer Rebate for # DS-210-0296, End Date 12/31/2022, Max Qty. , IR LOU Krannich West , 203377 Krannich Solar West LLC | -4.845 |  | No | Other | Shippable | 0 |  | Not Applicable as per Item Classification |  | Not Applicable
953-6966 | 953-6966 | SPA, Manufacturer Rebate for # DS-210-0501, End Date 12/31/2022, Max Qty. , IR LOU Krannich West , 203377 Krannich Solar West LLC | -4.0375 |  | No | Other | Shippable | 0 |  | Not Applicable as per Item Classification |  | Not Applicable
953-6967 | 953-6967 | 203377 Krannich Solar West LLC | -0.73404 |  | No | Other | Shippable | 0 |  | Not Applicable as per Item Classification |  | Not Applicable
953-6968 | 953-6968 | 203377 Krannich Solar West LLC | -0.84305 |  | No | Other | Shippable | 0 |  | Not Applicable as per Item Classification |  | Not Applicable
953-6969 | 953-6969 | 203377 Krannich Solar West LLC | -2.9981 |  | No | Other | Shippable | 0 |  | Not Applicable as per Item Classification |  | Not Applicable
953-6970 | 953-6970 | SPA, Manufacturer Rebate for # DS-210-0989, End Date 12/31/2022, Max Qty. , IR LOU Krannich West , 203377 Krannich Solar West LLC | -1.8325 |  | No | Other | Shippable | 0 |  | Not Applicable as per Item Classification |  | Not Applicable
953-6971 | 953-6971 | SPA, Manufacturer Rebate for # DS-210-0995, End Date 12/31/2022, Max Qty. , IR LOU Krannich West , 203377 Krannich Solar West LLC | -2.1806 |  | No | Other | Shippable | 0 |  | Not Applicable as per Item Classification |  | Not Applicable
953-6972 | 953-6972 | 203377 Krannich Solar West LLC | -0.44825 |  | No | Other | Shippable | 0 |  | Not Applicable as per Item Classification |  | Not Applicable
953-6973 | 953-6973 | 203377 Krannich Solar West LLC | -4.7958 |  | No | Other | Shippable | 0 |  | Not Applicable as per Item Classification |  | Not Applicable
953-6974 | 953-6974 | 203377 Krannich Solar West LLC | -5.8155 |  | No | Other | Shippable | 0 |  | Not Applicable as per Item Classification |  | Not Applicable
953-6975 | 953-6975 | 203377 Krannich Solar West LLC | -5.261 |  | No | Other | Shippable | 0 |  | Not Applicable as per Item Classification |  | Not Applicable
953-6976 | 953-6976 | 203377 Krannich Solar West LLC | -6.0305 |  | No | Other | Shippable | 0 |  | Not Applicable as per Item Classification |  | Not Applicable
953-6977 | 953-6977 | 203377 Krannich Solar West LLC | -6.7057 |  | No | Other | Shippable | 0 |  | Not Applicable as per Item Classification |  | Not Applicable
953-6978 | 953-6978 | 203377 Krannich Solar West LLC | -7.6921 |  | No | Other | Shippable | 0 |  | Not Applicable as per Item Classification |  | Not Applicable
953-6979 | 953-6979 | 203377 Krannich Solar West LLC | -8.1494 |  | No | Other | Shippable | 0 |  | Not Applicable as per Item Classification |  | Not Applicable
953-6980 | 953-6980 | 203377 Krannich Solar West LLC | -9.344 |  | No | Other | Shippable | 0 |  | Not Applicable as per Item Classification |  | Not Applicable
953-6981 | 953-6981 | 203377 Krannich Solar West LLC | -8.3885 |  | No | Other | Shippable | 0 |  | Not Applicable as per Item Classification |  | Not Applicable
953-6982 | 953-6982 | 203377 Krannich Solar West LLC | -10.6818 |  | No | Other | Shippable | 0 |  | Not Applicable as per Item Classification |  | Not Applicable
953-6983 | 953-6983 | 203377 Krannich Solar West LLC | -12.951 |  | No | Other | Shippable | 0 |  | Not Applicable as per Item Classification |  | Not Applicable
953-6984 | 953-6984 | SPA, Manufacturer Rebate for # DS-210-1010, End Date 12/31/2022, Max Qty. , IR LOU Krannich West , 203377 Krannich Solar West LLC | -1.8325 |  | No | Other | Shippable | 0 |  | Not Applicable as per Item Classification |  | Not Applicable
953-6985 | 953-6985 | 203377 Krannich Solar West LLC | -0.5355 |  | No | Other | Shippable | 0 |  | Not Applicable as per Item Classification |  | Not Applicable
953-6986 | 953-6986 | 203377 Krannich Solar West LLC | -5.6179 |  | No | Other | Shippable | 0 |  | Not Applicable as per Item Classification |  | Not Applicable
953-6987 | 953-6987 | 203377 Krannich Solar West LLC | -0.82135 |  | No | Other | Shippable | 0 |  | Not Applicable as per Item Classification |  | Not Applicable
953-6988 | 953-6988 | 203377 Krannich Solar West LLC | -1.2158 |  | No | Other | Shippable | 0 |  | Not Applicable as per Item Classification |  | Not Applicable
953-6989 | 953-6989 | 203377 Krannich Solar West LLC | -1.2158 |  | No | Other | Shippable | 0 |  | Not Applicable as per Item Classification |  | Not Applicable
953-6990 | 953-6990 | 203377 Krannich Solar West LLC | -1.2158 |  | No | Other | Shippable | 0 |  | Not Applicable as per Item Classification |  | Not Applicable
953-6991 | 953-6991 | SPA, Manufacturer Rebate for # DS-210-1049, End Date 12/31/2022, Max Qty. , IR LOU Krannich West , 203377 Krannich Solar West LLC | -3.6169 |  | No | Other | Shippable | 0 |  | Not Applicable as per Item Classification |  | Not Applicable
953-6992 | 953-6992 | 203377 Krannich Solar West LLC | -8.297 |  | No | Other | Shippable | 0 |  | Not Applicable as per Item Classification |  | Not Applicable
953-6993 | 953-6993 | SPA, Manufacturer Rebate for # DS-211-0039, End Date 12/31/2022, Max Qty. , IR LOU Krannich West , 203377 Krannich Solar West LLC | -0.65063 |  | No | Other | Shippable | 0 |  | Not Applicable as per Item Classification |  | Not Applicable
953-6994 | 953-6994 | 203377 Krannich Solar West LLC | -0.33608 |  | No | Other | Shippable | 0 |  | Not Applicable as per Item Classification |  | Not Applicable
953-6995 | 953-6995 | 203377 Krannich Solar West LLC | -0.10504 |  | No | Other | Shippable | 0 |  | Not Applicable as per Item Classification |  | Not Applicable
953-6996 | 953-6996 | 203377 Krannich Solar West LLC | -0.11431 |  | No | Other | Shippable | 0 |  | Not Applicable as per Item Classification |  | Not Applicable
953-6997 | 953-6997 | 203377 Krannich Solar West LLC | -0.063962 |  | No | Other | Shippable | 0 |  | Not Applicable as per Item Classification |  | Not Applicable
953-6998 | 953-6998 | SPA, Manufacturer Rebate for # DS-211-0064, End Date 12/31/2022, Max Qty. , IR LOU Krannich West , 203377 Krannich Solar West LLC | -0.29 |  | No | Other | Shippable | 0 |  | Not Applicable as per Item Classification |  | Not Applicable
953-6999 | 953-6999 | 203377 Krannich Solar West LLC | -0.67572 |  | No | Other | Shippable | 0 |  | Not Applicable as per Item Classification |  | Not Applicable
953-7000 | 953-7000 | 203377 Krannich Solar West LLC | -0.80145 |  | No | Other | Shippable | 0 |  | Not Applicable as per Item Classification |  | Not Applicable
953-7001 | 953-7001 | 203377 Krannich Solar West LLC | -2.0849 |  | No | Other | Shippable | 0 |  | Not Applicable as per Item Classification |  | Not Applicable
953-7002 | 953-7002 | SPA, Manufacturer Rebate for # DS-211-0464, End Date 12/31/2022, Max Qty. , IR LOU Krannich West , 203377 Krannich Solar West LLC | -1.7719 |  | No | Other | Shippable | 0 |  | Not Applicable as per Item Classification |  | Not Applicable
953-7003 | 953-7003 | SPA, Manufacturer Rebate for # DS-211-0465, End Date 12/31/2022, Max Qty. , IR LOU Krannich West , 203377 Krannich Solar West LLC | -1.8925 |  | No | Other | Shippable | 0 |  | Not Applicable as per Item Classification |  | Not Applicable
953-7004 | 953-7004 | 203377 Krannich Solar West LLC | -4.849 |  | No | Other | Shippable | 0 |  | Not Applicable as per Item Classification |  | Not Applicable
953-7005 | 953-7005 | 203377 Krannich Solar West LLC | -5.1416 |  | No | Other | Shippable | 0 |  | Not Applicable as per Item Classification |  | Not Applicable
953-7006 | 953-7006 | 203377 Krannich Solar West LLC | -5.5095 |  | No | Other | Shippable | 0 |  | Not Applicable as per Item Classification |  | Not Applicable
953-7007 | 953-7007 | 203377 Krannich Solar West LLC | -5.795 |  | No | Other | Shippable | 0 |  | Not Applicable as per Item Classification |  | Not Applicable
953-7008 | 953-7008 | 203377 Krannich Solar West LLC | -6.0853 |  | No | Other | Shippable | 0 |  | Not Applicable as per Item Classification |  | Not Applicable
953-7009 | 953-7009 | 203377 Krannich Solar West LLC | -1.8874 |  | No | Other | Shippable | 0 |  | Not Applicable as per Item Classification |  | Not Applicable
953-7010 | 953-7010 | 203377 Krannich Solar West LLC | -2.1271 |  | No | Other | Shippable | 0 |  | Not Applicable as per Item Classification |  | Not Applicable
953-7011 | 953-7011 | 203377 Krannich Solar West LLC | -2.3767 |  | No | Other | Shippable | 0 |  | Not Applicable as per Item Classification |  | Not Applicable
953-7012 | 953-7012 | 203377 Krannich Solar West LLC | -1.206 |  | No | Other | Shippable | 0 |  | Not Applicable as per Item Classification |  | Not Applicable
953-7013 | 953-7013 | SPA, Manufacturer Rebate for # DS-212-0001, End Date 12/31/2022, Max Qty. , IR LOU Krannich West , 203377 Krannich Solar West LLC | -0.42063 |  | No | Other | Shippable | 0 |  | Not Applicable as per Item Classification |  | Not Applicable
953-7014 | 953-7014 | 203377 Krannich Solar West LLC | -2.1973 |  | No | Other | Shippable | 0 |  | Not Applicable as per Item Classification |  | Not Applicable
953-7015 | 953-7015 | 203377 Krannich Solar West LLC | -2.3087 |  | No | Other | Shippable | 0 |  | Not Applicable as per Item Classification |  | Not Applicable
953-7016 | 953-7016 | 203377 Krannich Solar West LLC | -2.3218 |  | No | Other | Shippable | 0 |  | Not Applicable as per Item Classification |  | Not Applicable
953-7017 | 953-7017 | 203377 Krannich Solar West LLC | -2.3218 |  | No | Other | Shippable | 0 |  | Not Applicable as per Item Classification |  | Not Applicable
953-7018 | 953-7018 | 203377 Krannich Solar West LLC | -7.1901 |  | No | Other | Shippable | 0 |  | Not Applicable as per Item Classification |  | Not Applicable
953-7019 | 953-7019 | 203377 Krannich Solar West LLC | -9.3441 |  | No | Other | Shippable | 0 |  | Not Applicable as per Item Classification |  | Not Applicable
953-7020 | 953-7020 | 203377 Krannich Solar West LLC | -25.4165 |  | No | Other | Shippable | 0 |  | Not Applicable as per Item Classification |  | Not Applicable
953-7021 | 953-7021 | 203377 Krannich Solar West LLC | -29.4317 |  | No | Other | Shippable | 0 |  | Not Applicable as per Item Classification |  | Not Applicable
953-7022 | 953-7022 | 203377 Krannich Solar West LLC | -38.1297 |  | No | Other | Shippable | 0 |  | Not Applicable as per Item Classification |  | Not Applicable
953-7023 | 953-7023 | 203377 Krannich Solar West LLC | -32.1019 |  | No | Other | Shippable | 0 |  | Not Applicable as per Item Classification |  | Not Applicable
953-7024 | 953-7024 | 203377 Krannich Solar West LLC | -2.0058 |  | No | Other | Shippable | 0 |  | Not Applicable as per Item Classification |  | Not Applicable
953-7025 | 953-7025 | 203377 Krannich Solar West LLC | -2.0058 |  | No | Other | Shippable | 0 |  | Not Applicable as per Item Classification |  | Not Applicable
953-7026 | 953-7026 | 203377 Krannich Solar West LLC | -7.9602 |  | No | Other | Shippable | 0 |  | Not Applicable as per Item Classification |  | Not Applicable
953-7027 | 953-7027 | 203377 Krannich Solar West LLC | -7.9602 |  | No | Other | Shippable | 0 |  | Not Applicable as per Item Classification |  | Not Applicable
953-7028 | 953-7028 | 203377 Krannich Solar West LLC | -15.1006 |  | No | Other | Shippable | 0 |  | Not Applicable as per Item Classification |  | Not Applicable
953-7029 | 953-7029 | 203377 Krannich Solar West LLC | -0.44574 |  | No | Other | Shippable | 0 |  | Not Applicable as per Item Classification |  | Not Applicable
953-7030 | 953-7030 | 203377 Krannich Solar West LLC | -2.0182 |  | No | Other | Shippable | 0 |  | Not Applicable as per Item Classification |  | Not Applicable
953-7031 | 953-7031 | 203377 Krannich Solar West LLC | -0.49407 |  | No | Other | Shippable | 0 |  | Not Applicable as per Item Classification |  | Not Applicable
953-7032 | 953-7032 | 203377 Krannich Solar West LLC | -0.51487 |  | No | Other | Shippable | 0 |  | Not Applicable as per Item Classification |  | Not Applicable
953-7033 | 953-7033 | 203377 Krannich Solar West LLC | -0.93285 |  | No | Other | Shippable | 0 |  | Not Applicable as per Item Classification |  | Not Applicable
953-7034 | 953-7034 | 203377 Krannich Solar West LLC | -0.99706 |  | No | Other | Shippable | 0 |  | Not Applicable as per Item Classification |  | Not Applicable
953-7035 | 953-7035 | 203377 Krannich Solar West LLC | -0.29806 |  | No | Other | Shippable | 0 |  | Not Applicable as per Item Classification |  | Not Applicable
953-7036 | 953-7036 | 203377 Krannich Solar West LLC | -0.08563 |  | No | Other | Shippable | 0 |  | Not Applicable as per Item Classification |  | Not Applicable
953-7037 | 953-7037 | 203377 Krannich Solar West LLC | -0.14806 |  | No | Other | Shippable | 0 |  | Not Applicable as per Item Classification |  | Not Applicable
953-7038 | 953-7038 | 203377 Krannich Solar West LLC | -0.31563 |  | No | Other | Shippable | 0 |  | Not Applicable as per Item Classification |  | Not Applicable
953-7039 | 953-7039 | 203377 Krannich Solar West LLC | -0.29806 |  | No | Other | Shippable | 0 |  | Not Applicable as per Item Classification |  | Not Applicable
953-7040 | 953-7040 | 203377 Krannich Solar West LLC | -0.31563 |  | No | Other | Shippable | 0 |  | Not Applicable as per Item Classification |  | Not Applicable
953-7041 | 953-7041 | 203377 Krannich Solar West LLC | -0.29806 |  | No | Other | Shippable | 0 |  | Not Applicable as per Item Classification |  | Not Applicable
953-7042 | 953-7042 | 203377 Krannich Solar West LLC | -0.31563 |  | No | Other | Shippable | 0 |  | Not Applicable as per Item Classification |  | Not Applicable
953-7043 | 953-7043 | 203377 Krannich Solar West LLC | -0.29806 |  | No | Other | Shippable | 0 |  | Not Applicable as per Item Classification |  | Not Applicable
953-7044 | 953-7044 | 203377 Krannich Solar West LLC | -0.08563 |  | No | Other | Shippable | 0 |  | Not Applicable as per Item Classification |  | Not Applicable
953-7045 | 953-7045 | 203377 Krannich Solar West LLC | -0.29806 |  | No | Other | Shippable | 0 |  | Not Applicable as per Item Classification |  | Not Applicable
953-7046 | 953-7046 | 203377 Krannich Solar West LLC | -0.31563 |  | No | Other | Shippable | 0 |  | Not Applicable as per Item Classification |  | Not Applicable
953-7047 | 953-7047 | 203377 Krannich Solar West LLC | -0.29806 |  | No | Other | Shippable | 0 |  | Not Applicable as per Item Classification |  | Not Applicable
953-7048 | 953-7048 | 203377 Krannich Solar West LLC | -0.31563 |  | No | Other | Shippable | 0 |  | Not Applicable as per Item Classification |  | Not Applicable
953-7049 | 953-7049 | 203377 Krannich Solar West LLC | -0.40024 |  | No | Other | Shippable | 0 |  | Not Applicable as per Item Classification |  | Not Applicable
953-7050 | 953-7050 | 203377 Krannich Solar West LLC | -0.40024 |  | No | Other | Shippable | 0 |  | Not Applicable as per Item Classification |  | Not Applicable
953-7051 | 953-7051 | 203377 Krannich Solar West LLC | -0.40024 |  | No | Other | Shippable | 0 |  | Not Applicable as per Item Classification |  | Not Applicable
953-7052 | 953-7052 | 203377 Krannich Solar West LLC | -0.40024 |  | No | Other | Shippable | 0 |  | Not Applicable as per Item Classification |  | Not Applicable
953-7053 | 953-7053 | 203377 Krannich Solar West LLC | -0.40024 |  | No | Other | Shippable | 0 |  | Not Applicable as per Item Classification |  | Not Applicable
953-7054 | 953-7054 | 203377 Krannich Solar West LLC | -0.40024 |  | No | Other | Shippable | 0 |  | Not Applicable as per Item Classification |  | Not Applicable
953-7055 | 953-7055 | 203377 Krannich Solar West LLC | -0.50656 |  | No | Other | Shippable | 0 |  | Not Applicable as per Item Classification |  | Not Applicable
953-7056 | 953-7056 | 203377 Krannich Solar West LLC | -1.0299 |  | No | Other | Shippable | 0 |  | Not Applicable as per Item Classification |  | Not Applicable
953-7057 | 953-7057 | 203377 Krannich Solar West LLC | -2.0918 |  | No | Other | Shippable | 0 |  | Not Applicable as per Item Classification |  | Not Applicable
953-7058 | 953-7058 | 203377 Krannich Solar West LLC | -1.8738 |  | No | Other | Shippable | 0 |  | Not Applicable as per Item Classification |  | Not Applicable
953-7059 | 953-7059 | SPA, Manufacturer Rebate for # DS-270-0045, End Date 12/31/2022, Max Qty. , IR LOU Krannich West , 203377 Krannich Solar West LLC | -1.7437 |  | No | Other | Shippable | 0 |  | Not Applicable as per Item Classification |  | Not Applicable
953-7060 | 953-7060 | SPA, Manufacturer Rebate for # DS-270-0046, End Date 12/31/2022, Max Qty. , IR LOU Krannich West , 203377 Krannich Solar West LLC | -1.7437 |  | No | Other | Shippable | 0 |  | Not Applicable as per Item Classification |  | Not Applicable
953-7061 | 953-7061 | SPA, Manufacturer Rebate for # DS-270-0047, End Date 12/31/2022, Max Qty. , IR LOU Krannich West , 203377 Krannich Solar West LLC | -0.88 |  | No | Other | Shippable | 0 |  | Not Applicable as per Item Classification |  | Not Applicable
953-7062 | 953-7062 | SPA, Manufacturer Rebate for # DS-270-0048, End Date 12/31/2022, Max Qty. , IR LOU Krannich West , 203377 Krannich Solar West LLC | -7.4506 |  | No | Other | Shippable | 0 |  | Not Applicable as per Item Classification |  | Not Applicable
953-7063 | 953-7063 | SPA, Manufacturer Rebate for # DS-270-0049, End Date 12/31/2022, Max Qty. , IR LOU Krannich West , 203377 Krannich Solar West LLC | -1.2844 |  | No | Other | Shippable | 0 |  | Not Applicable as per Item Classification |  | Not Applicable
953-7064 | 953-7064 | SPA, Manufacturer Rebate for # DS-270-0050, End Date 12/31/2022, Max Qty. , IR LOU Krannich West , 203377 Krannich Solar West LLC | -1.2844 |  | No | Other | Shippable | 0 |  | Not Applicable as per Item Classification |  | Not Applicable
953-7065 | 953-7065 | SPA, Manufacturer Rebate for # DS-270-0051, End Date 12/31/2022, Max Qty. , IR LOU Krannich West , 203377 Krannich Solar West LLC | -0.535 |  | No | Other | Shippable | 0 |  | Not Applicable as per Item Classification |  | Not Applicable
953-7066 | 953-7066 | SPA, Manufacturer Rebate for # DS-270-0052, End Date 12/31/2022, Max Qty. , IR LOU Krannich West , 203377 Krannich Solar West LLC | -3.9319 |  | No | Other | Shippable | 0 |  | Not Applicable as per Item Classification |  | Not Applicable
953-7067 | 953-7067 | SPA, Manufacturer Rebate for # DS-270-0055, End Date 12/31/2022, Max Qty. , IR LOU Krannich West , 203377 Krannich Solar West LLC | -3.9319 |  | No | Other | Shippable | 0 |  | Not Applicable as per Item Classification |  | Not Applicable
953-7068 | 953-7068 | SPA, Manufacturer Rebate for # DS-270-0056, End Date 12/31/2022, Max Qty. , IR LOU Krannich West , 203377 Krannich Solar West LLC | -4.7044 |  | No | Other | Shippable | 0 |  | Not Applicable as per Item Classification |  | Not Applicable
953-7069 | 953-7069 | SPA, Manufacturer Rebate for # DS-270-0058, End Date 12/31/2022, Max Qty. , IR LOU Krannich West , 203377 Krannich Solar West LLC | -0.175 |  | No | Other | Shippable | 0 |  | Not Applicable as per Item Classification |  | Not Applicable
953-7070 | 953-7070 | SPA, Manufacturer Rebate for # DS-270-0145, End Date 12/31/2022, Max Qty. , IR LOU Krannich West , 203377 Krannich Solar West LLC | -1.1787 |  | No | Other | Shippable | 0 |  | Not Applicable as per Item Classification |  | Not Applicable
953-7071 | 953-7071 | 203377 Krannich Solar West LLC | -0.41127 |  | No | Other | Shippable | 0 |  | Not Applicable as per Item Classification |  | Not Applicable
953-7072 | 953-7072 | 203377 Krannich Solar West LLC | -2.3724 |  | No | Other | Shippable | 0 |  | Not Applicable as per Item Classification |  | Not Applicable
953-7073 | 953-7073 | 203377 Krannich Solar West LLC | -2.3724 |  | No | Other | Shippable | 0 |  | Not Applicable as per Item Classification |  | Not Applicable
953-7074 | 953-7074 | 203377 Krannich Solar West LLC | -3.931 |  | No | Other | Shippable | 0 |  | Not Applicable as per Item Classification |  | Not Applicable
953-7075 | 953-7075 | 203377 Krannich Solar West LLC | -1.9724 |  | No | Other | Shippable | 0 |  | Not Applicable as per Item Classification |  | Not Applicable
953-7076 | 953-7076 | SPA, Manufacturer Rebate for # DS-270-0177, End Date 12/31/2022, Max Qty. , IR LOU Krannich West , 203377 Krannich Solar West LLC | -0.895 |  | No | Other | Shippable | 0 |  | Not Applicable as per Item Classification |  | Not Applicable
953-7077 | 953-7077 | 203377 Krannich Solar West LLC | -2.4852 |  | No | Other | Shippable | 0 |  | Not Applicable as per Item Classification |  | Not Applicable
953-7078 | 953-7078 | 203377 Krannich Solar West LLC | -1.8559 |  | No | Other | Shippable | 0 |  | Not Applicable as per Item Classification |  | Not Applicable
953-7079 | 953-7079 | 203377 Krannich Solar West LLC | -4.3231 |  | No | Other | Shippable | 0 |  | Not Applicable as per Item Classification |  | Not Applicable
953-7080 | 953-7080 | 203377 Krannich Solar West LLC | -0.98521 |  | No | Other | Shippable | 0 |  | Not Applicable as per Item Classification |  | Not Applicable
953-7081 | 953-7081 | 203377 Krannich Solar West LLC | -1.6499 |  | No | Other | Shippable | 0 |  | Not Applicable as per Item Classification |  | Not Applicable
953-7082 | 953-7082 | 203377 Krannich Solar West LLC | -2.3062 |  | No | Other | Shippable | 0 |  | Not Applicable as per Item Classification |  | Not Applicable
953-7083 | 953-7083 | 203377 Krannich Solar West LLC | -1.238 |  | No | Other | Shippable | 0 |  | Not Applicable as per Item Classification |  | Not Applicable
953-7084 | 953-7084 | 203377 Krannich Solar West LLC | -1.238 |  | No | Other | Shippable | 0 |  | Not Applicable as per Item Classification |  | Not Applicable
953-7085 | 953-7085 | 203377 Krannich Solar West LLC | -1.238 |  | No | Other | Shippable | 0 |  | Not Applicable as per Item Classification |  | Not Applicable
953-7086 | 953-7086 | 203377 Krannich Solar West LLC | -0.30504 |  | No | Other | Shippable | 0 |  | Not Applicable as per Item Classification |  | Not Applicable
953-7087 | 953-7087 | SPA, Manufacturer Rebate for # DS-270-0905, End Date 12/31/2022, Max Qty. , IR LOU Krannich West , 203377 Krannich Solar West LLC | -0.40063 |  | No | Other | Shippable | 0 |  | Not Applicable as per Item Classification |  | Not Applicable
953-7088 | 953-7088 | 203377 Krannich Solar West LLC | -0.51855 |  | No | Other | Shippable | 0 |  | Not Applicable as per Item Classification |  | Not Applicable
953-7089 | 953-7089 | 203377 Krannich Solar West LLC | -11.0465 |  | No | Other | Shippable | 0 |  | Not Applicable as per Item Classification |  | Not Applicable
953-7090 | 953-7090 | SPA, Manufacturer Rebate for # DS-270-1002, End Date 12/31/2022, Max Qty. , IR LOU Krannich West , 203377 Krannich Solar West LLC | -4.0838 |  | No | Other | Shippable | 0 |  | Not Applicable as per Item Classification |  | Not Applicable
953-7091 | 953-7091 | SPA, Manufacturer Rebate for # DS-270-1004, End Date 12/31/2022, Max Qty. , IR LOU Krannich West , 203377 Krannich Solar West LLC | -9.2019 |  | No | Other | Shippable | 0 |  | Not Applicable as per Item Classification |  | Not Applicable
953-7092 | 953-7092 | SPA, Manufacturer Rebate for # DS-270-1005, End Date 12/31/2022, Max Qty. , IR LOU Krannich West , 203377 Krannich Solar West LLC | -11.0044 |  | No | Other | Shippable | 0 |  | Not Applicable as per Item Classification |  | Not Applicable
953-7093 | 953-7093 | 203377 Krannich Solar West LLC | -3.065 |  | No | Other | Shippable | 0 |  | Not Applicable as per Item Classification |  | Not Applicable
953-7094 | 953-7094 | SPA, Manufacturer Rebate for # DS-270-1045, End Date 12/31/2022, Max Qty. , IR LOU Krannich West , 203377 Krannich Solar West LLC | -1.1787 |  | No | Other | Shippable | 0 |  | Not Applicable as per Item Classification |  | Not Applicable
953-7095 | 953-7095 | SPA, Manufacturer Rebate for # DS-270-1046, End Date 12/31/2022, Max Qty. , IR LOU Krannich West , 203377 Krannich Solar West LLC | -1.3075 |  | No | Other | Shippable | 0 |  | Not Applicable as per Item Classification |  | Not Applicable
953-7096 | 953-7096 | 203377 Krannich Solar West LLC | -4.8614 |  | No | Other | Shippable | 0 |  | Not Applicable as per Item Classification |  | Not Applicable
953-7097 | 953-7097 | 203377 Krannich Solar West LLC | -2.3739 |  | No | Other | Shippable | 0 |  | Not Applicable as per Item Classification |  | Not Applicable
953-7098 | 953-7098 | 203377 Krannich Solar West LLC | -2.7131 |  | No | Other | Shippable | 0 |  | Not Applicable as per Item Classification |  | Not Applicable
953-7099 | 953-7099 | 203377 Krannich Solar West LLC | -2.3739 |  | No | Other | Shippable | 0 |  | Not Applicable as per Item Classification |  | Not Applicable
953-7100 | 953-7100 | 203377 Krannich Solar West LLC | -2.3739 |  | No | Other | Shippable | 0 |  | Not Applicable as per Item Classification |  | Not Applicable
953-7101 | 953-7101 | 203377 Krannich Solar West LLC | -2.3739 |  | No | Other | Shippable | 0 |  | Not Applicable as per Item Classification |  | Not Applicable
953-7102 | 953-7102 | 203377 Krannich Solar West LLC | -11.3585 |  | No | Other | Shippable | 0 |  | Not Applicable as per Item Classification |  | Not Applicable
953-7103 | 953-7103 | 203377 Krannich Solar West LLC | -0.13328 |  | No | Other | Shippable | 0 |  | Not Applicable as per Item Classification |  | Not Applicable
953-7104 | 953-7104 | 203377 Krannich Solar West LLC | -0.020644 |  | No | Other | Shippable | 0 |  | Not Applicable as per Item Classification |  | Not Applicable
953-7105 | 953-7105 | 203377 Krannich Solar West LLC | -1.9492 |  | No | Other | Shippable | 0 |  | Not Applicable as per Item Classification |  | Not Applicable
953-7106 | 953-7106 | SPA, Manufacturer Rebate for # DS-590-0108, End Date 12/31/2022, Max Qty. , IR LOU Krannich West , 203377 Krannich Solar West LLC | -0.5725 |  | No | Other | Shippable | 0 |  | Not Applicable as per Item Classification |  | Not Applicable
953-7107 | 953-7107 | 203377 Krannich Solar West LLC | -1.0454 |  | No | Other | Shippable | 0 |  | Not Applicable as per Item Classification |  | Not Applicable
953-7108 | 953-7108 | 203377 Krannich Solar West LLC | -0.61694 |  | No | Other | Shippable | 0 |  | Not Applicable as per Item Classification |  | Not Applicable
953-7109 | 953-7109 | 203377 Krannich Solar West LLC | -1.8132 |  | No | Other | Shippable | 0 |  | Not Applicable as per Item Classification |  | Not Applicable
953-7110 | 953-7110 | 203377 Krannich Solar West LLC | -0.70679 |  | No | Other | Shippable | 0 |  | Not Applicable as per Item Classification |  | Not Applicable
953-7111 | 953-7111 | 203377 Krannich Solar West LLC | -0.68639 |  | No | Other | Shippable | 0 |  | Not Applicable as per Item Classification |  | Not Applicable
953-7112 | 953-7112 | 203377 Krannich Solar West LLC | -1.5877 |  | No | Other | Shippable | 0 |  | Not Applicable as per Item Classification |  | Not Applicable
953-7113 | 953-7113 | 203377 Krannich Solar West LLC | -0.9557 |  | No | Other | Shippable | 0 |  | Not Applicable as per Item Classification |  | Not Applicable
953-7114 | 953-7114 | SPA, Manufacturer Rebate for # DS-590-0122, End Date 12/31/2022, Max Qty. , IR LOU Krannich West , 203377 Krannich Solar West LLC | -0.08375 |  | No | Other | Shippable | 0 |  | Not Applicable as per Item Classification |  | Not Applicable
953-7115 | 953-7115 | SPA, ENPHASE ENERGY, INC., Manufacturer Rebate for 321-0215, End Date 12/31/2021, Max Qty. 500, Q-00012221, 4204627 Solair LLC | -15.29 |  | No | Other | Shippable | 0 |  | Not Applicable as per Item Classification |  | Not Applicable
953-7116 | 953-7116 | SPA, ENPHASE ENERGY, INC., Manufacturer Rebate for 321-0216, End Date 12/31/2021, Max Qty. 500, Q-00012221, 4204627 Solair LLC | -15.13 |  | No | Other | Shippable | 0 |  | Not Applicable as per Item Classification |  | Not Applicable
953-7117 | 953-7117 | SPA, ENPHASE ENERGY, INC., Manufacturer Rebate for 321-0223, End Date 12/31/2021, Max Qty. 100, Q-00012221, 4204627 Solair LLC | -16.31 |  | No | Other | Shippable | 0 |  | Not Applicable as per Item Classification |  | Not Applicable
953-7118 | 953-7118 | SPA, ENPHASE ENERGY, INC., Manufacturer Rebate for 321-0216, End Date 12/31/2021, Max Qty. 3000, Q-00011777, 4205088 Top Tier Solar Solutions | -10.27 |  | No | Other | Shippable | 0 |  | Not Applicable as per Item Classification |  | Not Applicable
953-7119 | 953-7119 | SPA, ENPHASE ENERGY, INC., Manufacturer Rebate for 321-0215, End Date 12/31/2021, Q-00012187, 4204952 Evolution Solar, LLC dba Advanced Solar | -15.39 |  | No | Other | Shippable | 0 |  | Not Applicable as per Item Classification |  | Not Applicable
953-7120 | 953-7120 | SPA, ENPHASE ENERGY, INC., Manufacturer Rebate for 321-0216, End Date 12/31/2021, Max Qty. 1200, Q-00012187, 4204952 Evolution Solar, LLC dba Advanced Solar | -15.13 |  | No | Other | Shippable | 0 |  | Not Applicable as per Item Classification |  | Not Applicable
953-7121 | 953-7121 | SPA, ENPHASE ENERGY, INC., Manufacturer Rebate for 321-0223, End Date 12/31/2021, Q-00012187, 4204952 Evolution Solar, LLC dba Advanced Solar | -17.62 |  | No | Other | Shippable | 0 |  | Not Applicable as per Item Classification |  | Not Applicable
953-7122 | 953-7122 | SPA, ENPHASE ENERGY, INC., Manufacturer Rebate for 321-0215, End Date 12/31/2021, Max Qty. 600, Q-00012199, 30870 Icon Solar Power | -10.89 |  | No | Other | Shippable | 0 |  | Not Applicable as per Item Classification |  | Not Applicable
953-7123 | 953-7123 | SPA, ENPHASE ENERGY, INC., Manufacturer Rebate for 321-0216, End Date 12/31/2021, Max Qty. 1000, Q-00012199, 30870 Icon Solar Power | -17.69 |  | No | Other | Shippable | 0 |  | Not Applicable as per Item Classification |  | Not Applicable
953-7124 | 953-7124 | SPA, ENPHASE ENERGY, INC., Manufacturer Rebate for 321-0223, End Date 12/31/2021, Max Qty. 100, Q-00012199, 30870 Icon Solar Power | -10.72 |  | No | Other | Shippable | 0 |  | Not Applicable as per Item Classification |  | Not Applicable
953-7125 | 953-7125 | SPA, SOLAREDGE TECHNOLOGIES INC, Manufacturer Rebate for 310-0595, End Date 6/30/2022, SOL1360, 4203896 Texas Solar Integrated | -169.42 |  | No | Other | Shippable | 0 |  | Not Applicable as per Item Classification |  | Not Applicable
953-7126 | 953-7126 | SPA, SOLAREDGE TECHNOLOGIES INC, Manufacturer Rebate for 310-0596, End Date 6/30/2022, SOL1360, 4203896 Texas Solar Integrated | -331.28 |  | No | Other | Shippable | 0 |  | Not Applicable as per Item Classification |  | Not Applicable
953-7127 | 953-7127 | SPA, SOLAREDGE TECHNOLOGIES INC, Manufacturer Rebate for 310-0597, End Date 6/30/2022, SOL1360, 4203896 Texas Solar Integrated | -342.09 |  | No | Other | Shippable | 0 |  | Not Applicable as per Item Classification |  | Not Applicable
953-7128 | 953-7128 | SPA, SOLAREDGE TECHNOLOGIES INC, Manufacturer Rebate for 310-0598, End Date 6/30/2022, SOL1360, 4203896 Texas Solar Integrated | -326.58 |  | No | Other | Shippable | 0 |  | Not Applicable as per Item Classification |  | Not Applicable
953-7129 | 953-7129 | SPA, SOLAREDGE TECHNOLOGIES INC, Manufacturer Rebate for 310-0599, End Date 6/30/2022, SOL1360, 4203896 Texas Solar Integrated | -280.44 |  | No | Other | Shippable | 0 |  | Not Applicable as per Item Classification |  | Not Applicable
953-7130 | 953-7130 | SPA, SOLAREDGE TECHNOLOGIES INC, Manufacturer Rebate for 310-0600, End Date 6/30/2022, SOL1360, 4203896 Texas Solar Integrated | -297.72 |  | No | Other | Shippable | 0 |  | Not Applicable as per Item Classification |  | Not Applicable
953-7131 | 953-7131 | SPA, SOLAREDGE TECHNOLOGIES INC, Manufacturer Rebate for 310-0639, End Date 6/30/2022, SOL1360, 4203896 Texas Solar Integrated | -231.89 |  | No | Other | Shippable | 0 |  | Not Applicable as per Item Classification |  | Not Applicable
953-7132 | 953-7132 | SPA, SOLAREDGE TECHNOLOGIES INC, Manufacturer Rebate for 310-0641, End Date 6/30/2022, SOL1360, 4203896 Texas Solar Integrated | -408.2 |  | No | Other | Shippable | 0 |  | Not Applicable as per Item Classification |  | Not Applicable
953-7133 | 953-7133 | SPA, SOLAREDGE TECHNOLOGIES INC, Manufacturer Rebate for 310-0644, End Date 6/30/2022, SOL1360, 4203896 Texas Solar Integrated | -346.12 |  | No | Other | Shippable | 0 |  | Not Applicable as per Item Classification |  | Not Applicable
953-7134 | 953-7134 | SPA, SOLAREDGE TECHNOLOGIES INC, Manufacturer Rebate for 310-0645, End Date 6/30/2022, SOL1360, 4203896 Texas Solar Integrated | -363.9 |  | No | Other | Shippable | 0 |  | Not Applicable as per Item Classification |  | Not Applicable
953-7135 | 953-7135 | SPA, SOLAREDGE TECHNOLOGIES INC, Manufacturer Rebate for 565-0211, End Date 6/30/2022, SOL1360, 4203896 Texas Solar Integrated | -13.81 |  | No | Other | Shippable | 0 |  | Not Applicable as per Item Classification |  | Not Applicable
953-7136 | 953-7136 | SPA, SOLAREDGE TECHNOLOGIES INC, Manufacturer Rebate for 565-0206, End Date 6/30/2022, SOL1360, 4203896 Texas Solar Integrated | -13.71 |  | No | Other | Shippable | 0 |  | Not Applicable as per Item Classification |  | Not Applicable
953-7137 | 953-7137 | SPA, SOLAREDGE TECHNOLOGIES INC, Manufacturer Rebate for 565-0230, End Date 6/30/2022, SOL1360, 4203896 Texas Solar Integrated | -13.72 |  | No | Other | Shippable | 0 |  | Not Applicable as per Item Classification |  | Not Applicable
953-7138 | 953-7138 | SPA, SOLAREDGE TECHNOLOGIES INC, Manufacturer Rebate for 570-0240, End Date 6/30/2020, SOL1360, 4203896 Texas Solar Integrated | -67.18 |  | No | Other | Shippable | 0 |  | Not Applicable as per Item Classification |  | Not Applicable
953-7139 | 953-7139 | SPA, SOLARIA CORP, Manufacturer Rebate for 110-1254, End Date 12/31/2021, Max Qty. 500, Solaria Diamond SPA Element Electric, 4203164 Element Electric Inc | -36.05 |  | No | Other | Shippable | 0 |  | Not Applicable as per Item Classification |  | Not Applicable
953-7140 | 953-7140 | SPA, SOLARIA CORP, Manufacturer Rebate for 110-1254, End Date 12/31/2021, Solaria $0.06 per watt - 83685 Beach Cities Solar Inc, 83685 Beach Cities Solar Inc | -24 |  | No | Other | Shippable | 0 |  | Not Applicable as per Item Classification |  | Not Applicable
953-7141 | 953-7141 | SPA, ENPHASE ENERGY, INC., Manufacturer Rebate for 321-0216, End Date 12/31/2021, Max Qty. 700, Q-00012301, 4204650 Bright House Energy Construction, INC | -13.2 |  | No | Other | Shippable | 0 |  | Not Applicable as per Item Classification |  | Not Applicable
953-7142 | 953-7142 | SPA, ENPHASE ENERGY, INC., Manufacturer Rebate for 321-0223, End Date 12/31/2021, Max Qty. 700, Q-00012301, 4204650 Bright House Energy Construction, INC | -13.22 |  | No | Other | Shippable | 0 |  | Not Applicable as per Item Classification |  | Not Applicable
953-7143 | 953-7143 | SPA, PANASONIC CORPORATION OF NORTH AMERICA, Manufacturer Rebate for 110-1265, End Date 12/31/2021, Panasonic SPA, 4204910 Pure Energy Group, Inc. | -62.97 |  | No | Other | Shippable | 0 |  | Not Applicable as per Item Classification |  | Not Applicable
953-7144 | 953-7144 | SPA, IRONRIDGE, Manufacturer Rebate for 270-1046, End Date 12/31/2021, Krannich LOU, 4202954 Krannich Solar East LLC | -0.87 |  | No | Other | Shippable | 0 |  | Not Applicable as per Item Classification |  | Not Applicable
953-7145 | 953-7145 | SPA, IRONRIDGE, Manufacturer Rebate for DS-210-0501, End Date 12/31/2021, Krannich LOU, 4202954 Krannich Solar East LLC | -3.45 |  | No | Other | Shippable | 0 |  | Not Applicable as per Item Classification |  | Not Applicable
953-7146 | 953-7146 | SPA, UNIRAC INC, Manufacturer Rebate for 213-0076, End Date 12/31/2022, Titanium, 4205145 Titanium Solar LLC | -18.68 |  | No | Other | Shippable | 0 |  | Not Applicable as per Item Classification |  | Not Applicable
953-7147 | 953-7147 | SPA, UNIRAC INC, Manufacturer Rebate for 213-0016, End Date 12/31/2022, Titanium Unirac, 4205145 Titanium Solar LLC | -0.83 |  | No | Other | Shippable | 0 |  | Not Applicable as per Item Classification |  | Not Applicable
953-7148 | 953-7148 | SPA, UNIRAC INC, Manufacturer Rebate for 213-0017, End Date 12/31/2022, Titanium Unirac, 4205145 Titanium Solar LLC | -1.39 |  | No | Other | Shippable | 0 |  | Not Applicable as per Item Classification |  | Not Applicable
953-7149 | 953-7149 | SPA, UNIRAC INC, Manufacturer Rebate for 213-0015, End Date 12/31/2022, Titanium Unirac, 4205145 Titanium Solar LLC | -0.98 |  | No | Other | Shippable | 0 |  | Not Applicable as per Item Classification |  | Not Applicable
953-7150 | 953-7150 | SPA, UNIRAC INC, Manufacturer Rebate for 213-0002, End Date 12/31/2022, Titanium Unirac, 4205145 Titanium Solar LLC | -0.92 |  | No | Other | Shippable | 0 |  | Not Applicable as per Item Classification |  | Not Applicable
953-7151 | 953-7151 | SPA, UNIRAC INC, Manufacturer Rebate for 213-0022, End Date 12/31/2022, Titanium Unirac, 4205145 Titanium Solar LLC | -1.11 |  | No | Other | Shippable | 0 |  | Not Applicable as per Item Classification |  | Not Applicable
953-7152 | 953-7152 | SPA, UNIRAC INC, Manufacturer Rebate for 213-0019, End Date 12/31/2022, Titanium Unirac, 4205145 Titanium Solar LLC | -0.81 |  | No | Other | Shippable | 0 |  | Not Applicable as per Item Classification |  | Not Applicable
953-7153 | 953-7153 | SPA, UNIRAC INC, Manufacturer Rebate for 213-0014, End Date 12/31/2022, Titanium Unirac, 4205145 Titanium Solar LLC | -0.64 |  | No | Other | Shippable | 0 |  | Not Applicable as per Item Classification |  | Not Applicable
953-7154 | 953-7154 | SPA, UNIRAC INC, Manufacturer Rebate for 213-0001, End Date 12/31/2022, Titanium Unirac, 4205145 Titanium Solar LLC | -1.17 |  | No | Other | Shippable | 0 |  | Not Applicable as per Item Classification |  | Not Applicable
953-7155 | 953-7155 | SPA, UNIRAC INC, Manufacturer Rebate for 213-0003, End Date 12/31/2022, Titanium Unirac, 4205145 Titanium Solar LLC | -1.5 |  | No | Other | Shippable | 0 |  | Not Applicable as per Item Classification |  | Not Applicable
953-7156 | 953-7156 | SPA, UNIRAC INC, Manufacturer Rebate for 213-0004, End Date 12/31/2022, Titanium Unirac, 4205145 Titanium Solar LLC | -0.79 |  | No | Other | Shippable | 0 |  | Not Applicable as per Item Classification |  | Not Applicable
953-7157 | 953-7157 | SPA, UNIRAC INC, Manufacturer Rebate for 213-0021, End Date 12/31/2022, Titanium Unirac, 4205145 Titanium Solar LLC | -0.31 |  | No | Other | Shippable | 0 |  | Not Applicable as per Item Classification |  | Not Applicable
953-7158 | 953-7158 | SPA, UNIRAC INC, Manufacturer Rebate for 213-0007, End Date 12/31/2022, Titanium Unirac, 4205145 Titanium Solar LLC | -1.83 |  | No | Other | Shippable | 0 |  | Not Applicable as per Item Classification |  | Not Applicable
953-7159 | 953-7159 | SPA, UNIRAC INC, Manufacturer Rebate for 213-0010, End Date 12/31/2022, Titanium Unirac, 4205145 Titanium Solar LLC | -1.77 |  | No | Other | Shippable | 0 |  | Not Applicable as per Item Classification |  | Not Applicable
953-7160 | 953-7160 | SPA, UNIRAC INC, Manufacturer Rebate for 213-0013, End Date 12/31/2022, Titanium Unirac, 4205145 Titanium Solar LLC | -1.75 |  | No | Other | Shippable | 0 |  | Not Applicable as per Item Classification |  | Not Applicable
953-7161 | 953-7161 | SPA, SOLARIA CORP, Manufacturer Rebate for 110-1247, End Date 12/31/2021, Platinum, 5425 PEAK POWER SOLUTIONS | -16.78 |  | No | Other | Shippable | 0 |  | Not Applicable as per Item Classification |  | Not Applicable
953-7162 | 953-7162 | SPA, SOLARIA CORP, Manufacturer Rebate for 110-1254, End Date 12/31/2021, Platinum, 5425 PEAK POWER SOLUTIONS | -43.83 |  | No | Other | Shippable | 0 |  | Not Applicable as per Item Classification |  | Not Applicable
953-7163 | 953-7163 | SPA, SOLARIA CORP, Manufacturer Rebate for 110-1254, End Date 12/31/2021, Max Qty. 3000, Diamond Level - $0.10, 4204372 Slo Sun Energy Inc. | -40 |  | No | Other | Shippable | 0 |  | Not Applicable as per Item Classification |  | Not Applicable
953-7164 | 953-7164 | SPA, SOLAREDGE TECHNOLOGIES INC, Manufacturer Rebate for 330-0572, End Date 6/30/2022, SOL1250, 4204719 Motive Energy Telecommunications Group, Inc. dba Motive Infrastructure Solutions | -500 |  | No | Other | Shippable | 0 |  | Not Applicable as per Item Classification |  | Not Applicable
953-7165 | 953-7165 | SPA, SOLAREDGE TECHNOLOGIES INC, Manufacturer Rebate for 565-0229, End Date 6/30/2022, SOL1250, 4204719 Motive Energy Telecommunications Group, Inc. dba Motive Infrastructure Solutions | -1.78 |  | No | Other | Shippable | 0 |  | Not Applicable as per Item Classification |  | Not Applicable
953-7166 | 953-7166 | SPA, Manufacturer Rebate for # 210-0054, End Date 12/31/2022, Max Qty. , IR LOU Krannich East , 4202954 Krannich Solar East LLC | -2.219 |  | No | Other | Shippable | 0 |  | Not Applicable as per Item Classification |  | Not Applicable
953-7167 | 953-7167 | SPA, Manufacturer Rebate for # 210-0248, End Date 12/31/2022, Max Qty. , IR LOU Krannich East , 4202954 Krannich Solar East LLC | 1.1265 |  | No | Other | Shippable | 0 |  | Not Applicable as per Item Classification |  | Not Applicable
953-7168 | 953-7168 | SPA, Manufacturer Rebate for # 210-0249, End Date 12/31/2022, Max Qty. , IR LOU Krannich East , 4202954 Krannich Solar East LLC | 1.318 |  | No | Other | Shippable | 0 |  | Not Applicable as per Item Classification |  | Not Applicable
953-7169 | 953-7169 | SPA, Manufacturer Rebate for # 210-0296, End Date 12/31/2022, Max Qty. , IR LOU Krannich East , 4202954 Krannich Solar East LLC | -3.228 |  | No | Other | Shippable | 0 |  | Not Applicable as per Item Classification |  | Not Applicable
953-7170 | 953-7170 | SPA, Manufacturer Rebate for # 210-0501, End Date 12/31/2022, Max Qty. , IR LOU Krannich East , 4202954 Krannich Solar East LLC | -2.69 |  | No | Other | Shippable | 0 |  | Not Applicable as per Item Classification |  | Not Applicable
953-7171 | 953-7171 | SPA, Manufacturer Rebate for # 210-0579, End Date 12/31/2022, Max Qty. , IR LOU Krannich East , 4202954 Krannich Solar East LLC | -3.092 |  | No | Other | Shippable | 0 |  | Not Applicable as per Item Classification |  | Not Applicable
953-7172 | 953-7172 | SPA, Manufacturer Rebate for # 210-0674, End Date 12/31/2022, Max Qty. , IR LOU Krannich East , 4202954 Krannich Solar East LLC | -1.028 |  | No | Other | Shippable | 0 |  | Not Applicable as per Item Classification |  | Not Applicable
953-7173 | 953-7173 | SPA, Manufacturer Rebate for # 210-0691, End Date 12/31/2022, Max Qty. , IR LOU Krannich East , 4202954 Krannich Solar East LLC | -0.759 |  | No | Other | Shippable | 0 |  | Not Applicable as per Item Classification |  | Not Applicable
953-7174 | 953-7174 | SPA, Manufacturer Rebate for # 210-0694, End Date 12/31/2022, Max Qty. , IR LOU Krannich East , 4202954 Krannich Solar East LLC | -0.904 |  | No | Other | Shippable | 0 |  | Not Applicable as per Item Classification |  | Not Applicable
953-7175 | 953-7175 | SPA, Manufacturer Rebate for # 210-0949, End Date 12/31/2022, Max Qty. , IR LOU Krannich East , 4202954 Krannich Solar East LLC | -3.424 |  | No | Other | Shippable | 0 |  | Not Applicable as per Item Classification |  | Not Applicable
953-7176 | 953-7176 | SPA, Manufacturer Rebate for # 210-0989, End Date 12/31/2022, Max Qty. , IR LOU Krannich East , 4202954 Krannich Solar East LLC | -1.22 |  | No | Other | Shippable | 0 |  | Not Applicable as per Item Classification |  | Not Applicable
953-7177 | 953-7177 | SPA, Manufacturer Rebate for # 210-0995, End Date 12/31/2022, Max Qty. , IR LOU Krannich East , 4202954 Krannich Solar East LLC | -1.4535 |  | No | Other | Shippable | 0 |  | Not Applicable as per Item Classification |  | Not Applicable
953-7178 | 953-7178 | SPA, Manufacturer Rebate for # 210-0998, End Date 12/31/2022, Max Qty. , IR LOU Krannich East , 4202954 Krannich Solar East LLC | -1.83 |  | No | Other | Shippable | 0 |  | Not Applicable as per Item Classification |  | Not Applicable
953-7179 | 953-7179 | SPA, Manufacturer Rebate for # 210-0999, End Date 12/31/2022, Max Qty. , IR LOU Krannich East , 4202954 Krannich Solar East LLC | -2.328 |  | No | Other | Shippable | 0 |  | Not Applicable as per Item Classification |  | Not Applicable
953-7180 | 953-7180 | SPA, Manufacturer Rebate for # 210-1000, End Date 12/31/2022, Max Qty. , IR LOU Krannich East , 4202954 Krannich Solar East LLC | -2.8175 |  | No | Other | Shippable | 0 |  | Not Applicable as per Item Classification |  | Not Applicable
953-7181 | 953-7181 | SPA, Manufacturer Rebate for # 210-1001, End Date 12/31/2022, Max Qty. , IR LOU Krannich East , 4202954 Krannich Solar East LLC | -2.546 |  | No | Other | Shippable | 0 |  | Not Applicable as per Item Classification |  | Not Applicable
953-7182 | 953-7182 | SPA, Manufacturer Rebate for # 210-1002, End Date 12/31/2022, Max Qty. , IR LOU Krannich East , 4202954 Krannich Solar East LLC | -2.979 |  | No | Other | Shippable | 0 |  | Not Applicable as per Item Classification |  | Not Applicable
953-7183 | 953-7183 | SPA, Manufacturer Rebate for # 210-1003, End Date 12/31/2022, Max Qty. , IR LOU Krannich East , 4202954 Krannich Solar East LLC | -3.236 |  | No | Other | Shippable | 0 |  | Not Applicable as per Item Classification |  | Not Applicable
953-7184 | 953-7184 | SPA, Manufacturer Rebate for # 210-1004, End Date 12/31/2022, Max Qty. , IR LOU Krannich East , 4202954 Krannich Solar East LLC | -3.793 |  | No | Other | Shippable | 0 |  | Not Applicable as per Item Classification |  | Not Applicable
953-7185 | 953-7185 | SPA, Manufacturer Rebate for # 210-1004-B, End Date 12/31/2022, Max Qty. , IR LOU Krannich East , 4202954 Krannich Solar East LLC | 2.547 |  | No | Other | Shippable | 0 |  | Not Applicable as per Item Classification |  | Not Applicable
953-7186 | 953-7186 | SPA, Manufacturer Rebate for # 210-1005, End Date 12/31/2022, Max Qty. , IR LOU Krannich East , 4202954 Krannich Solar East LLC | -3.9275 |  | No | Other | Shippable | 0 |  | Not Applicable as per Item Classification |  | Not Applicable
953-7187 | 953-7187 | SPA, Manufacturer Rebate for # 210-1006, End Date 12/31/2022, Max Qty. , IR LOU Krannich East , 4202954 Krannich Solar East LLC | -4.6155 |  | No | Other | Shippable | 0 |  | Not Applicable as per Item Classification |  | Not Applicable
953-7188 | 953-7188 | SPA, Manufacturer Rebate for # 210-1006-B, End Date 12/31/2022, Max Qty. , IR LOU Krannich East , 4202954 Krannich Solar East LLC | 3.086 |  | No | Other | Shippable | 0 |  | Not Applicable as per Item Classification |  | Not Applicable
953-7189 | 953-7189 | SPA, Manufacturer Rebate for # 210-1007, End Date 12/31/2022, Max Qty. , IR LOU Krannich East , 4202954 Krannich Solar East LLC | -3.8675 |  | No | Other | Shippable | 0 |  | Not Applicable as per Item Classification |  | Not Applicable
953-7190 | 953-7190 | SPA, Manufacturer Rebate for # 210-1007-B, End Date 12/31/2022, Max Qty. , IR LOU Krannich East , 4202954 Krannich Solar East LLC | -3.434 |  | No | Other | Shippable | 0 |  | Not Applicable as per Item Classification |  | Not Applicable
953-7191 | 953-7191 | SPA, Manufacturer Rebate for # 210-1008, End Date 12/31/2022, Max Qty. , IR LOU Krannich East , 4202954 Krannich Solar East LLC | -4.9195 |  | No | Other | Shippable | 0 |  | Not Applicable as per Item Classification |  | Not Applicable
953-7192 | 953-7192 | SPA, Manufacturer Rebate for # 210-1008-B, End Date 12/31/2022, Max Qty. , IR LOU Krannich East , 4202954 Krannich Solar East LLC | 3.243 |  | No | Other | Shippable | 0 |  | Not Applicable as per Item Classification |  | Not Applicable
953-7193 | 953-7193 | SPA, Manufacturer Rebate for # 210-1009, End Date 12/31/2022, Max Qty. , IR LOU Krannich East , 4202954 Krannich Solar East LLC | -5.958 |  | No | Other | Shippable | 0 |  | Not Applicable as per Item Classification |  | Not Applicable
953-7194 | 953-7194 | SPA, Manufacturer Rebate for # 210-1009-B, End Date 12/31/2022, Max Qty. , IR LOU Krannich East , 4202954 Krannich Solar East LLC | 3.93 |  | No | Other | Shippable | 0 |  | Not Applicable as per Item Classification |  | Not Applicable
953-7195 | 953-7195 | SPA, Manufacturer Rebate for # 210-1010, End Date 12/31/2022, Max Qty. , IR LOU Krannich East , 4202954 Krannich Solar East LLC | -1.22 |  | No | Other | Shippable | 0 |  | Not Applicable as per Item Classification |  | Not Applicable
953-7196 | 953-7196 | SPA, Manufacturer Rebate for # 210-1019, End Date 12/31/2022, Max Qty. , IR LOU Krannich East , 4202954 Krannich Solar East LLC | 0.7395 |  | No | Other | Shippable | 0 |  | Not Applicable as per Item Classification |  | Not Applicable
953-7197 | 953-7197 | SPA, Manufacturer Rebate for # 210-1025, End Date 12/31/2022, Max Qty. , IR LOU Krannich East , 4202954 Krannich Solar East LLC | -2.192 |  | No | Other | Shippable | 0 |  | Not Applicable as per Item Classification |  | Not Applicable
953-7198 | 953-7198 | SPA, Manufacturer Rebate for # 210-1025-B, End Date 12/31/2022, Max Qty. , IR LOU Krannich East , 4202954 Krannich Solar East LLC | -4.1355 |  | No | Other | Shippable | 0 |  | Not Applicable as per Item Classification |  | Not Applicable
953-7199 | 953-7199 | SPA, Manufacturer Rebate for # 210-1026, End Date 12/31/2022, Max Qty. , IR LOU Krannich East , 4202954 Krannich Solar East LLC | -2.7865 |  | No | Other | Shippable | 0 |  | Not Applicable as per Item Classification |  | Not Applicable
953-7200 | 953-7200 | SPA, Manufacturer Rebate for # 210-1027, End Date 12/31/2022, Max Qty. , IR LOU Krannich East , 4202954 Krannich Solar East LLC | -3.3855 |  | No | Other | Shippable | 0 |  | Not Applicable as per Item Classification |  | Not Applicable
953-7201 | 953-7201 | SPA, Manufacturer Rebate for # 210-1040, End Date 12/31/2022, Max Qty. , IR LOU Krannich East , 4202954 Krannich Solar East LLC | -0.678 |  | No | Other | Shippable | 0 |  | Not Applicable as per Item Classification |  | Not Applicable
953-7202 | 953-7202 | SPA, Manufacturer Rebate for # 210-1042, End Date 12/31/2022, Max Qty. , IR LOU Krannich East , 4202954 Krannich Solar East LLC | -0.678 |  | No | Other | Shippable | 0 |  | Not Applicable as per Item Classification |  | Not Applicable
953-7203 | 953-7203 | SPA, Manufacturer Rebate for # 210-1044, End Date 12/31/2022, Max Qty. , IR LOU Krannich East , 4202954 Krannich Solar East LLC | -0.678 |  | No | Other | Shippable | 0 |  | Not Applicable as per Item Classification |  | Not Applicable
953-7205 | 953-7205 | SPA, Manufacturer Rebate for # 210-1051, End Date 12/31/2022, Max Qty. , IR LOU Krannich East , 4202954 Krannich Solar East LLC | -2.6845 |  | No | Other | Shippable | 0 |  | Not Applicable as per Item Classification |  | Not Applicable
953-7206 | 953-7206 | SPA, Manufacturer Rebate for # 210-1053, End Date 12/31/2022, Max Qty. , IR LOU Krannich East , 4202954 Krannich Solar East LLC | -2.605 |  | No | Other | Shippable | 0 |  | Not Applicable as per Item Classification |  | Not Applicable
953-7207 | 953-7207 | SPA, Manufacturer Rebate for # 210-1055, End Date 12/31/2022, Max Qty. , IR LOU Krannich East , 4202954 Krannich Solar East LLC | -3.454 |  | No | Other | Shippable | 0 |  | Not Applicable as per Item Classification |  | Not Applicable
953-7208 | 953-7208 | SPA, Manufacturer Rebate for # 210-1066, End Date 12/31/2022, Max Qty. , IR LOU Krannich East , 4202954 Krannich Solar East LLC | -5.6035 |  | No | Other | Shippable | 0 |  | Not Applicable as per Item Classification |  | Not Applicable
953-7209 | 953-7209 | SPA, Manufacturer Rebate for # 211-0008, End Date 12/31/2022, Max Qty. , IR LOU Krannich East , 4202954 Krannich Solar East LLC | -0.1735 |  | No | Other | Shippable | 0 |  | Not Applicable as per Item Classification |  | Not Applicable
953-7210 | 953-7210 | SPA, Manufacturer Rebate for # 211-0016, End Date 12/31/2022, Max Qty. , IR LOU Krannich East , 4202954 Krannich Solar East LLC | -0.2515 |  | No | Other | Shippable | 0 |  | Not Applicable as per Item Classification |  | Not Applicable
953-7211 | 953-7211 | SPA, Manufacturer Rebate for # 211-0017, End Date 12/31/2022, Max Qty. , IR LOU Krannich East , 4202954 Krannich Solar East LLC | -0.2865 |  | No | Other | Shippable | 0 |  | Not Applicable as per Item Classification |  | Not Applicable
953-7212 | 953-7212 | SPA, Manufacturer Rebate for # 211-0018, End Date 12/31/2022, Max Qty. , IR LOU Krannich East , 4202954 Krannich Solar East LLC | -0.346 |  | No | Other | Shippable | 0 |  | Not Applicable as per Item Classification |  | Not Applicable
953-7213 | 953-7213 | SPA, Manufacturer Rebate for # 211-0019, End Date 12/31/2022, Max Qty. , IR LOU Krannich East , 4202954 Krannich Solar East LLC | -0.468 |  | No | Other | Shippable | 0 |  | Not Applicable as per Item Classification |  | Not Applicable
953-7214 | 953-7214 | SPA, Manufacturer Rebate for # 211-0020, End Date 12/31/2022, Max Qty. , IR LOU Krannich East , 4202954 Krannich Solar East LLC | -0.737 |  | No | Other | Shippable | 0 |  | Not Applicable as per Item Classification |  | Not Applicable
953-7215 | 953-7215 | SPA, Manufacturer Rebate for # 211-0022, End Date 12/31/2022, Max Qty. , IR LOU Krannich East , 4202954 Krannich Solar East LLC | -0.8085 |  | No | Other | Shippable | 0 |  | Not Applicable as per Item Classification |  | Not Applicable
953-7216 | 953-7216 | SPA, Manufacturer Rebate for # 211-0024, End Date 12/31/2022, Max Qty. , IR LOU Krannich East , 4202954 Krannich Solar East LLC | -0.7615 |  | No | Other | Shippable | 0 |  | Not Applicable as per Item Classification |  | Not Applicable
953-7217 | 953-7217 | SPA, Manufacturer Rebate for # 211-0039, End Date 12/31/2022, Max Qty. , IR LOU Krannich East , 4202954 Krannich Solar East LLC | -0.3715 |  | No | Other | Shippable | 0 |  | Not Applicable as per Item Classification |  | Not Applicable
953-7218 | 953-7218 | SPA, Manufacturer Rebate for # 211-0042, End Date 12/31/2022, Max Qty. , IR LOU Krannich East , 4202954 Krannich Solar East LLC | -0.421 |  | No | Other | Shippable | 0 |  | Not Applicable as per Item Classification |  | Not Applicable
953-7219 | 953-7219 | SPA, Manufacturer Rebate for # 211-0057, End Date 12/31/2022, Max Qty. , IR LOU Krannich East , 4202954 Krannich Solar East LLC | -0.1535 |  | No | Other | Shippable | 0 |  | Not Applicable as per Item Classification |  | Not Applicable
953-7220 | 953-7220 | SPA, Manufacturer Rebate for # 211-0058, End Date 12/31/2022, Max Qty. , IR LOU Krannich East , 4202954 Krannich Solar East LLC | -0.163 |  | No | Other | Shippable | 0 |  | Not Applicable as per Item Classification |  | Not Applicable
953-7221 | 953-7221 | SPA, Manufacturer Rebate for # 211-0061, End Date 12/31/2022, Max Qty. , IR LOU Krannich East , 4202954 Krannich Solar East LLC | -0.0765 |  | No | Other | Shippable | 0 |  | Not Applicable as per Item Classification |  | Not Applicable
953-7222 | 953-7222 | SPA, Manufacturer Rebate for # 211-0062, End Date 12/31/2022, Max Qty. , IR LOU Krannich East , 4202954 Krannich Solar East LLC | -0.093 |  | No | Other | Shippable | 0 |  | Not Applicable as per Item Classification |  | Not Applicable
953-7223 | 953-7223 | SPA, Manufacturer Rebate for # 211-0064, End Date 12/31/2022, Max Qty. , IR LOU Krannich East , 4202954 Krannich Solar East LLC | -0.164 |  | No | Other | Shippable | 0 |  | Not Applicable as per Item Classification |  | Not Applicable
953-7224 | 953-7224 | SPA, Manufacturer Rebate for # 211-0095, End Date 12/31/2022, Max Qty. , IR LOU Krannich East , 4202954 Krannich Solar East LLC | -0.446 |  | No | Other | Shippable | 0 |  | Not Applicable as per Item Classification |  | Not Applicable
953-7225 | 953-7225 | SPA, Manufacturer Rebate for # 211-0096, End Date 12/31/2022, Max Qty. , IR LOU Krannich East , 4202954 Krannich Solar East LLC | -0.526 |  | No | Other | Shippable | 0 |  | Not Applicable as per Item Classification |  | Not Applicable
953-7226 | 953-7226 | SPA, Manufacturer Rebate for # 211-0097, End Date 12/31/2022, Max Qty. , IR LOU Krannich East , 4202954 Krannich Solar East LLC | -1.522 |  | No | Other | Shippable | 0 |  | Not Applicable as per Item Classification |  | Not Applicable
953-7227 | 953-7227 | SPA, Manufacturer Rebate for # 211-0098, End Date 12/31/2022, Max Qty. , IR LOU Krannich East , 4202954 Krannich Solar East LLC | -1.348 |  | No | Other | Shippable | 0 |  | Not Applicable as per Item Classification |  | Not Applicable
953-7228 | 953-7228 | SPA, Manufacturer Rebate for # 211-0099, End Date 12/31/2022, Max Qty. , IR LOU Krannich East , 4202954 Krannich Solar East LLC | -1.184 |  | No | Other | Shippable | 0 |  | Not Applicable as per Item Classification |  | Not Applicable
953-7229 | 953-7229 | SPA, Manufacturer Rebate for # 211-0158, End Date 12/31/2022, Max Qty. , IR LOU Krannich East , 4202954 Krannich Solar East LLC | 0.23 |  | No | Other | Shippable | 0 |  | Not Applicable as per Item Classification |  | Not Applicable
953-7230 | 953-7230 | SPA, Manufacturer Rebate for # 211-0164, End Date 12/31/2022, Max Qty. , IR LOU Krannich East , 4202954 Krannich Solar East LLC | 0.35 |  | No | Other | Shippable | 0 |  | Not Applicable as per Item Classification |  | Not Applicable
953-7231 | 953-7231 | SPA, Manufacturer Rebate for # 211-0195, End Date 12/31/2022, Max Qty. , IR LOU Krannich East , 4202954 Krannich Solar East LLC | 0.35 |  | No | Other | Shippable | 0 |  | Not Applicable as per Item Classification |  | Not Applicable
953-7232 | 953-7232 | SPA, Manufacturer Rebate for # 211-0196, End Date 12/31/2022, Max Qty. , IR LOU Krannich East , 4202954 Krannich Solar East LLC | 0.35 |  | No | Other | Shippable | 0 |  | Not Applicable as per Item Classification |  | Not Applicable
953-7233 | 953-7233 | SPA, Manufacturer Rebate for # 211-0203, End Date 12/31/2022, Max Qty. , IR LOU Krannich East , 4202954 Krannich Solar East LLC | 0.35 |  | No | Other | Shippable | 0 |  | Not Applicable as per Item Classification |  | Not Applicable
953-7234 | 953-7234 | SPA, Manufacturer Rebate for # 211-0230, End Date 12/31/2022, Max Qty. , IR LOU Krannich East , 4202954 Krannich Solar East LLC | 0.35 |  | No | Other | Shippable | 0 |  | Not Applicable as per Item Classification |  | Not Applicable
953-7235 | 953-7235 | SPA, Manufacturer Rebate for # 211-0238, End Date 12/31/2022, Max Qty. , IR LOU Krannich East , 4202954 Krannich Solar East LLC | -1.012 |  | No | Other | Shippable | 0 |  | Not Applicable as per Item Classification |  | Not Applicable
953-7236 | 953-7236 | SPA, Manufacturer Rebate for # 211-0240, End Date 12/31/2022, Max Qty. , IR LOU Krannich East , 4202954 Krannich Solar East LLC | -0.4535 |  | No | Other | Shippable | 0 |  | Not Applicable as per Item Classification |  | Not Applicable
953-7237 | 953-7237 | SPA, Manufacturer Rebate for # 211-0242, End Date 12/31/2022, Max Qty. , IR LOU Krannich East , 4202954 Krannich Solar East LLC | -0.1735 |  | No | Other | Shippable | 0 |  | Not Applicable as per Item Classification |  | Not Applicable
953-7238 | 953-7238 | SPA, Manufacturer Rebate for # 211-0326, End Date 12/31/2022, Max Qty. , IR LOU Krannich East , 4202954 Krannich Solar East LLC | 0.3 |  | No | Other | Shippable | 0 |  | Not Applicable as per Item Classification |  | Not Applicable
953-7239 | 953-7239 | SPA, Manufacturer Rebate for # 211-0371, End Date 12/31/2022, Max Qty. , IR LOU Krannich East , 4202954 Krannich Solar East LLC | -1.0415 |  | No | Other | Shippable | 0 |  | Not Applicable as per Item Classification |  | Not Applicable
953-7240 | 953-7240 | SPA, Manufacturer Rebate for # 211-0373, End Date 12/31/2022, Max Qty. , IR LOU Krannich East , 4202954 Krannich Solar East LLC | -1.125 |  | No | Other | Shippable | 0 |  | Not Applicable as per Item Classification |  | Not Applicable
953-7241 | 953-7241 | SPA, Manufacturer Rebate for # 211-0383, End Date 12/31/2022, Max Qty. , IR LOU Krannich East , 4202954 Krannich Solar East LLC | 0.23 |  | No | Other | Shippable | 0 |  | Not Applicable as per Item Classification |  | Not Applicable
953-7242 | 953-7242 | SPA, Manufacturer Rebate for # 211-0384, End Date 12/31/2022, Max Qty. , IR LOU Krannich East , 4202954 Krannich Solar East LLC | 0.14 |  | No | Other | Shippable | 0 |  | Not Applicable as per Item Classification |  | Not Applicable
953-7243 | 953-7243 | SPA, Manufacturer Rebate for # 211-0387, End Date 12/31/2022, Max Qty. , IR LOU Krannich East , 4202954 Krannich Solar East LLC | 0.25 |  | No | Other | Shippable | 0 |  | Not Applicable as per Item Classification |  | Not Applicable
953-7244 | 953-7244 | SPA, Manufacturer Rebate for # 211-0462, End Date 12/31/2022, Max Qty. , IR LOU Krannich East , 4202954 Krannich Solar East LLC | 0.14 |  | No | Other | Shippable | 0 |  | Not Applicable as per Item Classification |  | Not Applicable
953-7245 | 953-7245 | SPA, Manufacturer Rebate for # 211-0463, End Date 12/31/2022, Max Qty. , IR LOU Krannich East , 4202954 Krannich Solar East LLC | -1.1405 |  | No | Other | Shippable | 0 |  | Not Applicable as per Item Classification |  | Not Applicable
953-7246 | 953-7246 | SPA, Manufacturer Rebate for # 211-0464, End Date 12/31/2022, Max Qty. , IR LOU Krannich East , 4202954 Krannich Solar East LLC | -1.1405 |  | No | Other | Shippable | 0 |  | Not Applicable as per Item Classification |  | Not Applicable
953-7247 | 953-7247 | SPA, Manufacturer Rebate for # 211-0465, End Date 12/31/2022, Max Qty. , IR LOU Krannich East , 4202954 Krannich Solar East LLC | -1.22 |  | No | Other | Shippable | 0 |  | Not Applicable as per Item Classification |  | Not Applicable
953-7248 | 953-7248 | SPA, Manufacturer Rebate for # 211-0481, End Date 12/31/2022, Max Qty. , IR LOU Krannich East , 4202954 Krannich Solar East LLC | -2.764 |  | No | Other | Shippable | 0 |  | Not Applicable as per Item Classification |  | Not Applicable
953-7249 | 953-7249 | SPA, Manufacturer Rebate for # 211-0482, End Date 12/31/2022, Max Qty. , IR LOU Krannich East , 4202954 Krannich Solar East LLC | -2.93 |  | No | Other | Shippable | 0 |  | Not Applicable as per Item Classification |  | Not Applicable
953-7250 | 953-7250 | SPA, Manufacturer Rebate for # 211-0483, End Date 12/31/2022, Max Qty. , IR LOU Krannich East , 4202954 Krannich Solar East LLC | -3.092 |  | No | Other | Shippable | 0 |  | Not Applicable as per Item Classification |  | Not Applicable
953-7251 | 953-7251 | SPA, Manufacturer Rebate for # 211-0484, End Date 12/31/2022, Max Qty. , IR LOU Krannich East , 4202954 Krannich Solar East LLC | -3.261 |  | No | Other | Shippable | 0 |  | Not Applicable as per Item Classification |  | Not Applicable
953-7252 | 953-7252 | SPA, Manufacturer Rebate for # 211-0485, End Date 12/31/2022, Max Qty. , IR LOU Krannich East , 4202954 Krannich Solar East LLC | -3.42 |  | No | Other | Shippable | 0 |  | Not Applicable as per Item Classification |  | Not Applicable
953-7253 | 953-7253 | SPA, Manufacturer Rebate for # 211-0487, End Date 12/31/2022, Max Qty. , IR LOU Krannich East , 4202954 Krannich Solar East LLC | 0.167 |  | No | Other | Shippable | 0 |  | Not Applicable as per Item Classification |  | Not Applicable
953-7254 | 953-7254 | SPA, Manufacturer Rebate for # 211-0497, End Date 12/31/2022, Max Qty. , IR LOU Krannich East , 4202954 Krannich Solar East LLC | -1.306 |  | No | Other | Shippable | 0 |  | Not Applicable as per Item Classification |  | Not Applicable
953-7255 | 953-7255 | SPA, Manufacturer Rebate for # 211-0498, End Date 12/31/2022, Max Qty. , IR LOU Krannich East , 4202954 Krannich Solar East LLC | -1.48 |  | No | Other | Shippable | 0 |  | Not Applicable as per Item Classification |  | Not Applicable
953-7256 | 953-7256 | SPA, Manufacturer Rebate for # 211-0501, End Date 12/31/2022, Max Qty. , IR LOU Krannich East , 4202954 Krannich Solar East LLC | -1.644 |  | No | Other | Shippable | 0 |  | Not Applicable as per Item Classification |  | Not Applicable
953-7257 | 953-7257 | SPA, Manufacturer Rebate for # 212-0000, End Date 12/31/2022, Max Qty. , IR LOU Krannich East , 4202954 Krannich Solar East LLC | -0.677 |  | No | Other | Shippable | 0 |  | Not Applicable as per Item Classification |  | Not Applicable
953-7258 | 953-7258 | SPA, Manufacturer Rebate for # 212-0001, End Date 12/31/2022, Max Qty. , IR LOU Krannich East , 4202954 Krannich Solar East LLC | -0.2815 |  | No | Other | Shippable | 0 |  | Not Applicable as per Item Classification |  | Not Applicable
953-7259 | 953-7259 | SPA, Manufacturer Rebate for # 212-0002, End Date 12/31/2022, Max Qty. , IR LOU Krannich East , 4202954 Krannich Solar East LLC | -1.393 |  | No | Other | Shippable | 0 |  | Not Applicable as per Item Classification |  | Not Applicable
953-7260 | 953-7260 | SPA, Manufacturer Rebate for # 212-0003, End Date 12/31/2022, Max Qty. , IR LOU Krannich East , 4202954 Krannich Solar East LLC | -1.47 |  | No | Other | Shippable | 0 |  | Not Applicable as per Item Classification |  | Not Applicable
953-7261 | 953-7261 | SPA, Manufacturer Rebate for # 212-0004, End Date 12/31/2022, Max Qty. , IR LOU Krannich East , 4202954 Krannich Solar East LLC | -1.47 |  | No | Other | Shippable | 0 |  | Not Applicable as per Item Classification |  | Not Applicable
953-7262 | 953-7262 | SPA, Manufacturer Rebate for # 212-0005, End Date 12/31/2022, Max Qty. , IR LOU Krannich East , 4202954 Krannich Solar East LLC | -1.47 |  | No | Other | Shippable | 0 |  | Not Applicable as per Item Classification |  | Not Applicable
953-7263 | 953-7263 | SPA, Manufacturer Rebate for # 220-0349, End Date 12/31/2022, Max Qty. , IR LOU Krannich East , 4202954 Krannich Solar East LLC | -4.0705 |  | No | Other | Shippable | 0 |  | Not Applicable as per Item Classification |  | Not Applicable
953-7264 | 953-7264 | SPA, Manufacturer Rebate for # 220-0350, End Date 12/31/2022, Max Qty. , IR LOU Krannich East , 4202954 Krannich Solar East LLC | -5.292 |  | No | Other | Shippable | 0 |  | Not Applicable as per Item Classification |  | Not Applicable
953-7265 | 953-7265 | SPA, Manufacturer Rebate for # 220-0352, End Date 12/31/2022, Max Qty. , IR LOU Krannich East , 4202954 Krannich Solar East LLC | 0.45 |  | No | Other | Shippable | 0 |  | Not Applicable as per Item Classification |  | Not Applicable
953-7266 | 953-7266 | SPA, Manufacturer Rebate for # 220-0359, End Date 12/31/2022, Max Qty. , IR LOU Krannich East , 4202954 Krannich Solar East LLC | -14.192 |  | No | Other | Shippable | 0 |  | Not Applicable as per Item Classification |  | Not Applicable
953-7267 | 953-7267 | SPA, Manufacturer Rebate for # 220-0360, End Date 12/31/2022, Max Qty. , IR LOU Krannich East , 4202954 Krannich Solar East LLC | -16.436 |  | No | Other | Shippable | 0 |  | Not Applicable as per Item Classification |  | Not Applicable
953-7268 | 953-7268 | SPA, Manufacturer Rebate for # 220-0361, End Date 12/31/2022, Max Qty. , IR LOU Krannich East , 4202954 Krannich Solar East LLC | -21.283 |  | No | Other | Shippable | 0 |  | Not Applicable as per Item Classification |  | Not Applicable
953-7269 | 953-7269 | SPA, Manufacturer Rebate for # 220-0714, End Date 12/31/2022, Max Qty. , IR LOU Krannich East , 4202954 Krannich Solar East LLC | -17.922 |  | No | Other | Shippable | 0 |  | Not Applicable as per Item Classification |  | Not Applicable
953-7270 | 953-7270 | SPA, Manufacturer Rebate for # 220-0715, End Date 12/31/2022, Max Qty. , IR LOU Krannich East , 4202954 Krannich Solar East LLC | -0.9715 |  | No | Other | Shippable | 0 |  | Not Applicable as per Item Classification |  | Not Applicable
953-7271 | 953-7271 | SPA, Manufacturer Rebate for # 220-0716, End Date 12/31/2022, Max Qty. , IR LOU Krannich East , 4202954 Krannich Solar East LLC | -0.9715 |  | No | Other | Shippable | 0 |  | Not Applicable as per Item Classification |  | Not Applicable
953-7272 | 953-7272 | SPA, Manufacturer Rebate for # 250-1051, End Date 12/31/2022, Max Qty. , IR LOU Krannich East , 4202954 Krannich Solar East LLC | -4.533 |  | No | Other | Shippable | 0 |  | Not Applicable as per Item Classification |  | Not Applicable
953-7273 | 953-7273 | SPA, Manufacturer Rebate for # 250-1052, End Date 12/31/2022, Max Qty. , IR LOU Krannich East , 4202954 Krannich Solar East LLC | -4.533 |  | No | Other | Shippable | 0 |  | Not Applicable as per Item Classification |  | Not Applicable
953-7274 | 953-7274 | SPA, Manufacturer Rebate for # 250-1053, End Date 12/31/2022, Max Qty. , IR LOU Krannich East , 4202954 Krannich Solar East LLC | -8.598 |  | No | Other | Shippable | 0 |  | Not Applicable as per Item Classification |  | Not Applicable
953-7275 | 953-7275 | SPA, Manufacturer Rebate for # 250-1054, End Date 12/31/2022, Max Qty. , IR LOU Krannich East , 4202954 Krannich Solar East LLC | -0.303 |  | No | Other | Shippable | 0 |  | Not Applicable as per Item Classification |  | Not Applicable
953-7276 | 953-7276 | SPA, Manufacturer Rebate for # 250-1055, End Date 12/31/2022, Max Qty. , IR LOU Krannich East , 4202954 Krannich Solar East LLC | -1.153 |  | No | Other | Shippable | 0 |  | Not Applicable as per Item Classification |  | Not Applicable
953-7277 | 953-7277 | SPA, Manufacturer Rebate for # 260-0093, End Date 12/31/2022, Max Qty. , IR LOU Krannich East , 4202954 Krannich Solar East LLC | -0.287 |  | No | Other | Shippable | 0 |  | Not Applicable as per Item Classification |  | Not Applicable
953-7278 | 953-7278 | SPA, Manufacturer Rebate for # 260-0097, End Date 12/31/2022, Max Qty. , IR LOU Krannich East , 4202954 Krannich Solar East LLC | -0.269 |  | No | Other | Shippable | 0 |  | Not Applicable as per Item Classification |  | Not Applicable
953-7279 | 953-7279 | SPA, Manufacturer Rebate for # 260-0099, End Date 12/31/2022, Max Qty. , IR LOU Krannich East , 4202954 Krannich Solar East LLC | -0.295 |  | No | Other | Shippable | 0 |  | Not Applicable as per Item Classification |  | Not Applicable
953-7280 | 953-7280 | SPA, Manufacturer Rebate for # 260-0101, End Date 12/31/2022, Max Qty. , IR LOU Krannich East , 4202954 Krannich Solar East LLC | -0.62 |  | No | Other | Shippable | 0 |  | Not Applicable as per Item Classification |  | Not Applicable
953-7281 | 953-7281 | SPA, Manufacturer Rebate for # 260-0102, End Date 12/31/2022, Max Qty. , IR LOU Krannich East , 4202954 Krannich Solar East LLC | -0.672 |  | No | Other | Shippable | 0 |  | Not Applicable as per Item Classification |  | Not Applicable
953-7282 | 953-7282 | SPA, Manufacturer Rebate for # 260-0103, End Date 12/31/2022, Max Qty. , IR LOU Krannich East , 4202954 Krannich Solar East LLC | -0.221 |  | No | Other | Shippable | 0 |  | Not Applicable as per Item Classification |  | Not Applicable
953-7283 | 953-7283 | SPA, Manufacturer Rebate for # 260-0104, End Date 12/31/2022, Max Qty. , IR LOU Krannich East , 4202954 Krannich Solar East LLC | -0.0465 |  | No | Other | Shippable | 0 |  | Not Applicable as per Item Classification |  | Not Applicable
953-7284 | 953-7284 | SPA, Manufacturer Rebate for # 260-0105, End Date 12/31/2022, Max Qty. , IR LOU Krannich East , 4202954 Krannich Solar East LLC | -0.101 |  | No | Other | Shippable | 0 |  | Not Applicable as per Item Classification |  | Not Applicable
953-7285 | 953-7285 | SPA, Manufacturer Rebate for # 260-0106, End Date 12/31/2022, Max Qty. , IR LOU Krannich East , 4202954 Krannich Solar East LLC | -0.2465 |  | No | Other | Shippable | 0 |  | Not Applicable as per Item Classification |  | Not Applicable
953-7286 | 953-7286 | SPA, Manufacturer Rebate for # 260-0107, End Date 12/31/2022, Max Qty. , IR LOU Krannich East , 4202954 Krannich Solar East LLC | -0.221 |  | No | Other | Shippable | 0 |  | Not Applicable as per Item Classification |  | Not Applicable
953-7287 | 953-7287 | SPA, Manufacturer Rebate for # 260-0108, End Date 12/31/2022, Max Qty. , IR LOU Krannich East , 4202954 Krannich Solar East LLC | -0.2465 |  | No | Other | Shippable | 0 |  | Not Applicable as per Item Classification |  | Not Applicable
953-7288 | 953-7288 | SPA, Manufacturer Rebate for # 260-0109, End Date 12/31/2022, Max Qty. , IR LOU Krannich East , 4202954 Krannich Solar East LLC | -0.221 |  | No | Other | Shippable | 0 |  | Not Applicable as per Item Classification |  | Not Applicable
953-7289 | 953-7289 | SPA, Manufacturer Rebate for # 260-0110, End Date 12/31/2022, Max Qty. , IR LOU Krannich East , 4202954 Krannich Solar East LLC | -0.2465 |  | No | Other | Shippable | 0 |  | Not Applicable as per Item Classification |  | Not Applicable
953-7290 | 953-7290 | SPA, Manufacturer Rebate for # 260-0111, End Date 12/31/2022, Max Qty. , IR LOU Krannich East , 4202954 Krannich Solar East LLC | -0.221 |  | No | Other | Shippable | 0 |  | Not Applicable as per Item Classification |  | Not Applicable
953-7291 | 953-7291 | SPA, Manufacturer Rebate for # 260-0112, End Date 12/31/2022, Max Qty. , IR LOU Krannich East , 4202954 Krannich Solar East LLC | -0.0465 |  | No | Other | Shippable | 0 |  | Not Applicable as per Item Classification |  | Not Applicable
953-7292 | 953-7292 | SPA, Manufacturer Rebate for # 260-0113, End Date 12/31/2022, Max Qty. , IR LOU Krannich East , 4202954 Krannich Solar East LLC | -0.221 |  | No | Other | Shippable | 0 |  | Not Applicable as per Item Classification |  | Not Applicable
953-7293 | 953-7293 | SPA, Manufacturer Rebate for # 260-0114, End Date 12/31/2022, Max Qty. , IR LOU Krannich East , 4202954 Krannich Solar East LLC | -0.2465 |  | No | Other | Shippable | 0 |  | Not Applicable as per Item Classification |  | Not Applicable
953-7294 | 953-7294 | SPA, Manufacturer Rebate for # 260-0115, End Date 12/31/2022, Max Qty. , IR LOU Krannich East , 4202954 Krannich Solar East LLC | -0.037 |  | No | Other | Shippable | 0 |  | Not Applicable as per Item Classification |  | Not Applicable
953-7295 | 953-7295 | SPA, Manufacturer Rebate for # 260-0116, End Date 12/31/2022, Max Qty. , IR LOU Krannich East , 4202954 Krannich Solar East LLC | -0.204 |  | No | Other | Shippable | 0 |  | Not Applicable as per Item Classification |  | Not Applicable
953-7296 | 953-7296 | SPA, Manufacturer Rebate for # 260-0117, End Date 12/31/2022, Max Qty. , IR LOU Krannich East , 4202954 Krannich Solar East LLC | -0.221 |  | No | Other | Shippable | 0 |  | Not Applicable as per Item Classification |  | Not Applicable
953-7297 | 953-7297 | SPA, Manufacturer Rebate for # 260-0118, End Date 12/31/2022, Max Qty. , IR LOU Krannich East , 4202954 Krannich Solar East LLC | -0.2465 |  | No | Other | Shippable | 0 |  | Not Applicable as per Item Classification |  | Not Applicable
953-7298 | 953-7298 | SPA, Manufacturer Rebate for # 260-0169, End Date 12/31/2022, Max Qty. , IR LOU Krannich East , 4202954 Krannich Solar East LLC | -0.282 |  | No | Other | Shippable | 0 |  | Not Applicable as per Item Classification |  | Not Applicable
953-7299 | 953-7299 | SPA, Manufacturer Rebate for # 260-0170, End Date 12/31/2022, Max Qty. , IR LOU Krannich East , 4202954 Krannich Solar East LLC | -0.282 |  | No | Other | Shippable | 0 |  | Not Applicable as per Item Classification |  | Not Applicable
953-7300 | 953-7300 | SPA, Manufacturer Rebate for # 260-0171, End Date 12/31/2022, Max Qty. , IR LOU Krannich East , 4202954 Krannich Solar East LLC | -0.282 |  | No | Other | Shippable | 0 |  | Not Applicable as per Item Classification |  | Not Applicable
953-7301 | 953-7301 | SPA, Manufacturer Rebate for # 260-0172, End Date 12/31/2022, Max Qty. , IR LOU Krannich East , 4202954 Krannich Solar East LLC | -0.282 |  | No | Other | Shippable | 0 |  | Not Applicable as per Item Classification |  | Not Applicable
953-7302 | 953-7302 | SPA, Manufacturer Rebate for # 260-0173, End Date 12/31/2022, Max Qty. , IR LOU Krannich East , 4202954 Krannich Solar East LLC | -0.282 |  | No | Other | Shippable | 0 |  | Not Applicable as per Item Classification |  | Not Applicable
953-7303 | 953-7303 | SPA, Manufacturer Rebate for # 260-0174, End Date 12/31/2022, Max Qty. , IR LOU Krannich East , 4202954 Krannich Solar East LLC | -0.282 |  | No | Other | Shippable | 0 |  | Not Applicable as per Item Classification |  | Not Applicable
953-7304 | 953-7304 | SPA, Manufacturer Rebate for # 260-0175, End Date 12/31/2022, Max Qty. , IR LOU Krannich East , 4202954 Krannich Solar East LLC | -0.345 |  | No | Other | Shippable | 0 |  | Not Applicable as per Item Classification |  | Not Applicable
953-7305 | 953-7305 | SPA, Manufacturer Rebate for # 260-0281, End Date 12/31/2022, Max Qty. , IR LOU Krannich East , 4202954 Krannich Solar East LLC | -0.5585 |  | No | Other | Shippable | 0 |  | Not Applicable as per Item Classification |  | Not Applicable
953-7306 | 953-7306 | SPA, Manufacturer Rebate for # 260-0284, End Date 12/31/2022, Max Qty. , IR LOU Krannich East , 4202954 Krannich Solar East LLC | -0.398 |  | No | Other | Shippable | 0 |  | Not Applicable as per Item Classification |  | Not Applicable
953-7307 | 953-7307 | SPA, Manufacturer Rebate for # 260-0584, End Date 12/31/2022, Max Qty. , IR LOU Krannich East , 4202954 Krannich Solar East LLC | -1.172 |  | No | Other | Shippable | 0 |  | Not Applicable as per Item Classification |  | Not Applicable
953-7308 | 953-7308 | SPA, Manufacturer Rebate for # 260-0585, End Date 12/31/2022, Max Qty. , IR LOU Krannich East , 4202954 Krannich Solar East LLC | -1.0555 |  | No | Other | Shippable | 0 |  | Not Applicable as per Item Classification |  | Not Applicable
953-7309 | 953-7309 | SPA, Manufacturer Rebate for # 260-0822, End Date 12/31/2022, Max Qty. , IR LOU Krannich East , 4202954 Krannich Solar East LLC | 0.3 |  | No | Other | Shippable | 0 |  | Not Applicable as per Item Classification |  | Not Applicable
953-7310 | 953-7310 | SPA, Manufacturer Rebate for # 270-0045, End Date 12/31/2022, Max Qty. , IR LOU Krannich East , 4202954 Krannich Solar East LLC | -0.993 |  | No | Other | Shippable | 0 |  | Not Applicable as per Item Classification |  | Not Applicable
953-7311 | 953-7311 | SPA, Manufacturer Rebate for # 270-0046, End Date 12/31/2022, Max Qty. , IR LOU Krannich East , 4202954 Krannich Solar East LLC | -0.993 |  | No | Other | Shippable | 0 |  | Not Applicable as per Item Classification |  | Not Applicable
953-7312 | 953-7312 | SPA, Manufacturer Rebate for # 270-0047, End Date 12/31/2022, Max Qty. , IR LOU Krannich East , 4202954 Krannich Solar East LLC | -0.586 |  | No | Other | Shippable | 0 |  | Not Applicable as per Item Classification |  | Not Applicable
953-7313 | 953-7313 | SPA, Manufacturer Rebate for # 270-0048, End Date 12/31/2022, Max Qty. , IR LOU Krannich East , 4202954 Krannich Solar East LLC | -4.2455 |  | No | Other | Shippable | 0 |  | Not Applicable as per Item Classification |  | Not Applicable
953-7314 | 953-7314 | SPA, Manufacturer Rebate for # 270-0049, End Date 12/31/2022, Max Qty. , IR LOU Krannich East , 4202954 Krannich Solar East LLC | -0.7305 |  | No | Other | Shippable | 0 |  | Not Applicable as per Item Classification |  | Not Applicable
953-7315 | 953-7315 | SPA, Manufacturer Rebate for # 270-0050, End Date 12/31/2022, Max Qty. , IR LOU Krannich East , 4202954 Krannich Solar East LLC | -0.7305 |  | No | Other | Shippable | 0 |  | Not Applicable as per Item Classification |  | Not Applicable
953-7316 | 953-7316 | SPA, Manufacturer Rebate for # 270-0051, End Date 12/31/2022, Max Qty. , IR LOU Krannich East , 4202954 Krannich Solar East LLC | -0.304 |  | No | Other | Shippable | 0 |  | Not Applicable as per Item Classification |  | Not Applicable
953-7317 | 953-7317 | SPA, Manufacturer Rebate for # 270-0052, End Date 12/31/2022, Max Qty. , IR LOU Krannich East , 4202954 Krannich Solar East LLC | -2.2405 |  | No | Other | Shippable | 0 |  | Not Applicable as per Item Classification |  | Not Applicable
953-7318 | 953-7318 | SPA, Manufacturer Rebate for # 270-0054, End Date 12/31/2022, Max Qty. , IR LOU Krannich East , 4202954 Krannich Solar East LLC | -2.6805 |  | No | Other | Shippable | 0 |  | Not Applicable as per Item Classification |  | Not Applicable
953-7319 | 953-7319 | SPA, Manufacturer Rebate for # 270-0055, End Date 12/31/2022, Max Qty. , IR LOU Krannich East , 4202954 Krannich Solar East LLC | -2.2405 |  | No | Other | Shippable | 0 |  | Not Applicable as per Item Classification |  | Not Applicable
953-7320 | 953-7320 | SPA, Manufacturer Rebate for # 270-0056, End Date 12/31/2022, Max Qty. , IR LOU Krannich East , 4202954 Krannich Solar East LLC | -2.6805 |  | No | Other | Shippable | 0 |  | Not Applicable as per Item Classification |  | Not Applicable
953-7321 | 953-7321 | SPA, Manufacturer Rebate for # 270-0058, End Date 12/31/2022, Max Qty. , IR LOU Krannich East , 4202954 Krannich Solar East LLC | -0.098 |  | No | Other | Shippable | 0 |  | Not Applicable as per Item Classification |  | Not Applicable
953-7322 | 953-7322 | SPA, Manufacturer Rebate for # 270-0145, End Date 12/31/2022, Max Qty. , IR LOU Krannich East , 4202954 Krannich Solar East LLC | -0.785 |  | No | Other | Shippable | 0 |  | Not Applicable as per Item Classification |  | Not Applicable
953-7323 | 953-7323 | SPA, Manufacturer Rebate for # 270-0146, End Date 12/31/2022, Max Qty. , IR LOU Krannich East , 4202954 Krannich Solar East LLC | -0.87 |  | No | Other | Shippable | 0 |  | Not Applicable as per Item Classification |  | Not Applicable
953-7324 | 953-7324 | SPA, Manufacturer Rebate for # 270-0152, End Date 12/31/2022, Max Qty. , IR LOU Krannich East , 4202954 Krannich Solar East LLC | -0.2735 |  | No | Other | Shippable | 0 |  | Not Applicable as per Item Classification |  | Not Applicable
953-7325 | 953-7325 | SPA, Manufacturer Rebate for # 270-0157, End Date 12/31/2022, Max Qty. , IR LOU Krannich East , 4202954 Krannich Solar East LLC | -1.36 |  | No | Other | Shippable | 0 |  | Not Applicable as per Item Classification |  | Not Applicable
953-7326 | 953-7326 | SPA, Manufacturer Rebate for # 270-0158, End Date 12/31/2022, Max Qty. , IR LOU Krannich East , 4202954 Krannich Solar East LLC | -1.36 |  | No | Other | Shippable | 0 |  | Not Applicable as per Item Classification |  | Not Applicable
953-7327 | 953-7327 | SPA, Manufacturer Rebate for # 270-0159, End Date 12/31/2022, Max Qty. , IR LOU Krannich East , 4202954 Krannich Solar East LLC | -1.36 |  | No | Other | Shippable | 0 |  | Not Applicable as per Item Classification |  | Not Applicable
953-7328 | 953-7328 | SPA, Manufacturer Rebate for # 270-0160, End Date 12/31/2022, Max Qty. , IR LOU Krannich East , 4202954 Krannich Solar East LLC | -2.713 |  | No | Other | Shippable | 0 |  | Not Applicable as per Item Classification |  | Not Applicable
953-7329 | 953-7329 | SPA, Manufacturer Rebate for # 270-0161, End Date 12/31/2022, Max Qty. , IR LOU Krannich East , 4202954 Krannich Solar East LLC | -3.0525 |  | No | Other | Shippable | 0 |  | Not Applicable as per Item Classification |  | Not Applicable
953-7330 | 953-7330 | SPA, Manufacturer Rebate for # 270-0177, End Date 12/31/2022, Max Qty. , IR LOU Krannich East , 4202954 Krannich Solar East LLC | -0.51 |  | No | Other | Shippable | 0 |  | Not Applicable as per Item Classification |  | Not Applicable
953-7331 | 953-7331 | SPA, Manufacturer Rebate for # 270-0181, End Date 12/31/2022, Max Qty. , IR LOU Krannich East , 4202954 Krannich Solar East LLC | -0.346 |  | No | Other | Shippable | 0 |  | Not Applicable as per Item Classification |  | Not Applicable
953-7332 | 953-7332 | SPA, Manufacturer Rebate for # 270-0182, End Date 12/31/2022, Max Qty. , IR LOU Krannich East , 4202954 Krannich Solar East LLC | -1.393 |  | No | Other | Shippable | 0 |  | Not Applicable as per Item Classification |  | Not Applicable
953-7333 | 953-7333 | SPA, Manufacturer Rebate for # 270-0183, End Date 12/31/2022, Max Qty. , IR LOU Krannich East , 4202954 Krannich Solar East LLC | -1.209 |  | No | Other | Shippable | 0 |  | Not Applicable as per Item Classification |  | Not Applicable
953-7334 | 953-7334 | SPA, Manufacturer Rebate for # 270-0184, End Date 12/31/2022, Max Qty. , IR LOU Krannich East , 4202954 Krannich Solar East LLC | -7.2725 |  | No | Other | Shippable | 0 |  | Not Applicable as per Item Classification |  | Not Applicable
953-7335 | 953-7335 | SPA, Manufacturer Rebate for # 270-0185, End Date 12/31/2022, Max Qty. , IR LOU Krannich East , 4202954 Krannich Solar East LLC | -1.6785 |  | No | Other | Shippable | 0 |  | Not Applicable as per Item Classification |  | Not Applicable
953-7336 | 953-7336 | SPA, Manufacturer Rebate for # 270-0186, End Date 12/31/2022, Max Qty. , IR LOU Krannich East , 4202954 Krannich Solar East LLC | -0.225 |  | No | Other | Shippable | 0 |  | Not Applicable as per Item Classification |  | Not Applicable
953-7337 | 953-7337 | SPA, Manufacturer Rebate for # 270-0187, End Date 12/31/2022, Max Qty. , IR LOU Krannich East , 4202954 Krannich Solar East LLC | -1.669 |  | No | Other | Shippable | 0 |  | Not Applicable as per Item Classification |  | Not Applicable
953-7338 | 953-7338 | SPA, Manufacturer Rebate for # 270-0650, End Date 12/31/2022, Max Qty. , IR LOU Krannich East , 4202954 Krannich Solar East LLC | 0 |  | No | Other | Shippable | 0 |  | Not Applicable as per Item Classification |  | Not Applicable
953-7339 | 953-7339 | SPA, Manufacturer Rebate for # 270-0725, End Date 12/31/2022, Max Qty. , IR LOU Krannich East , 4202954 Krannich Solar East LLC | -2.465 |  | No | Other | Shippable | 0 |  | Not Applicable as per Item Classification |  | Not Applicable
953-7340 | 953-7340 | SPA, Manufacturer Rebate for # 270-0746, End Date 12/31/2022, Max Qty. , IR LOU Krannich East , 4202954 Krannich Solar East LLC | -3.777 |  | No | Other | Shippable | 0 |  | Not Applicable as per Item Classification |  | Not Applicable
953-7341 | 953-7341 | SPA, Manufacturer Rebate for # 270-0776, End Date 12/31/2022, Max Qty. , IR LOU Krannich East , 4202954 Krannich Solar East LLC | -1.3065 |  | No | Other | Shippable | 0 |  | Not Applicable as per Item Classification |  | Not Applicable
953-7342 | 953-7342 | SPA, Manufacturer Rebate for # 270-0842, End Date 12/31/2022, Max Qty. , IR LOU Krannich East , 4202954 Krannich Solar East LLC | -0.737 |  | No | Other | Shippable | 0 |  | Not Applicable as per Item Classification |  | Not Applicable
953-7343 | 953-7343 | SPA, Manufacturer Rebate for # 270-0847, End Date 12/31/2022, Max Qty. , IR LOU Krannich East , 4202954 Krannich Solar East LLC | -1.1365 |  | No | Other | Shippable | 0 |  | Not Applicable as per Item Classification |  | Not Applicable
953-7344 | 953-7344 | SPA, Manufacturer Rebate for # 270-0870, End Date 12/31/2022, Max Qty. , IR LOU Krannich East , 4202954 Krannich Solar East LLC | -2.193 |  | No | Other | Shippable | 0 |  | Not Applicable as per Item Classification |  | Not Applicable
953-7345 | 953-7345 | SPA, Manufacturer Rebate for # 270-0892, End Date 12/31/2022, Max Qty. , IR LOU Krannich East , 4202954 Krannich Solar East LLC | 3.33 |  | No | Other | Shippable | 0 |  | Not Applicable as per Item Classification |  | Not Applicable
953-7346 | 953-7346 | SPA, Manufacturer Rebate for # 270-0898, End Date 12/31/2022, Max Qty. , IR LOU Krannich East , 4202954 Krannich Solar East LLC | -1.1265 |  | No | Other | Shippable | 0 |  | Not Applicable as per Item Classification |  | Not Applicable
953-7347 | 953-7347 | SPA, Manufacturer Rebate for # 270-0899, End Date 12/31/2022, Max Qty. , IR LOU Krannich East , 4202954 Krannich Solar East LLC | -1.319 |  | No | Other | Shippable | 0 |  | Not Applicable as per Item Classification |  | Not Applicable
953-7348 | 953-7348 | SPA, Manufacturer Rebate for # 270-0900, End Date 12/31/2022, Max Qty. , IR LOU Krannich East , 4202954 Krannich Solar East LLC | -1.319 |  | No | Other | Shippable | 0 |  | Not Applicable as per Item Classification |  | Not Applicable
953-7349 | 953-7349 | SPA, Manufacturer Rebate for # 270-0901, End Date 12/31/2022, Max Qty. , IR LOU Krannich East , 4202954 Krannich Solar East LLC | -1.319 |  | No | Other | Shippable | 0 |  | Not Applicable as per Item Classification |  | Not Applicable
953-7350 | 953-7350 | SPA, Manufacturer Rebate for # 270-0902, End Date 12/31/2022, Max Qty. , IR LOU Krannich East , 4202954 Krannich Solar East LLC | -0.689 |  | No | Other | Shippable | 0 |  | Not Applicable as per Item Classification |  | Not Applicable
953-7351 | 953-7351 | SPA, Manufacturer Rebate for # 270-0905, End Date 12/31/2022, Max Qty. , IR LOU Krannich East , 4202954 Krannich Solar East LLC | 0.3265 |  | No | Other | Shippable | 0 |  | Not Applicable as per Item Classification |  | Not Applicable
953-7352 | 953-7352 | SPA, Manufacturer Rebate for # 270-0941, End Date 12/31/2022, Max Qty. , IR LOU Krannich East , 4202954 Krannich Solar East LLC | -0.556 |  | No | Other | Shippable | 0 |  | Not Applicable as per Item Classification |  | Not Applicable
953-7353 | 953-7353 | SPA, Manufacturer Rebate for # 270-0942, End Date 12/31/2022, Max Qty. , IR LOU Krannich East , 4202954 Krannich Solar East LLC | -6.033 |  | No | Other | Shippable | 0 |  | Not Applicable as per Item Classification |  | Not Applicable
953-7355 | 953-7355 | SPA, Manufacturer Rebate for # 270-1002, End Date 12/31/2022, Max Qty. , IR LOU Krannich East , 4202954 Krannich Solar East LLC | -0.993 |  | No | Other | Shippable | 0 |  | Not Applicable as per Item Classification |  | Not Applicable
953-7356 | 953-7356 | SPA, Manufacturer Rebate for # 270-1004, End Date 12/31/2022, Max Qty. , IR LOU Krannich East , 4202954 Krannich Solar East LLC | -2.2405 |  | No | Other | Shippable | 0 |  | Not Applicable as per Item Classification |  | Not Applicable
953-7357 | 953-7357 | SPA, Manufacturer Rebate for # 270-1005, End Date 12/31/2022, Max Qty. , IR LOU Krannich East , 4202954 Krannich Solar East LLC | -2.6805 |  | No | Other | Shippable | 0 |  | Not Applicable as per Item Classification |  | Not Applicable
953-7358 | 953-7358 | SPA, Manufacturer Rebate for # 270-1006, End Date 12/31/2022, Max Qty. , IR LOU Krannich East , 4202954 Krannich Solar East LLC | 0.0885 |  | No | Other | Shippable | 0 |  | Not Applicable as per Item Classification |  | Not Applicable
953-7359 | 953-7359 | SPA, Manufacturer Rebate for # 270-1030, End Date 12/31/2022, Max Qty. , IR LOU Krannich East , 4202954 Krannich Solar East LLC | -1.0965 |  | No | Other | Shippable | 0 |  | Not Applicable as per Item Classification |  | Not Applicable
953-7360 | 953-7360 | SPA, Manufacturer Rebate for # 270-1031, End Date 12/31/2022, Max Qty. , IR LOU Krannich East , 4202954 Krannich Solar East LLC | -1.588 |  | No | Other | Shippable | 0 |  | Not Applicable as per Item Classification |  | Not Applicable
953-7361 | 953-7361 | SPA, Manufacturer Rebate for # 270-1032, End Date 12/31/2022, Max Qty. , IR LOU Krannich East , 4202954 Krannich Solar East LLC | -2.1295 |  | No | Other | Shippable | 0 |  | Not Applicable as per Item Classification |  | Not Applicable
953-7362 | 953-7362 | SPA, Manufacturer Rebate for # 270-1033, End Date 12/31/2022, Max Qty. , IR LOU Krannich East , 4202954 Krannich Solar East LLC | -2.323 |  | No | Other | Shippable | 0 |  | Not Applicable as per Item Classification |  | Not Applicable
953-7363 | 953-7363 | SPA, Manufacturer Rebate for # 270-1034, End Date 12/31/2022, Max Qty. , IR LOU Krannich East , 4202954 Krannich Solar East LLC | -0.292 |  | No | Other | Shippable | 0 |  | Not Applicable as per Item Classification |  | Not Applicable
953-7364 | 953-7364 | SPA, Manufacturer Rebate for # 270-1044, End Date 12/31/2022, Max Qty. , IR LOU Krannich East , 4202954 Krannich Solar East LLC | -0.4475 |  | No | Other | Shippable | 0 |  | Not Applicable as per Item Classification |  | Not Applicable
953-7365 | 953-7365 | SPA, Manufacturer Rebate for # 270-1045, End Date 12/31/2022, Max Qty. , IR LOU Krannich East , 4202954 Krannich Solar East LLC | -0.785 |  | No | Other | Shippable | 0 |  | Not Applicable as per Item Classification |  | Not Applicable
953-7366 | 953-7366 | SPA, Manufacturer Rebate for # 270-1046, End Date 12/31/2022, Max Qty. , IR LOU Krannich East , 4202954 Krannich Solar East LLC | -0.87 |  | No | Other | Shippable | 0 |  | Not Applicable as per Item Classification |  | Not Applicable
953-7367 | 953-7367 | SPA, Manufacturer Rebate for # 270-1048, End Date 12/31/2022, Max Qty. , IR LOU Krannich East , 4202954 Krannich Solar East LLC | -0.87 |  | No | Other | Shippable | 0 |  | Not Applicable as per Item Classification |  | Not Applicable
953-7368 | 953-7368 | SPA, Manufacturer Rebate for # 271-0008, End Date 12/31/2022, Max Qty. , IR LOU Krannich East , 4202954 Krannich Solar East LLC | -2.29 |  | No | Other | Shippable | 0 |  | Not Applicable as per Item Classification |  | Not Applicable
953-7369 | 953-7369 | SPA, Manufacturer Rebate for # 271-0009, End Date 12/31/2022, Max Qty. , IR LOU Krannich East , 4202954 Krannich Solar East LLC | -1.3065 |  | No | Other | Shippable | 0 |  | Not Applicable as per Item Classification |  | Not Applicable
953-7370 | 953-7370 | SPA, Manufacturer Rebate for # 271-0010, End Date 12/31/2022, Max Qty. , IR LOU Krannich East , 4202954 Krannich Solar East LLC | -1.496 |  | No | Other | Shippable | 0 |  | Not Applicable as per Item Classification |  | Not Applicable
953-7371 | 953-7371 | SPA, Manufacturer Rebate for # 271-0011, End Date 12/31/2022, Max Qty. , IR LOU Krannich East , 4202954 Krannich Solar East LLC | -1.22 |  | No | Other | Shippable | 0 |  | Not Applicable as per Item Classification |  | Not Applicable
953-7372 | 953-7372 | SPA, Manufacturer Rebate for # 271-0012, End Date 12/31/2022, Max Qty. , IR LOU Krannich East , 4202954 Krannich Solar East LLC | -1.3065 |  | No | Other | Shippable | 0 |  | Not Applicable as per Item Classification |  | Not Applicable
953-7373 | 953-7373 | SPA, Manufacturer Rebate for # 271-0013, End Date 12/31/2022, Max Qty. , IR LOU Krannich East , 4202954 Krannich Solar East LLC | -1.496 |  | No | Other | Shippable | 0 |  | Not Applicable as per Item Classification |  | Not Applicable
953-7374 | 953-7374 | SPA, Manufacturer Rebate for # 271-0014, End Date 12/31/2022, Max Qty. , IR LOU Krannich East , 4202954 Krannich Solar East LLC | -1.3065 |  | No | Other | Shippable | 0 |  | Not Applicable as per Item Classification |  | Not Applicable
953-7375 | 953-7375 | SPA, Manufacturer Rebate for # 271-0015, End Date 12/31/2022, Max Qty. , IR LOU Krannich East , 4202954 Krannich Solar East LLC | -1.3065 |  | No | Other | Shippable | 0 |  | Not Applicable as per Item Classification |  | Not Applicable
953-7376 | 953-7376 | SPA, Manufacturer Rebate for # 271-0016, End Date 12/31/2022, Max Qty. , IR LOU Krannich East , 4202954 Krannich Solar East LLC | -1.496 |  | No | Other | Shippable | 0 |  | Not Applicable as per Item Classification |  | Not Applicable
953-7377 | 953-7377 | SPA, Manufacturer Rebate for # 271-0017, End Date 12/31/2022, Max Qty. , IR LOU Krannich East , 4202954 Krannich Solar East LLC | -1.496 |  | No | Other | Shippable | 0 |  | Not Applicable as per Item Classification |  | Not Applicable
953-7378 | 953-7378 | SPA, Manufacturer Rebate for # 510-0258, End Date 12/31/2022, Max Qty. , IR LOU Krannich East , 4202954 Krannich Solar East LLC | -7.098 |  | No | Other | Shippable | 0 |  | Not Applicable as per Item Classification |  | Not Applicable
953-7379 | 953-7379 | SPA, Manufacturer Rebate for # 550-0170, End Date 12/31/2022, Max Qty. , IR LOU Krannich East , 4202954 Krannich Solar East LLC | -0.0345 |  | No | Other | Shippable | 0 |  | Not Applicable as per Item Classification |  | Not Applicable
953-7380 | 953-7380 | SPA, Manufacturer Rebate for # 550-0287, End Date 12/31/2022, Max Qty. , IR LOU Krannich East , 4202954 Krannich Solar East LLC | -0.0825 |  | No | Other | Shippable | 0 |  | Not Applicable as per Item Classification |  | Not Applicable
953-7381 | 953-7381 | SPA, Manufacturer Rebate for # 550-0288, End Date 12/31/2022, Max Qty. , IR LOU Krannich East , 4202954 Krannich Solar East LLC | -0.0165 |  | No | Other | Shippable | 0 |  | Not Applicable as per Item Classification |  | Not Applicable
953-7382 | 953-7382 | SPA, Manufacturer Rebate for # 550-0382, End Date 12/31/2022, Max Qty. , IR LOU Krannich East , 4202954 Krannich Solar East LLC | -1.065 |  | No | Other | Shippable | 0 |  | Not Applicable as per Item Classification |  | Not Applicable
953-7383 | 953-7383 | SPA, Manufacturer Rebate for # 590-0101, End Date 12/31/2022, Max Qty. , IR LOU Krannich East , 4202954 Krannich Solar East LLC | -0.56 |  | No | Other | Shippable | 0 |  | Not Applicable as per Item Classification |  | Not Applicable
953-7384 | 953-7384 | SPA, Manufacturer Rebate for # 590-0108, End Date 12/31/2022, Max Qty. , IR LOU Krannich East , 4202954 Krannich Solar East LLC | -0.25 |  | No | Other | Shippable | 0 |  | Not Applicable as per Item Classification |  | Not Applicable
953-7385 | 953-7385 | SPA, Manufacturer Rebate for # 590-0112, End Date 12/31/2022, Max Qty. , IR LOU Krannich East , 4202954 Krannich Solar East LLC | -0.516 |  | No | Other | Shippable | 0 |  | Not Applicable as per Item Classification |  | Not Applicable
953-7386 | 953-7386 | SPA, Manufacturer Rebate for # 590-0113, End Date 12/31/2022, Max Qty. , IR LOU Krannich East , 4202954 Krannich Solar East LLC | -0.225 |  | No | Other | Shippable | 0 |  | Not Applicable as per Item Classification |  | Not Applicable
953-7387 | 953-7387 | SPA, Manufacturer Rebate for # 590-0115, End Date 12/31/2022, Max Qty. , IR LOU Krannich East , 4202954 Krannich Solar East LLC | -0.85 |  | No | Other | Shippable | 0 |  | Not Applicable as per Item Classification |  | Not Applicable
953-7388 | 953-7388 | SPA, Manufacturer Rebate for # 590-0116, End Date 12/31/2022, Max Qty. , IR LOU Krannich East , 4202954 Krannich Solar East LLC | -0.47 |  | No | Other | Shippable | 0 |  | Not Applicable as per Item Classification |  | Not Applicable
953-7389 | 953-7389 | SPA, Manufacturer Rebate for # 590-0117, End Date 12/31/2022, Max Qty. , IR LOU Krannich East , 4202954 Krannich Solar East LLC | -1.2485 |  | No | Other | Shippable | 0 |  | Not Applicable as per Item Classification |  | Not Applicable
953-7390 | 953-7390 | SPA, Manufacturer Rebate for # 590-0118, End Date 12/31/2022, Max Qty. , IR LOU Krannich East , 4202954 Krannich Solar East LLC | -0.3965 |  | No | Other | Shippable | 0 |  | Not Applicable as per Item Classification |  | Not Applicable
953-7391 | 953-7391 | SPA, Manufacturer Rebate for # 590-0119, End Date 12/31/2022, Max Qty. , IR LOU Krannich East , 4202954 Krannich Solar East LLC | -0.394 |  | No | Other | Shippable | 0 |  | Not Applicable as per Item Classification |  | Not Applicable
953-7392 | 953-7392 | SPA, Manufacturer Rebate for # 590-0120, End Date 12/31/2022, Max Qty. , IR LOU Krannich East , 4202954 Krannich Solar East LLC | -0.8975 |  | No | Other | Shippable | 0 |  | Not Applicable as per Item Classification |  | Not Applicable
953-7393 | 953-7393 | SPA, Manufacturer Rebate for # 590-0121, End Date 12/31/2022, Max Qty. , IR LOU Krannich East , 4202954 Krannich Solar East LLC | -0.534 |  | No | Other | Shippable | 0 |  | Not Applicable as per Item Classification |  | Not Applicable
953-7394 | 953-7394 | SPA, Manufacturer Rebate for # 590-0122, End Date 12/31/2022, Max Qty. , IR LOU Krannich East , 4202954 Krannich Solar East LLC | -0.047 |  | No | Other | Shippable | 0 |  | Not Applicable as per Item Classification |  | Not Applicable
953-7395 | 953-7395 | SPA, Manufacturer Rebate for # DDS-270-0157, End Date 12/31/2022, Max Qty. , IR LOU Krannich East , 4202954 Krannich Solar East LLC | -2.0425 |  | No | Other | Shippable | 0 |  | Not Applicable as per Item Classification |  | Not Applicable
953-7396 | 953-7396 | SPA, Manufacturer Rebate for # DS-210-0054, End Date 12/31/2022, Max Qty. , IR LOU Krannich East , 4202954 Krannich Solar East LLC | -3.3338 |  | No | Other | Shippable | 0 |  | Not Applicable as per Item Classification |  | Not Applicable
953-7397 | 953-7397 | SPA, Manufacturer Rebate for # DS-210-0296, End Date 12/31/2022, Max Qty. , IR LOU Krannich East , 4202954 Krannich Solar East LLC | -4.845 |  | No | Other | Shippable | 0 |  | Not Applicable as per Item Classification |  | Not Applicable
953-7398 | 953-7398 | SPA, Manufacturer Rebate for # DS-210-0501, End Date 12/31/2022, Max Qty. , IR LOU Krannich East , 4202954 Krannich Solar East LLC | -4.0375 |  | No | Other | Shippable | 0 |  | Not Applicable as per Item Classification |  | Not Applicable
953-7399 | 953-7399 | SPA, Manufacturer Rebate for # DS-210-0579, End Date 12/31/2022, Max Qty. , IR LOU Krannich East , 4202954 Krannich Solar East LLC | -4.6425 |  | No | Other | Shippable | 0 |  | Not Applicable as per Item Classification |  | Not Applicable
953-7400 | 953-7400 | SPA, Manufacturer Rebate for # DS-210-0674, End Date 12/31/2022, Max Qty. , IR LOU Krannich East , 4202954 Krannich Solar East LLC | -1.5425 |  | No | Other | Shippable | 0 |  | Not Applicable as per Item Classification |  | Not Applicable
953-7401 | 953-7401 | SPA, Manufacturer Rebate for # DS-210-0949, End Date 12/31/2022, Max Qty. , IR LOU Krannich East , 4202954 Krannich Solar East LLC | -5.1425 |  | No | Other | Shippable | 0 |  | Not Applicable as per Item Classification |  | Not Applicable
953-7402 | 953-7402 | SPA, Manufacturer Rebate for # DS-210-0989, End Date 12/31/2022, Max Qty. , IR LOU Krannich East , 4202954 Krannich Solar East LLC | -1.8325 |  | No | Other | Shippable | 0 |  | Not Applicable as per Item Classification |  | Not Applicable
953-7403 | 953-7403 | SPA, Manufacturer Rebate for # DS-210-0995, End Date 12/31/2022, Max Qty. , IR LOU Krannich East , 4202954 Krannich Solar East LLC | -2.1806 |  | No | Other | Shippable | 0 |  | Not Applicable as per Item Classification |  | Not Applicable
953-7404 | 953-7404 | SPA, Manufacturer Rebate for # DS-210-0998, End Date 12/31/2022, Max Qty. , IR LOU Krannich East , 4202954 Krannich Solar East LLC | -3.3425 |  | No | Other | Shippable | 0 |  | Not Applicable as per Item Classification |  | Not Applicable
953-7405 | 953-7405 | SPA, Manufacturer Rebate for # DS-210-0999, End Date 12/31/2022, Max Qty. , IR LOU Krannich East , 4202954 Krannich Solar East LLC | -4.245 |  | No | Other | Shippable | 0 |  | Not Applicable as per Item Classification |  | Not Applicable
953-7406 | 953-7406 | SPA, Manufacturer Rebate for # DS-210-1000, End Date 12/31/2022, Max Qty. , IR LOU Krannich East , 4202954 Krannich Solar East LLC | -5.1481 |  | No | Other | Shippable | 0 |  | Not Applicable as per Item Classification |  | Not Applicable
953-7407 | 953-7407 | SPA, Manufacturer Rebate for # DS-210-1001, End Date 12/31/2022, Max Qty. , IR LOU Krannich East , 4202954 Krannich Solar East LLC | -4.6375 |  | No | Other | Shippable | 0 |  | Not Applicable as per Item Classification |  | Not Applicable
953-7408 | 953-7408 | SPA, Manufacturer Rebate for # DS-210-1002, End Date 12/31/2022, Max Qty. , IR LOU Krannich East , 4202954 Krannich Solar East LLC | -5.4413 |  | No | Other | Shippable | 0 |  | Not Applicable as per Item Classification |  | Not Applicable
953-7409 | 953-7409 | SPA, Manufacturer Rebate for # DS-210-1003, End Date 12/31/2022, Max Qty. , IR LOU Krannich East , 4202954 Krannich Solar East LLC | -5.9125 |  | No | Other | Shippable | 0 |  | Not Applicable as per Item Classification |  | Not Applicable
953-7410 | 953-7410 | SPA, Manufacturer Rebate for # DS-210-1004, End Date 12/31/2022, Max Qty. , IR LOU Krannich East , 4202954 Krannich Solar East LLC | -6.9313 |  | No | Other | Shippable | 0 |  | Not Applicable as per Item Classification |  | Not Applicable
953-7411 | 953-7411 | SPA, Manufacturer Rebate for # DS-210-1005, End Date 12/31/2022, Max Qty. , IR LOU Krannich East , 4202954 Krannich Solar East LLC | -9.1981 |  | No | Other | Shippable | 0 |  | Not Applicable as per Item Classification |  | Not Applicable
953-7412 | 953-7412 | SPA, Manufacturer Rebate for # DS-210-1006, End Date 12/31/2022, Max Qty. , IR LOU Krannich East , 4202954 Krannich Solar East LLC | -8.4206 |  | No | Other | Shippable | 0 |  | Not Applicable as per Item Classification |  | Not Applicable
953-7413 | 953-7413 | SPA, Manufacturer Rebate for # DS-210-1007, End Date 12/31/2022, Max Qty. , IR LOU Krannich East , 4202954 Krannich Solar East LLC | -7.0456 |  | No | Other | Shippable | 0 |  | Not Applicable as per Item Classification |  | Not Applicable
953-7414 | 953-7414 | SPA, Manufacturer Rebate for # DS-210-1008, End Date 12/31/2022, Max Qty. , IR LOU Krannich East , 4202954 Krannich Solar East LLC | -8.9756 |  | No | Other | Shippable | 0 |  | Not Applicable as per Item Classification |  | Not Applicable
953-7415 | 953-7415 | SPA, Manufacturer Rebate for # DS-210-1009, End Date 12/31/2022, Max Qty. , IR LOU Krannich East , 4202954 Krannich Solar East LLC | -10.8825 |  | No | Other | Shippable | 0 |  | Not Applicable as per Item Classification |  | Not Applicable
953-7416 | 953-7416 | SPA, Manufacturer Rebate for # DS-210-1010, End Date 12/31/2022, Max Qty. , IR LOU Krannich East , 4202954 Krannich Solar East LLC | -1.8325 |  | No | Other | Shippable | 0 |  | Not Applicable as per Item Classification |  | Not Applicable
953-7417 | 953-7417 | SPA, Manufacturer Rebate for # DS-210-1025, End Date 12/31/2022, Max Qty. , IR LOU Krannich East , 4202954 Krannich Solar East LLC | -3.9975 |  | No | Other | Shippable | 0 |  | Not Applicable as per Item Classification |  | Not Applicable
953-7418 | 953-7418 | SPA, Manufacturer Rebate for # DS-210-1026, End Date 12/31/2022, Max Qty. , IR LOU Krannich East , 4202954 Krannich Solar East LLC | -5.0944 |  | No | Other | Shippable | 0 |  | Not Applicable as per Item Classification |  | Not Applicable
953-7419 | 953-7419 | SPA, Manufacturer Rebate for # DS-210-1027, End Date 12/31/2022, Max Qty. , IR LOU Krannich East , 4202954 Krannich Solar East LLC | -6.1831 |  | No | Other | Shippable | 0 |  | Not Applicable as per Item Classification |  | Not Applicable
953-7420 | 953-7420 | SPA, Manufacturer Rebate for # DS-210-1040, End Date 12/31/2022, Max Qty. , IR LOU Krannich East , 4202954 Krannich Solar East LLC | -1.0175 |  | No | Other | Shippable | 0 |  | Not Applicable as per Item Classification |  | Not Applicable
953-7421 | 953-7421 | SPA, Manufacturer Rebate for # DS-210-1042, End Date 12/31/2022, Max Qty. , IR LOU Krannich East , 4202954 Krannich Solar East LLC | -1.0175 |  | No | Other | Shippable | 0 |  | Not Applicable as per Item Classification |  | Not Applicable
953-7422 | 953-7422 | SPA, Manufacturer Rebate for # DS-210-1044, End Date 12/31/2022, Max Qty. , IR LOU Krannich East , 4202954 Krannich Solar East LLC | -1.0175 |  | No | Other | Shippable | 0 |  | Not Applicable as per Item Classification |  | Not Applicable
953-7423 | 953-7423 | SPA, Manufacturer Rebate for # DS-210-1049, End Date 12/31/2022, Max Qty. , IR LOU Krannich East , 4202954 Krannich Solar East LLC | -3.6169 |  | No | Other | Shippable | 0 |  | Not Applicable as per Item Classification |  | Not Applicable
953-7424 | 953-7424 | SPA, Manufacturer Rebate for # DS-210-1066, End Date 12/31/2022, Max Qty. , IR LOU Krannich East , 4202954 Krannich Solar East LLC | -7.0831 |  | No | Other | Shippable | 0 |  | Not Applicable as per Item Classification |  | Not Applicable
953-7425 | 953-7425 | SPA, Manufacturer Rebate for # DS-211-0039, End Date 12/31/2022, Max Qty. , IR LOU Krannich East , 4202954 Krannich Solar East LLC | -0.65063 |  | No | Other | Shippable | 0 |  | Not Applicable as per Item Classification |  | Not Applicable
953-7426 | 953-7426 | SPA, Manufacturer Rebate for # DS-211-0042, End Date 12/31/2022, Max Qty. , IR LOU Krannich East , 4202954 Krannich Solar East LLC | -0.74125 |  | No | Other | Shippable | 0 |  | Not Applicable as per Item Classification |  | Not Applicable
953-7427 | 953-7427 | SPA, Manufacturer Rebate for # DS-211-0057, End Date 12/31/2022, Max Qty. , IR LOU Krannich East , 4202954 Krannich Solar East LLC | -0.26813 |  | No | Other | Shippable | 0 |  | Not Applicable as per Item Classification |  | Not Applicable
953-7428 | 953-7428 | SPA, Manufacturer Rebate for # DS-211-0058, End Date 12/31/2022, Max Qty. , IR LOU Krannich East , 4202954 Krannich Solar East LLC | -0.28375 |  | No | Other | Shippable | 0 |  | Not Applicable as per Item Classification |  | Not Applicable
953-7429 | 953-7429 | SPA, Manufacturer Rebate for # DS-211-0061, End Date 12/31/2022, Max Qty. , IR LOU Krannich East , 4202954 Krannich Solar East LLC | -0.13687 |  | No | Other | Shippable | 0 |  | Not Applicable as per Item Classification |  | Not Applicable
953-7430 | 953-7430 | SPA, Manufacturer Rebate for # DS-211-0064, End Date 12/31/2022, Max Qty. , IR LOU Krannich East , 4202954 Krannich Solar East LLC | -0.29 |  | No | Other | Shippable | 0 |  | Not Applicable as per Item Classification |  | Not Applicable
953-7431 | 953-7431 | SPA, Manufacturer Rebate for # DS-211-0095, End Date 12/31/2022, Max Qty. , IR LOU Krannich East , 4202954 Krannich Solar East LLC | -0.3175 |  | No | Other | Shippable | 0 |  | Not Applicable as per Item Classification |  | Not Applicable
953-7432 | 953-7432 | SPA, Manufacturer Rebate for # DS-211-0096, End Date 12/31/2022, Max Qty. , IR LOU Krannich East , 4202954 Krannich Solar East LLC | -0.365 |  | No | Other | Shippable | 0 |  | Not Applicable as per Item Classification |  | Not Applicable
953-7433 | 953-7433 | SPA, Manufacturer Rebate for # DS-211-0463, End Date 12/31/2022, Max Qty. , IR LOU Krannich East , 4202954 Krannich Solar East LLC | -1.7719 |  | No | Other | Shippable | 0 |  | Not Applicable as per Item Classification |  | Not Applicable
953-7434 | 953-7434 | SPA, Manufacturer Rebate for # DS-211-0464, End Date 12/31/2022, Max Qty. , IR LOU Krannich East , 4202954 Krannich Solar East LLC | -1.7719 |  | No | Other | Shippable | 0 |  | Not Applicable as per Item Classification |  | Not Applicable
953-7435 | 953-7435 | SPA, Manufacturer Rebate for # DS-211-0465, End Date 12/31/2022, Max Qty. , IR LOU Krannich East , 4202954 Krannich Solar East LLC | -1.8925 |  | No | Other | Shippable | 0 |  | Not Applicable as per Item Classification |  | Not Applicable
953-7436 | 953-7436 | SPA, Manufacturer Rebate for # DS-211-0481, End Date 12/31/2022, Max Qty. , IR LOU Krannich East , 4202954 Krannich Solar East LLC | -4.29 |  | No | Other | Shippable | 0 |  | Not Applicable as per Item Classification |  | Not Applicable
953-7437 | 953-7437 | SPA, Manufacturer Rebate for # DS-211-0482, End Date 12/31/2022, Max Qty. , IR LOU Krannich East , 4202954 Krannich Solar East LLC | -4.55 |  | No | Other | Shippable | 0 |  | Not Applicable as per Item Classification |  | Not Applicable
953-7438 | 953-7438 | SPA, Manufacturer Rebate for # DS-211-0483, End Date 12/31/2022, Max Qty. , IR LOU Krannich East , 4202954 Krannich Solar East LLC | -4.8025 |  | No | Other | Shippable | 0 |  | Not Applicable as per Item Classification |  | Not Applicable
953-7439 | 953-7439 | SPA, Manufacturer Rebate for # DS-211-0484, End Date 12/31/2022, Max Qty. , IR LOU Krannich East , 4202954 Krannich Solar East LLC | -5.0537 |  | No | Other | Shippable | 0 |  | Not Applicable as per Item Classification |  | Not Applicable
953-7440 | 953-7440 | SPA, Manufacturer Rebate for # DS-211-0485, End Date 12/31/2022, Max Qty. , IR LOU Krannich East , 4202954 Krannich Solar East LLC | -5.305 |  | No | Other | Shippable | 0 |  | Not Applicable as per Item Classification |  | Not Applicable
953-7441 | 953-7441 | SPA, Manufacturer Rebate for # DS-211-0497, End Date 12/31/2022, Max Qty. , IR LOU Krannich East , 4202954 Krannich Solar East LLC | -1.6 |  | No | Other | Shippable | 0 |  | Not Applicable as per Item Classification |  | Not Applicable
953-7442 | 953-7442 | SPA, Manufacturer Rebate for # DS-211-0498, End Date 12/31/2022, Max Qty. , IR LOU Krannich East , 4202954 Krannich Solar East LLC | -1.8125 |  | No | Other | Shippable | 0 |  | Not Applicable as per Item Classification |  | Not Applicable
953-7443 | 953-7443 | SPA, Manufacturer Rebate for # DS-211-0501, End Date 12/31/2022, Max Qty. , IR LOU Krannich East , 4202954 Krannich Solar East LLC | -1.145 |  | No | Other | Shippable | 0 |  | Not Applicable as per Item Classification |  | Not Applicable
953-7444 | 953-7444 | SPA, Manufacturer Rebate for # DS-212-0000, End Date 12/31/2022, Max Qty. , IR LOU Krannich East , 4202954 Krannich Solar East LLC | -1.1863 |  | No | Other | Shippable | 0 |  | Not Applicable as per Item Classification |  | Not Applicable
953-7445 | 953-7445 | SPA, Manufacturer Rebate for # DS-212-0001, End Date 12/31/2022, Max Qty. , IR LOU Krannich East , 4202954 Krannich Solar East LLC | -0.42063 |  | No | Other | Shippable | 0 |  | Not Applicable as per Item Classification |  | Not Applicable
953-7446 | 953-7446 | SPA, Manufacturer Rebate for # DS-212-0002, End Date 12/31/2022, Max Qty. , IR LOU Krannich East , 4202954 Krannich Solar East LLC | -2.0913 |  | No | Other | Shippable | 0 |  | Not Applicable as per Item Classification |  | Not Applicable
953-7447 | 953-7447 | SPA, Manufacturer Rebate for # DS-212-0003, End Date 12/31/2022, Max Qty. , IR LOU Krannich East , 4202954 Krannich Solar East LLC | -2.205 |  | No | Other | Shippable | 0 |  | Not Applicable as per Item Classification |  | Not Applicable
953-7448 | 953-7448 | SPA, Manufacturer Rebate for # DS-212-0004, End Date 12/31/2022, Max Qty. , IR LOU Krannich East , 4202954 Krannich Solar East LLC | -2.205 |  | No | Other | Shippable | 0 |  | Not Applicable as per Item Classification |  | Not Applicable
953-7449 | 953-7449 | SPA, Manufacturer Rebate for # DS-212-0005, End Date 12/31/2022, Max Qty. , IR LOU Krannich East , 4202954 Krannich Solar East LLC | -2.205 |  | No | Other | Shippable | 0 |  | Not Applicable as per Item Classification |  | Not Applicable
953-7450 | 953-7450 | SPA, Manufacturer Rebate for # DS-220-0349, End Date 12/31/2022, Max Qty. , IR LOU Krannich East , 4202954 Krannich Solar East LLC | -6.3219 |  | No | Other | Shippable | 0 |  | Not Applicable as per Item Classification |  | Not Applicable
953-7451 | 953-7451 | SPA, Manufacturer Rebate for # DS-220-0350, End Date 12/31/2022, Max Qty. , IR LOU Krannich East , 4202954 Krannich Solar East LLC | -8.215 |  | No | Other | Shippable | 0 |  | Not Applicable as per Item Classification |  | Not Applicable
953-7452 | 953-7452 | SPA, Manufacturer Rebate for # DS-220-0359, End Date 12/31/2022, Max Qty. , IR LOU Krannich East , 4202954 Krannich Solar East LLC | -22.0275 |  | No | Other | Shippable | 0 |  | Not Applicable as per Item Classification |  | Not Applicable
953-7453 | 953-7453 | SPA, Manufacturer Rebate for # DS-220-0360, End Date 12/31/2022, Max Qty. , IR LOU Krannich East , 4202954 Krannich Solar East LLC | -25.505 |  | No | Other | Shippable | 0 |  | Not Applicable as per Item Classification |  | Not Applicable
953-7454 | 953-7454 | SPA, Manufacturer Rebate for # DS-220-0361, End Date 12/31/2022, Max Qty. , IR LOU Krannich East , 4202954 Krannich Solar East LLC | -33.0363 |  | No | Other | Shippable | 0 |  | Not Applicable as per Item Classification |  | Not Applicable
953-7455 | 953-7455 | SPA, Manufacturer Rebate for # DS-220-0714, End Date 12/31/2022, Max Qty. , IR LOU Krannich East , 4202954 Krannich Solar East LLC | -27.82 |  | No | Other | Shippable | 0 |  | Not Applicable as per Item Classification |  | Not Applicable
953-7456 | 953-7456 | SPA, Manufacturer Rebate for # DS-220-0715, End Date 12/31/2022, Max Qty. , IR LOU Krannich East , 4202954 Krannich Solar East LLC | -2.2756 |  | No | Other | Shippable | 0 |  | Not Applicable as per Item Classification |  | Not Applicable
953-7457 | 953-7457 | SPA, Manufacturer Rebate for # DS-220-0716, End Date 12/31/2022, Max Qty. , IR LOU Krannich East , 4202954 Krannich Solar East LLC | -2.2756 |  | No | Other | Shippable | 0 |  | Not Applicable as per Item Classification |  | Not Applicable
953-7458 | 953-7458 | SPA, Manufacturer Rebate for # DS-250-1051, End Date 12/31/2022, Max Qty. , IR LOU Krannich East , 4202954 Krannich Solar East LLC | -6.8063 |  | No | Other | Shippable | 0 |  | Not Applicable as per Item Classification |  | Not Applicable
953-7459 | 953-7459 | SPA, Manufacturer Rebate for # DS-250-1052, End Date 12/31/2022, Max Qty. , IR LOU Krannich East , 4202954 Krannich Solar East LLC | -6.8063 |  | No | Other | Shippable | 0 |  | Not Applicable as per Item Classification |  | Not Applicable
953-7460 | 953-7460 | SPA, Manufacturer Rebate for # DS-250-1053, End Date 12/31/2022, Max Qty. , IR LOU Krannich East , 4202954 Krannich Solar East LLC | -12.91 |  | No | Other | Shippable | 0 |  | Not Applicable as per Item Classification |  | Not Applicable
953-7461 | 953-7461 | SPA, Manufacturer Rebate for # DS-250-1054, End Date 12/31/2022, Max Qty. , IR LOU Krannich East , 4202954 Krannich Solar East LLC | -0.37125 |  | No | Other | Shippable | 0 |  | Not Applicable as per Item Classification |  | Not Applicable
953-7462 | 953-7462 | SPA, Manufacturer Rebate for # DS-250-1055, End Date 12/31/2022, Max Qty. , IR LOU Krannich East , 4202954 Krannich Solar East LLC | -1.7288 |  | No | Other | Shippable | 0 |  | Not Applicable as per Item Classification |  | Not Applicable
953-7463 | 953-7463 | SPA, Manufacturer Rebate for # DS-260-0093, End Date 12/31/2022, Max Qty. , IR LOU Krannich East , 4202954 Krannich Solar East LLC | -0.42875 |  | No | Other | Shippable | 0 |  | Not Applicable as per Item Classification |  | Not Applicable
953-7464 | 953-7464 | SPA, Manufacturer Rebate for # DS-260-0099, End Date 12/31/2022, Max Qty. , IR LOU Krannich East , 4202954 Krannich Solar East LLC | -0.44375 |  | No | Other | Shippable | 0 |  | Not Applicable as per Item Classification |  | Not Applicable
953-7465 | 953-7465 | SPA, Manufacturer Rebate for # DS-260-0101, End Date 12/31/2022, Max Qty. , IR LOU Krannich East , 4202954 Krannich Solar East LLC | -0.43 |  | No | Other | Shippable | 0 |  | Not Applicable as per Item Classification |  | Not Applicable
953-7466 | 953-7466 | SPA, Manufacturer Rebate for # DS-260-0102, End Date 12/31/2022, Max Qty. , IR LOU Krannich East , 4202954 Krannich Solar East LLC | -0.4625 |  | No | Other | Shippable | 0 |  | Not Applicable as per Item Classification |  | Not Applicable
953-7467 | 953-7467 | SPA, Manufacturer Rebate for # DS-260-0103, End Date 12/31/2022, Max Qty. , IR LOU Krannich East , 4202954 Krannich Solar East LLC | -0.07375 |  | No | Other | Shippable | 0 |  | Not Applicable as per Item Classification |  | Not Applicable
953-7468 | 953-7468 | SPA, Manufacturer Rebate for # DS-260-0104, End Date 12/31/2022, Max Qty. , IR LOU Krannich East , 4202954 Krannich Solar East LLC | -0.081875 |  | No | Other | Shippable | 0 |  | Not Applicable as per Item Classification |  | Not Applicable
953-7469 | 953-7469 | SPA, Manufacturer Rebate for # DS-260-0105, End Date 12/31/2022, Max Qty. , IR LOU Krannich East , 4202954 Krannich Solar East LLC | -0.07375 |  | No | Other | Shippable | 0 |  | Not Applicable as per Item Classification |  | Not Applicable
953-7470 | 953-7470 | SPA, Manufacturer Rebate for # DS-260-0106, End Date 12/31/2022, Max Qty. , IR LOU Krannich East , 4202954 Krannich Solar East LLC | -0.081875 |  | No | Other | Shippable | 0 |  | Not Applicable as per Item Classification |  | Not Applicable
953-7471 | 953-7471 | SPA, Manufacturer Rebate for # DS-260-0107, End Date 12/31/2022, Max Qty. , IR LOU Krannich East , 4202954 Krannich Solar East LLC | -0.07375 |  | No | Other | Shippable | 0 |  | Not Applicable as per Item Classification |  | Not Applicable
953-7472 | 953-7472 | SPA, Manufacturer Rebate for # DS-260-0108, End Date 12/31/2022, Max Qty. , IR LOU Krannich East , 4202954 Krannich Solar East LLC | -0.081875 |  | No | Other | Shippable | 0 |  | Not Applicable as per Item Classification |  | Not Applicable
953-7473 | 953-7473 | SPA, Manufacturer Rebate for # DS-260-0109, End Date 12/31/2022, Max Qty. , IR LOU Krannich East , 4202954 Krannich Solar East LLC | -0.07375 |  | No | Other | Shippable | 0 |  | Not Applicable as per Item Classification |  | Not Applicable
953-7474 | 953-7474 | SPA, Manufacturer Rebate for # DS-260-0110, End Date 12/31/2022, Max Qty. , IR LOU Krannich East , 4202954 Krannich Solar East LLC | -0.081875 |  | No | Other | Shippable | 0 |  | Not Applicable as per Item Classification |  | Not Applicable
953-7475 | 953-7475 | SPA, Manufacturer Rebate for # DS-260-0111, End Date 12/31/2022, Max Qty. , IR LOU Krannich East , 4202954 Krannich Solar East LLC | -0.07375 |  | No | Other | Shippable | 0 |  | Not Applicable as per Item Classification |  | Not Applicable
953-7476 | 953-7476 | SPA, Manufacturer Rebate for # DS-260-0112, End Date 12/31/2022, Max Qty. , IR LOU Krannich East , 4202954 Krannich Solar East LLC | -0.081875 |  | No | Other | Shippable | 0 |  | Not Applicable as per Item Classification |  | Not Applicable
953-7477 | 953-7477 | SPA, Manufacturer Rebate for # DS-260-0113, End Date 12/31/2022, Max Qty. , IR LOU Krannich East , 4202954 Krannich Solar East LLC | -0.07375 |  | No | Other | Shippable | 0 |  | Not Applicable as per Item Classification |  | Not Applicable
953-7478 | 953-7478 | SPA, Manufacturer Rebate for # DS-260-0114, End Date 12/31/2022, Max Qty. , IR LOU Krannich East , 4202954 Krannich Solar East LLC | -0.081875 |  | No | Other | Shippable | 0 |  | Not Applicable as per Item Classification |  | Not Applicable
953-7479 | 953-7479 | SPA, Manufacturer Rebate for # DS-260-0117, End Date 12/31/2022, Max Qty. , IR LOU Krannich East , 4202954 Krannich Solar East LLC | -0.07375 |  | No | Other | Shippable | 0 |  | Not Applicable as per Item Classification |  | Not Applicable
953-7480 | 953-7480 | SPA, Manufacturer Rebate for # DS-260-0118, End Date 12/31/2022, Max Qty. , IR LOU Krannich East , 4202954 Krannich Solar East LLC | -0.081875 |  | No | Other | Shippable | 0 |  | Not Applicable as per Item Classification |  | Not Applicable
953-7481 | 953-7481 | SPA, Manufacturer Rebate for # DS-260-0169, End Date 12/31/2022, Max Qty. , IR LOU Krannich East , 4202954 Krannich Solar East LLC | -0.345 |  | No | Other | Shippable | 0 |  | Not Applicable as per Item Classification |  | Not Applicable
953-7482 | 953-7482 | SPA, Manufacturer Rebate for # DS-260-0170, End Date 12/31/2022, Max Qty. , IR LOU Krannich East , 4202954 Krannich Solar East LLC | -0.345 |  | No | Other | Shippable | 0 |  | Not Applicable as per Item Classification |  | Not Applicable
953-7483 | 953-7483 | SPA, Manufacturer Rebate for # DS-260-0171, End Date 12/31/2022, Max Qty. , IR LOU Krannich East , 4202954 Krannich Solar East LLC | -0.345 |  | No | Other | Shippable | 0 |  | Not Applicable as per Item Classification |  | Not Applicable
953-7484 | 953-7484 | SPA, Manufacturer Rebate for # DS-260-0172, End Date 12/31/2022, Max Qty. , IR LOU Krannich East , 4202954 Krannich Solar East LLC | -0.345 |  | No | Other | Shippable | 0 |  | Not Applicable as per Item Classification |  | Not Applicable
953-7485 | 953-7485 | SPA, Manufacturer Rebate for # DS-260-0173, End Date 12/31/2022, Max Qty. , IR LOU Krannich East , 4202954 Krannich Solar East LLC | -0.345 |  | No | Other | Shippable | 0 |  | Not Applicable as per Item Classification |  | Not Applicable
953-7486 | 953-7486 | SPA, Manufacturer Rebate for # DS-260-0174, End Date 12/31/2022, Max Qty. , IR LOU Krannich East , 4202954 Krannich Solar East LLC | -0.345 |  | No | Other | Shippable | 0 |  | Not Applicable as per Item Classification |  | Not Applicable
953-7487 | 953-7487 | SPA, Manufacturer Rebate for # DS-260-0175, End Date 12/31/2022, Max Qty. , IR LOU Krannich East , 4202954 Krannich Solar East LLC | -0.42375 |  | No | Other | Shippable | 0 |  | Not Applicable as per Item Classification |  | Not Applicable
953-7488 | 953-7488 | SPA, Manufacturer Rebate for # DS-260-0281, End Date 12/31/2022, Max Qty. , IR LOU Krannich East , 4202954 Krannich Solar East LLC | -0.86938 |  | No | Other | Shippable | 0 |  | Not Applicable as per Item Classification |  | Not Applicable
953-7489 | 953-7489 | SPA, Manufacturer Rebate for # DS-260-0584, End Date 12/31/2022, Max Qty. , IR LOU Krannich East , 4202954 Krannich Solar East LLC | -1.76 |  | No | Other | Shippable | 0 |  | Not Applicable as per Item Classification |  | Not Applicable
953-7490 | 953-7490 | SPA, Manufacturer Rebate for # DS-260-0585, End Date 12/31/2022, Max Qty. , IR LOU Krannich East , 4202954 Krannich Solar East LLC | -1.5831 |  | No | Other | Shippable | 0 |  | Not Applicable as per Item Classification |  | Not Applicable
953-7491 | 953-7491 | SPA, Manufacturer Rebate for # DS-270-0045, End Date 12/31/2022, Max Qty. , IR LOU Krannich East , 4202954 Krannich Solar East LLC | -1.7437 |  | No | Other | Shippable | 0 |  | Not Applicable as per Item Classification |  | Not Applicable
953-7492 | 953-7492 | SPA, Manufacturer Rebate for # DS-270-0046, End Date 12/31/2022, Max Qty. , IR LOU Krannich East , 4202954 Krannich Solar East LLC | -1.7437 |  | No | Other | Shippable | 0 |  | Not Applicable as per Item Classification |  | Not Applicable
953-7493 | 953-7493 | SPA, Manufacturer Rebate for # DS-270-0047, End Date 12/31/2022, Max Qty. , IR LOU Krannich East , 4202954 Krannich Solar East LLC | -0.88 |  | No | Other | Shippable | 0 |  | Not Applicable as per Item Classification |  | Not Applicable
953-7494 | 953-7494 | SPA, Manufacturer Rebate for # DS-270-0048, End Date 12/31/2022, Max Qty. , IR LOU Krannich East , 4202954 Krannich Solar East LLC | -7.4506 |  | No | Other | Shippable | 0 |  | Not Applicable as per Item Classification |  | Not Applicable
953-7495 | 953-7495 | SPA, Manufacturer Rebate for # DS-270-0049, End Date 12/31/2022, Max Qty. , IR LOU Krannich East , 4202954 Krannich Solar East LLC | -1.2844 |  | No | Other | Shippable | 0 |  | Not Applicable as per Item Classification |  | Not Applicable
953-7496 | 953-7496 | SPA, Manufacturer Rebate for # DS-270-0050, End Date 12/31/2022, Max Qty. , IR LOU Krannich East , 4202954 Krannich Solar East LLC | -1.2844 |  | No | Other | Shippable | 0 |  | Not Applicable as per Item Classification |  | Not Applicable
953-7497 | 953-7497 | SPA, Manufacturer Rebate for # DS-270-0051, End Date 12/31/2022, Max Qty. , IR LOU Krannich East , 4202954 Krannich Solar East LLC | -0.535 |  | No | Other | Shippable | 0 |  | Not Applicable as per Item Classification |  | Not Applicable
953-7498 | 953-7498 | SPA, Manufacturer Rebate for # DS-270-0052, End Date 12/31/2022, Max Qty. , IR LOU Krannich East , 4202954 Krannich Solar East LLC | -3.9319 |  | No | Other | Shippable | 0 |  | Not Applicable as per Item Classification |  | Not Applicable
953-7499 | 953-7499 | SPA, Manufacturer Rebate for # DS-270-0055, End Date 12/31/2022, Max Qty. , IR LOU Krannich East , 4202954 Krannich Solar East LLC | -3.9319 |  | No | Other | Shippable | 0 |  | Not Applicable as per Item Classification |  | Not Applicable
953-7500 | 953-7500 | SPA, Manufacturer Rebate for # DS-270-0056, End Date 12/31/2022, Max Qty. , IR LOU Krannich East , 4202954 Krannich Solar East LLC | -4.7044 |  | No | Other | Shippable | 0 |  | Not Applicable as per Item Classification |  | Not Applicable
953-7501 | 953-7501 | SPA, Manufacturer Rebate for # DS-270-0058, End Date 12/31/2022, Max Qty. , IR LOU Krannich East , 4202954 Krannich Solar East LLC | -0.175 |  | No | Other | Shippable | 0 |  | Not Applicable as per Item Classification |  | Not Applicable
953-7502 | 953-7502 | SPA, Manufacturer Rebate for # DS-270-0145, End Date 12/31/2022, Max Qty. , IR LOU Krannich East , 4202954 Krannich Solar East LLC | -1.1787 |  | No | Other | Shippable | 0 |  | Not Applicable as per Item Classification |  | Not Applicable
953-7503 | 953-7503 | SPA, Manufacturer Rebate for # DS-270-0152, End Date 12/31/2022, Max Qty. , IR LOU Krannich East , 4202954 Krannich Solar East LLC | -0.19562 |  | No | Other | Shippable | 0 |  | Not Applicable as per Item Classification |  | Not Applicable
953-7504 | 953-7504 | SPA, Manufacturer Rebate for # DS-270-0158, End Date 12/31/2022, Max Qty. , IR LOU Krannich East , 4202954 Krannich Solar East LLC | -2.0425 |  | No | Other | Shippable | 0 |  | Not Applicable as per Item Classification |  | Not Applicable
953-7505 | 953-7505 | SPA, Manufacturer Rebate for # DS-270-0159, End Date 12/31/2022, Max Qty. , IR LOU Krannich East , 4202954 Krannich Solar East LLC | -2.0425 |  | No | Other | Shippable | 0 |  | Not Applicable as per Item Classification |  | Not Applicable
953-7506 | 953-7506 | SPA, Manufacturer Rebate for # DS-270-0160, End Date 12/31/2022, Max Qty. , IR LOU Krannich East , 4202954 Krannich Solar East LLC | -1.8938 |  | No | Other | Shippable | 0 |  | Not Applicable as per Item Classification |  | Not Applicable
953-7507 | 953-7507 | SPA, Manufacturer Rebate for # DS-270-0161, End Date 12/31/2022, Max Qty. , IR LOU Krannich East , 4202954 Krannich Solar East LLC | -2.1294 |  | No | Other | Shippable | 0 |  | Not Applicable as per Item Classification |  | Not Applicable
953-7508 | 953-7508 | SPA, Manufacturer Rebate for # DS-270-0177, End Date 12/31/2022, Max Qty. , IR LOU Krannich East , 4202954 Krannich Solar East LLC | -0.895 |  | No | Other | Shippable | 0 |  | Not Applicable as per Item Classification |  | Not Applicable
953-7509 | 953-7509 | SPA, Manufacturer Rebate for # DS-270-0182, End Date 12/31/2022, Max Qty. , IR LOU Krannich East , 4202954 Krannich Solar East LLC | -2.0913 |  | No | Other | Shippable | 0 |  | Not Applicable as per Item Classification |  | Not Applicable
953-7510 | 953-7510 | SPA, Manufacturer Rebate for # DS-270-0725, End Date 12/31/2022, Max Qty. , IR LOU Krannich East , 4202954 Krannich Solar East LLC | -3.6987 |  | No | Other | Shippable | 0 |  | Not Applicable as per Item Classification |  | Not Applicable
953-7511 | 953-7511 | SPA, Manufacturer Rebate for # DS-270-0746, End Date 12/31/2022, Max Qty. , IR LOU Krannich East , 4202954 Krannich Solar East LLC | -5.6688 |  | No | Other | Shippable | 0 |  | Not Applicable as per Item Classification |  | Not Applicable
953-7512 | 953-7512 | SPA, Manufacturer Rebate for # DS-270-0776, End Date 12/31/2022, Max Qty. , IR LOU Krannich East , 4202954 Krannich Solar East LLC | -1.9619 |  | No | Other | Shippable | 0 |  | Not Applicable as per Item Classification |  | Not Applicable
953-7513 | 953-7513 | SPA, Manufacturer Rebate for # DS-270-0870, End Date 12/31/2022, Max Qty. , IR LOU Krannich East , 4202954 Krannich Solar East LLC | -3.2938 |  | No | Other | Shippable | 0 |  | Not Applicable as per Item Classification |  | Not Applicable
953-7514 | 953-7514 | SPA, Manufacturer Rebate for # DS-270-0898, End Date 12/31/2022, Max Qty. , IR LOU Krannich East , 4202954 Krannich Solar East LLC | -2.5344 |  | No | Other | Shippable | 0 |  | Not Applicable as per Item Classification |  | Not Applicable
953-7515 | 953-7515 | SPA, Manufacturer Rebate for # DS-270-0899, End Date 12/31/2022, Max Qty. , IR LOU Krannich East , 4202954 Krannich Solar East LLC | -1.9788 |  | No | Other | Shippable | 0 |  | Not Applicable as per Item Classification |  | Not Applicable
953-7516 | 953-7516 | SPA, Manufacturer Rebate for # DS-270-0900, End Date 12/31/2022, Max Qty. , IR LOU Krannich East , 4202954 Krannich Solar East LLC | -1.9788 |  | No | Other | Shippable | 0 |  | Not Applicable as per Item Classification |  | Not Applicable
953-7517 | 953-7517 | SPA, Manufacturer Rebate for # DS-270-0901, End Date 12/31/2022, Max Qty. , IR LOU Krannich East , 4202954 Krannich Solar East LLC | -1.9788 |  | No | Other | Shippable | 0 |  | Not Applicable as per Item Classification |  | Not Applicable
953-7518 | 953-7518 | SPA, Manufacturer Rebate for # DS-270-0902, End Date 12/31/2022, Max Qty. , IR LOU Krannich East , 4202954 Krannich Solar East LLC | -1.0337 |  | No | Other | Shippable | 0 |  | Not Applicable as per Item Classification |  | Not Applicable
953-7519 | 953-7519 | SPA, Manufacturer Rebate for # DS-270-0905, End Date 12/31/2022, Max Qty. , IR LOU Krannich East , 4202954 Krannich Solar East LLC | -0.40063 |  | No | Other | Shippable | 0 |  | Not Applicable as per Item Classification |  | Not Applicable
953-7520 | 953-7520 | SPA, Manufacturer Rebate for # DS-270-0941, End Date 12/31/2022, Max Qty. , IR LOU Krannich East , 4202954 Krannich Solar East LLC | -0.8325 |  | No | Other | Shippable | 0 |  | Not Applicable as per Item Classification |  | Not Applicable
953-7521 | 953-7521 | SPA, Manufacturer Rebate for # DS-270-0942, End Date 12/31/2022, Max Qty. , IR LOU Krannich East , 4202954 Krannich Solar East LLC | -9.0587 |  | No | Other | Shippable | 0 |  | Not Applicable as per Item Classification |  | Not Applicable
953-7522 | 953-7522 | SPA, Manufacturer Rebate for # DS-270-1002, End Date 12/31/2022, Max Qty. , IR LOU Krannich East , 4202954 Krannich Solar East LLC | -4.0838 |  | No | Other | Shippable | 0 |  | Not Applicable as per Item Classification |  | Not Applicable
953-7523 | 953-7523 | SPA, Manufacturer Rebate for # DS-270-1004, End Date 12/31/2022, Max Qty. , IR LOU Krannich East , 4202954 Krannich Solar East LLC | -9.2019 |  | No | Other | Shippable | 0 |  | Not Applicable as per Item Classification |  | Not Applicable
953-7524 | 953-7524 | SPA, Manufacturer Rebate for # DS-270-1005, End Date 12/31/2022, Max Qty. , IR LOU Krannich East , 4202954 Krannich Solar East LLC | -11.0044 |  | No | Other | Shippable | 0 |  | Not Applicable as per Item Classification |  | Not Applicable
953-7525 | 953-7525 | SPA, Manufacturer Rebate for # DS-270-1033, End Date 12/31/2022, Max Qty. , IR LOU Krannich East , 4202954 Krannich Solar East LLC | -2.8462 |  | No | Other | Shippable | 0 |  | Not Applicable as per Item Classification |  | Not Applicable
953-7526 | 953-7526 | SPA, Manufacturer Rebate for # DS-270-1045, End Date 12/31/2022, Max Qty. , IR LOU Krannich East , 4202954 Krannich Solar East LLC | -1.1787 |  | No | Other | Shippable | 0 |  | Not Applicable as per Item Classification |  | Not Applicable
953-7527 | 953-7527 | SPA, Manufacturer Rebate for # DS-270-1046, End Date 12/31/2022, Max Qty. , IR LOU Krannich East , 4202954 Krannich Solar East LLC | -1.3075 |  | No | Other | Shippable | 0 |  | Not Applicable as per Item Classification |  | Not Applicable
953-7528 | 953-7528 | SPA, Manufacturer Rebate for # DS-271-0008, End Date 12/31/2022, Max Qty. , IR LOU Krannich East , 4202954 Krannich Solar East LLC | -5.1925 |  | No | Other | Shippable | 0 |  | Not Applicable as per Item Classification |  | Not Applicable
953-7529 | 953-7529 | SPA, Manufacturer Rebate for # DS-271-0009, End Date 12/31/2022, Max Qty. , IR LOU Krannich East , 4202954 Krannich Solar East LLC | -1.9619 |  | No | Other | Shippable | 0 |  | Not Applicable as per Item Classification |  | Not Applicable
953-7530 | 953-7530 | SPA, Manufacturer Rebate for # DS-271-0010, End Date 12/31/2022, Max Qty. , IR LOU Krannich East , 4202954 Krannich Solar East LLC | -2.245 |  | No | Other | Shippable | 0 |  | Not Applicable as per Item Classification |  | Not Applicable
953-7531 | 953-7531 | SPA, Manufacturer Rebate for # DS-271-0012, End Date 12/31/2022, Max Qty. , IR LOU Krannich East , 4202954 Krannich Solar East LLC | -1.9619 |  | No | Other | Shippable | 0 |  | Not Applicable as per Item Classification |  | Not Applicable
953-7532 | 953-7532 | SPA, Manufacturer Rebate for # DS-271-0014, End Date 12/31/2022, Max Qty. , IR LOU Krannich East , 4202954 Krannich Solar East LLC | -1.9619 |  | No | Other | Shippable | 0 |  | Not Applicable as per Item Classification |  | Not Applicable
953-7533 | 953-7533 | SPA, Manufacturer Rebate for # DS-271-0015, End Date 12/31/2022, Max Qty. , IR LOU Krannich East , 4202954 Krannich Solar East LLC | -1.9619 |  | No | Other | Shippable | 0 |  | Not Applicable as per Item Classification |  | Not Applicable
953-7534 | 953-7534 | SPA, Manufacturer Rebate for # DS-510-0258, End Date 12/31/2022, Max Qty. , IR LOU Krannich East , 4202954 Krannich Solar East LLC | -10.6575 |  | No | Other | Shippable | 0 |  | Not Applicable as per Item Classification |  | Not Applicable
953-7535 | 953-7535 | SPA, Manufacturer Rebate for # DS-550-0287, End Date 12/31/2022, Max Qty. , IR LOU Krannich East , 4202954 Krannich Solar East LLC | -0.12187 |  | No | Other | Shippable | 0 |  | Not Applicable as per Item Classification |  | Not Applicable
953-7536 | 953-7536 | SPA, Manufacturer Rebate for # DS-550-0288, End Date 12/31/2022, Max Qty. , IR LOU Krannich East , 4202954 Krannich Solar East LLC | -0.024375 |  | No | Other | Shippable | 0 |  | Not Applicable as per Item Classification |  | Not Applicable
953-7537 | 953-7537 | SPA, Manufacturer Rebate for # DS-550-0382, End Date 12/31/2022, Max Qty. , IR LOU Krannich East , 4202954 Krannich Solar East LLC | -1.6487 |  | No | Other | Shippable | 0 |  | Not Applicable as per Item Classification |  | Not Applicable
953-7538 | 953-7538 | SPA, Manufacturer Rebate for # DS-590-0108, End Date 12/31/2022, Max Qty. , IR LOU Krannich East , 4202954 Krannich Solar East LLC | -0.5725 |  | No | Other | Shippable | 0 |  | Not Applicable as per Item Classification |  | Not Applicable
953-7539 | 953-7539 | SPA, Manufacturer Rebate for # DS-590-0115, End Date 12/31/2022, Max Qty. , IR LOU Krannich East , 4202954 Krannich Solar East LLC | -0.2675 |  | No | Other | Shippable | 0 |  | Not Applicable as per Item Classification |  | Not Applicable
953-7540 | 953-7540 | SPA, Manufacturer Rebate for # DS-590-0116, End Date 12/31/2022, Max Qty. , IR LOU Krannich East , 4202954 Krannich Solar East LLC | -0.325 |  | No | Other | Shippable | 0 |  | Not Applicable as per Item Classification |  | Not Applicable
953-7541 | 953-7541 | SPA, Manufacturer Rebate for # DS-590-0117, End Date 12/31/2022, Max Qty. , IR LOU Krannich East , 4202954 Krannich Solar East LLC | -0.86938 |  | No | Other | Shippable | 0 |  | Not Applicable as per Item Classification |  | Not Applicable
953-7542 | 953-7542 | SPA, Manufacturer Rebate for # DS-590-0118, End Date 12/31/2022, Max Qty. , IR LOU Krannich East , 4202954 Krannich Solar East LLC | -0.59688 |  | No | Other | Shippable | 0 |  | Not Applicable as per Item Classification |  | Not Applicable
953-7543 | 953-7543 | SPA, Manufacturer Rebate for # DS-590-0119, End Date 12/31/2022, Max Qty. , IR LOU Krannich East , 4202954 Krannich Solar East LLC | -0.59 |  | No | Other | Shippable | 0 |  | Not Applicable as per Item Classification |  | Not Applicable
953-7544 | 953-7544 | SPA, Manufacturer Rebate for # DS-590-0120, End Date 12/31/2022, Max Qty. , IR LOU Krannich East , 4202954 Krannich Solar East LLC | -1.3481 |  | No | Other | Shippable | 0 |  | Not Applicable as per Item Classification |  | Not Applicable
953-7545 | 953-7545 | SPA, Manufacturer Rebate for # DS-590-0121, End Date 12/31/2022, Max Qty. , IR LOU Krannich East , 4202954 Krannich Solar East LLC | -0.8 |  | No | Other | Shippable | 0 |  | Not Applicable as per Item Classification |  | Not Applicable
953-7546 | 953-7546 | SPA, Manufacturer Rebate for # DS-590-0122, End Date 12/31/2022, Max Qty. , IR LOU Krannich East , 4202954 Krannich Solar East LLC | -0.08375 |  | No | Other | Shippable | 0 |  | Not Applicable as per Item Classification |  | Not Applicable
953-7547 | 953-7547 | SPA, ENPHASE ENERGY, INC., Manufacturer Rebate for 321-0215, End Date 12/31/2021, Max Qty. 2400, Q-00012962, 7290 SONRAY SOLAR, INC. DBA SONRAY CONSTRUCTION | -14.79 |  | No | Other | Shippable | 0 |  | Not Applicable as per Item Classification |  | Not Applicable
953-7548 | 953-7548 | SPA, ENPHASE ENERGY, INC., Manufacturer Rebate for 321-0216, End Date 12/31/2021, Max Qty. 600, Q-00012962, 7290 SONRAY SOLAR, INC. DBA SONRAY CONSTRUCTION | -14.79 |  | No | Other | Shippable | 0 |  | Not Applicable as per Item Classification |  | Not Applicable
953-7549 | 953-7549 | SPA, ENPHASE ENERGY, INC., Manufacturer Rebate for 321-0223, End Date 12/31/2021, Max Qty. 500, Q-00012863, 1032 ELECTRICARE INC. | -6.62 |  | No | Other | Shippable | 0 |  | Not Applicable as per Item Classification |  | Not Applicable
953-7550 | 953-7550 | SPA, ENPHASE ENERGY, INC., Manufacturer Rebate for 321-0216, End Date 12/31/2021, Max Qty. 500, Q-00012863, 1032 ELECTRICARE INC. | -9.09 |  | No | Other | Shippable | 0 |  | Not Applicable as per Item Classification |  | Not Applicable
953-7551 | 953-7551 | SPA, ENPHASE ENERGY, INC., Manufacturer Rebate for 321-0216, End Date 12/31/2021, Q-00012192, 4204550 Convert Solar | 0 |  | No | Other | Shippable | 0 |  | Not Applicable as per Item Classification |  | Not Applicable
953-7552 | 953-7552 | SPA, ENPHASE ENERGY, INC., Manufacturer Rebate for 321-0215, End Date 12/31/2021, Q-00012508, 88596 American Array Solar | -15.81 |  | No | Other | Shippable | 0 |  | Not Applicable as per Item Classification |  | Not Applicable
953-7553 | 953-7553 | SPA, ENPHASE ENERGY, INC., Manufacturer Rebate for 321-0216, End Date 12/31/2021, Q-00012508, 88596 American Array Solar | -18.35 |  | No | Other | Shippable | 0 |  | Not Applicable as per Item Classification |  | Not Applicable
953-7554 | 953-7554 | SPA, ENPHASE ENERGY, INC., Manufacturer Rebate for 321-0223, End Date 12/31/2021, Q-00012508, 88596 American Array Solar | -16.51 |  | No | Other | Shippable | 0 |  | Not Applicable as per Item Classification |  | Not Applicable
953-7555 | 953-7555 | SPA, SOLAREDGE TECHNOLOGIES INC, Manufacturer Rebate for 310-0603, End Date 12/31/2021, SOL750, 4204550 Convert Solar | 0 |  | No | Other | Shippable | 0 |  | Not Applicable as per Item Classification |  | Not Applicable
953-7556 | 953-7556 | SPA, PANASONIC CORPORATION OF NORTH AMERICA, Manufacturer Rebate for 110-1203, End Date 12/31/2021, PanasonicSPAContractQ421-101121, 80786 FirstPV Inc dba SolarUnion | -57.6 |  | No | Other | Shippable | 0 |  | Not Applicable as per Item Classification |  | Not Applicable
953-7557 | 953-7557 | SPA, PANASONIC CORPORATION OF NORTH AMERICA, Manufacturer Rebate for 110-1264, End Date 12/31/2021, PanasonicSPAContractQ421-101121, 80786 FirstPV Inc dba SolarUnion | -37.15 |  | No | Other | Shippable | 0 |  | Not Applicable as per Item Classification |  | Not Applicable
953-7558 | 953-7558 | SPA, PANASONIC CORPORATION OF NORTH AMERICA, Manufacturer Rebate for 110-1265, End Date 12/31/2021, PanasonicSPAContractQ421-101121, 80786 FirstPV Inc dba SolarUnion | -37.87 |  | No | Other | Shippable | 0 |  | Not Applicable as per Item Classification |  | Not Applicable
953-7559 | 953-7559 | SPA, PANASONIC CORPORATION OF NORTH AMERICA, Manufacturer Rebate for 110-1265, End Date 12/31/2021, PanasonicSPAContract-Q4-2021, 88596 American Array Solar | -29.51 |  | No | Other | Shippable | 0 |  | Not Applicable as per Item Classification |  | Not Applicable
953-7560 | 953-7560 | SPA, PANASONIC CORPORATION OF NORTH AMERICA, Manufacturer Rebate for 110-1264, End Date 12/31/2021, PanasonicSPAContract-Q4-2021, 88596 American Array Solar | -29.62 |  | No | Other | Shippable | 0 |  | Not Applicable as per Item Classification |  | Not Applicable
953-7561 | 953-7561 | SPA, ENPHASE ENERGY, INC., Manufacturer Rebate for 321-0216, End Date 12/31/2021, Q-00012765, 4205145 Titanium Solar LLC | -11.29 |  | No | Other | Shippable | 0 |  | Not Applicable as per Item Classification |  | Not Applicable
953-7562 | 953-7562 | SPA, ENPHASE ENERGY, INC., Manufacturer Rebate for 321-0216, End Date 12/31/2021, Max Qty. 750, Q-00013048, 4203125:1 Renu Energy TCI (INTL Orders) | -31.5 |  | No | Other | Shippable | 0 |  | Not Applicable as per Item Classification |  | Not Applicable
953-7563 | 953-7563 | SPA, ENPHASE ENERGY, INC., Manufacturer Rebate for 321-0216, End Date 12/31/2021, Q-00012509, 88279 Illuminate Solar Company | -5.83 |  | No | Other | Shippable | 0 |  | Not Applicable as per Item Classification |  | Not Applicable
953-7564 | 953-7564 | SPA, ENPHASE ENERGY, INC., Manufacturer Rebate for 321-0223, End Date 12/31/2021, Q-00012509, 88279 Illuminate Solar Company | -5.95 |  | No | Other | Shippable | 0 |  | Not Applicable as per Item Classification |  | Not Applicable
953-7565 | 953-7565 | SPA, ENPHASE ENERGY, INC., Manufacturer Rebate for 321-0215, End Date 12/31/2021, Q-00012519, 8426 High Definition Solar | -17.81 |  | No | Other | Shippable | 0 |  | Not Applicable as per Item Classification |  | Not Applicable
953-7566 | 953-7566 | SPA, ENPHASE ENERGY, INC., Manufacturer Rebate for 321-0216, End Date 12/31/2021, Q-00012519, 8426 High Definition Solar | -17.04 |  | No | Other | Shippable | 0 |  | Not Applicable as per Item Classification |  | Not Applicable
953-7567 | 953-7567 | SPA, ENPHASE ENERGY, INC., Manufacturer Rebate for 321-0223, End Date 12/31/2021, Q-00012519, 8426 High Definition Solar | -18.07 |  | No | Other | Shippable | 0 |  | Not Applicable as per Item Classification |  | Not Applicable
953-7568 | 953-7568 | SPA, ENPHASE ENERGY, INC., Manufacturer Rebate for 321-0223, End Date 12/31/2021, Q-00012904, 82214 Bermuda Engineering | -42.23 |  | No | Other | Shippable | 0 |  | Not Applicable as per Item Classification |  | Not Applicable
953-7569 | 953-7569 | SPA, ENPHASE ENERGY, INC., Manufacturer Rebate for 321-0216, End Date 12/31/2021, Q-00012904, 82214 Bermuda Engineering | -36.99 |  | No | Other | Shippable | 0 |  | Not Applicable as per Item Classification |  | Not Applicable
953-7570 | 953-7570 | SPA, ENPHASE ENERGY, INC., Manufacturer Rebate for 321-0223, End Date 12/31/2021, Q-00012214, 203313 Sunergy, Inc | -12.49 |  | No | Other | Shippable | 0 |  | Not Applicable as per Item Classification |  | Not Applicable
953-7571 | 953-7571 | SPA, ENPHASE ENERGY, INC., Manufacturer Rebate for 321-0216, End Date 12/31/2021, Q-00012214, 203313 Sunergy, Inc | -10.29 |  | No | Other | Shippable | 0 |  | Not Applicable as per Item Classification |  | Not Applicable
953-7572 | 953-7572 | SPA, UNIRAC INC, Manufacturer Rebate for 213-0020, End Date 1/31/2024, Titanium Unirac, 4205145 Titanium Solar LLC | -1.13 |  | No | Other | Shippable | 0 |  | Not Applicable as per Item Classification |  | Not Applicable
953-7573 | 953-7573 | SPA, ENPHASE ENERGY, INC., Manufacturer Rebate for 321-0216, End Date 12/31/2021, Max Qty. 200, Q-00011972, 7121 Solar Alternatives Inc | -15.13 |  | No | Other | Shippable | 0 |  | Not Applicable as per Item Classification |  | Not Applicable
953-7574 | 953-7574 | SPA, ENPHASE ENERGY, INC., Manufacturer Rebate for 321-0215, End Date 12/31/2021, Max Qty. 800, Q-00011972, 7121 Solar Alternatives Inc | -15.39 |  | No | Other | Shippable | 0 |  | Not Applicable as per Item Classification |  | Not Applicable
953-7575 | 953-7575 | SPA, PANASONIC CORPORATION OF NORTH AMERICA, Manufacturer Rebate for 110-1265, End Date 12/31/2021, PanasonicSPAContractQ421-101121, 88596 American Array Solar | -30.89 |  | No | Other | Shippable | 0 |  | Not Applicable as per Item Classification |  | Not Applicable
953-7576 | 953-7576 | SPA, ENPHASE ENERGY, INC., Manufacturer Rebate for 321-0219, End Date 12/31/2021, Q-00012813, 82214 Bermuda Engineering | -31.55 |  | No | Other | Shippable | 0 |  | Not Applicable as per Item Classification |  | Not Applicable
953-7577 | 953-7577 | SPA, ENPHASE ENERGY, INC., Manufacturer Rebate for 321-0216, End Date 12/31/2021, Max Qty. 2500, Q-00012050, 4204475 Solar Solutions and Distributions LLC | -23.27 |  | No | Other | Shippable | 0 |  | Not Applicable as per Item Classification |  | Not Applicable
953-7578 | 953-7578 | SPA, SOLAREDGE TECHNOLOGIES INC, Manufacturer Rebate for 310-0598, End Date 6/30/2022, SOL1250, 4204719 Motive Energy Telecommunications Group, Inc. dba Motive Infrastructure Solutions | -33.38 |  | No | Other | Shippable | 0 |  | Not Applicable as per Item Classification |  | Not Applicable
953-7579 | 953-7579 | SPA, SOLAREDGE TECHNOLOGIES INC, Manufacturer Rebate for MK-565-0230, End Date 6/30/2022, SOL1250, 4204719 Motive Energy Telecommunications Group, Inc. dba Motive Infrastructure Solutions | -1.78 |  | No | Other | Shippable | 0 |  | Not Applicable as per Item Classification |  | Not Applicable
953-7580 | 953-7580 | SPA, ENPHASE ENERGY, INC., Manufacturer Rebate for 321-0223, End Date 12/31/2021, Q-00013153, 203176 Energy Solutions Direct | -36.21 |  | No | Other | Shippable | 0 |  | Not Applicable as per Item Classification |  | Not Applicable
953-7581 | 953-7581 | SPA, ENPHASE ENERGY, INC., Manufacturer Rebate for 321-0215, End Date 12/31/2021, Max Qty. 500, Q-00012350, 4204527 Premier Solar Energy, Inc | -9.52 |  | No | Other | Shippable | 0 |  | Not Applicable as per Item Classification |  | Not Applicable
953-7582 | 953-7582 | SPA, ENPHASE ENERGY, INC., Manufacturer Rebate for 321-0216, End Date 12/31/2021, Max Qty. 500, Q-00012350, 4204527 Premier Solar Energy, Inc | -10.03 |  | No | Other | Shippable | 0 |  | Not Applicable as per Item Classification |  | Not Applicable
953-7583 | 953-7583 | SPA, ENPHASE ENERGY, INC., Manufacturer Rebate for 321-0215, End Date 12/31/2021, Q-00012202, 4203099 Lumina Solar | -29.54 |  | No | Other | Shippable | 0 |  | Not Applicable as per Item Classification |  | Not Applicable
953-7584 | 953-7584 | SPA, ENPHASE ENERGY, INC., Manufacturer Rebate for 321-0216, End Date 12/31/2021, Q-00012202, 4203099 Lumina Solar | -31.48 |  | No | Other | Shippable | 0 |  | Not Applicable as per Item Classification |  | Not Applicable
953-7585 | 953-7585 | SPA, ENPHASE ENERGY, INC., Manufacturer Rebate for 321-0216, End Date 12/31/2021, Q-00012801, 4203978 Zenith Security LLC | -61.56 |  | No | Other | Shippable | 0 |  | Not Applicable as per Item Classification |  | Not Applicable
953-7586 | 953-7586 | SPA, ENPHASE ENERGY, INC., Manufacturer Rebate for 321-0215, End Date 12/31/2021, Q-00012801, 4203978 Zenith Security LLC | -52.38 |  | No | Other | Shippable | 0 |  | Not Applicable as per Item Classification |  | Not Applicable
953-7587 | 953-7587 | SPA, ENPHASE ENERGY, INC., Manufacturer Rebate for 360-0329, End Date 12/31/2021, Q-00012801, 4203978 Zenith Security LLC | -4.72 |  | No | Other | Shippable | 0 |  | Not Applicable as per Item Classification |  | Not Applicable
953-7588 | 953-7588 | SPA, ENPHASE ENERGY, INC., Manufacturer Rebate for 570-1196, End Date 12/31/2021, Q-00012801, 4203978 Zenith Security LLC | -361.64 |  | No | Other | Shippable | 0 |  | Not Applicable as per Item Classification |  | Not Applicable
953-7589 | 953-7589 | SPA, ENPHASE ENERGY, INC., Manufacturer Rebate for 570-1189, End Date 12/31/2021, Q-00012801, 4203978 Zenith Security LLC | -132.5 |  | No | Other | Shippable | 0 |  | Not Applicable as per Item Classification |  | Not Applicable
953-7590 | 953-7590 | SPA, PANASONIC CORPORATION OF NORTH AMERICA, Manufacturer Rebate for 110-1127, End Date 12/31/2021, Panasonic Blanket for HIT, 4203600 AMPWRX, Inc | -39.6 |  | No | Other | Shippable | 0 |  | Not Applicable as per Item Classification |  | Not Applicable
953-7591 | 953-7591 | SPA, SOLARIA CORP, Manufacturer Rebate for 110-1254, End Date 1/31/2022, Solaria Premier, 8095 MATSON SERVICES | -62.89 |  | No | Other | Shippable | 0 |  | Not Applicable as per Item Classification |  | Not Applicable
953-7592 | 953-7592 | SPA, PANASONIC CORPORATION OF NORTH AMERICA, Manufacturer Rebate for 110-1264, End Date 12/31/2021, PanasonicSPAContract-Q4-2021, 80371 Addy Electric Inc | -48.56 |  | No | Other | Shippable | 0 |  | Not Applicable as per Item Classification |  | Not Applicable
953-7593 | 953-7593 | SPA, SOLARIA CORP, Manufacturer Rebate for 110-1254, End Date 12/31/2021, Platinum $.08/W – NexGen, 3352 NexGen Construction Services Inc | -32 |  | No | Other | Shippable | 0 |  | Not Applicable as per Item Classification |  | Not Applicable
953-7594 | 953-7594 | SPA, ENPHASE ENERGY, INC., Manufacturer Rebate for 321-0215, End Date 12/31/2021, Max Qty. 500, Q-00012521, 80633 Solar Roof Dynamics LLC | -14.29 |  | No | Other | Shippable | 0 |  | Not Applicable as per Item Classification |  | Not Applicable
953-7595 | 953-7595 | SPA, ENPHASE ENERGY, INC., Manufacturer Rebate for 321-0223, End Date 4/2/2022, Q-00012864, 4203164 Element Electric Inc | -8.79 |  | No | Other | Shippable | 0 |  | Not Applicable as per Item Classification |  | Not Applicable
953-7596 | 953-7596 | SPA, ENPHASE ENERGY, INC., Manufacturer Rebate for 321-0216, End Date 12/31/2021, Max Qty. 200, Q-00012521, 80633 Solar Roof Dynamics LLC | -15.29 |  | No | Other | Shippable | 0 |  | Not Applicable as per Item Classification |  | Not Applicable
953-7597 | 953-7597 | SPA, ENPHASE ENERGY, INC., Manufacturer Rebate for 321-0223, End Date 12/31/2021, Max Qty. 300, Q-00012521, 80633 Solar Roof Dynamics LLC | -16.29 |  | No | Other | Shippable | 0 |  | Not Applicable as per Item Classification |  | Not Applicable
953-7598 | 953-7598 | SPA, UNIRAC INC, Manufacturer Rebate for 210-1030, End Date 11/1/2022, Unirac SPA Solar-Ray, 3551 SOLAR-RAY INC | -2.33 |  | No | Other | Shippable | 0 |  | Not Applicable as per Item Classification |  | Not Applicable
953-7599 | 953-7599 | SPA, UNIRAC INC, Manufacturer Rebate for 210-1082, End Date 11/1/2022, Unirac SPA Solar-Ray, 3551 SOLAR-RAY INC | -3.41 |  | No | Other | Shippable | 0 |  | Not Applicable as per Item Classification |  | Not Applicable
953-7600 | 953-7600 | SPA, SOLARIA CORP, Manufacturer Rebate for 110-1254, End Date 3/31/2022, Solaria Premier, 80168 JS Solar & Electric | -48 |  | No | Other | Shippable | 0 |  | Not Applicable as per Item Classification |  | Not Applicable
953-7601 | 953-7601 | SPA, PANASONIC CORPORATION OF NORTH AMERICA, Manufacturer Rebate for 110-1303, End Date 12/31/2021, Panasonic, 82467 Whole Sun Designs Inc. | -80.69 |  | No | Other | Shippable | 0 |  | Not Applicable as per Item Classification |  | Not Applicable
953-7602 | 953-7602 | SPA, SOLARIA CORP, Manufacturer Rebate for 110-1247, End Date 12/31/2021, Platinum $.08/W – NexGen, 3352 NexGen Construction Services Inc | -29.2 |  | No | Other | Shippable | 0 |  | Not Applicable as per Item Classification |  | Not Applicable
953-7603 | 953-7603 | SPA, PANASONIC CORPORATION OF NORTH AMERICA, Manufacturer Rebate for 110-1203, End Date 12/31/2021, Panasonic Blanket for HIT, 4203600 AMPWRX, Inc | -40.8 |  | No | Other | Shippable | 0 |  | Not Applicable as per Item Classification |  | Not Applicable
953-7604 | 953-7604 | SPA, SOLARIA CORP, Manufacturer Rebate for 110-1254, End Date 3/31/2022, Solaria Premier, 4204527 Premier Solar Energy, Inc | -112.67 |  | No | Other | Shippable | 0 |  | Not Applicable as per Item Classification |  | Not Applicable
953-7605 | 953-7605 | SPA, SOLAREDGE TECHNOLOGIES INC, Manufacturer Rebate for 310-0646, End Date 12/31/2021, SOL810, 4202957 Meraki Installers LLC | -347.9 |  | No | Other | Shippable | 0 |  | Not Applicable as per Item Classification |  | Not Applicable
953-7606 | 953-7606 | SPA, SOLAREDGE TECHNOLOGIES INC, Manufacturer Rebate for 310-0641, End Date 12/31/2021, SOL810, 4202957 Meraki Installers LLC | -367.93 |  | No | Other | Shippable | 0 |  | Not Applicable as per Item Classification |  | Not Applicable
953-7607 | 953-7607 | SPA, SOLAREDGE TECHNOLOGIES INC, Manufacturer Rebate for 310-0644, End Date 12/31/2021, SOL810, 4202957 Meraki Installers LLC | -293.3 |  | No | Other | Shippable | 0 |  | Not Applicable as per Item Classification |  | Not Applicable
953-7608 | 953-7608 | SPA, SOLAREDGE TECHNOLOGIES INC, Manufacturer Rebate for 310-0645, End Date 12/31/2021, SOL810, 4202957 Meraki Installers LLC | -309.97 |  | No | Other | Shippable | 0 |  | Not Applicable as per Item Classification |  | Not Applicable
953-7609 | 953-7609 | SPA, SOLAREDGE TECHNOLOGIES INC, Manufacturer Rebate for 310-0647, End Date 12/31/2021, SOL810, 4202957 Meraki Installers LLC | -347.9 |  | No | Other | Shippable | 0 |  | Not Applicable as per Item Classification |  | Not Applicable
953-7610 | 953-7610 | SPA, SOLARIA CORP, Manufacturer Rebate for 110-1247, End Date 12/31/2021, Gold - SOalria SPA, 7085 Sonpower, Inc. dba Harrison Electric & Solar | -14.6 |  | No | Other | Shippable | 0 |  | Not Applicable as per Item Classification |  | Not Applicable
953-7611 | 953-7611 | SPA, SOLARIA CORP, Manufacturer Rebate for 110-1254, End Date 12/31/2021, SES Ft. Pierce_Solaria SPA, 87248 Florida Solar Products, Inc dba Solar Energy Systems | -32 |  | No | Other | Shippable | 0 |  | Not Applicable as per Item Classification |  | Not Applicable
953-7612 | 953-7612 | SPA, ENPHASE ENERGY, INC., Manufacturer Rebate for 321-0223, End Date 12/31/2021, Q-00014180, 203176 Energy Solutions Direct | -37.52 |  | No | Other | Shippable | 0 |  | Not Applicable as per Item Classification |  | Not Applicable
953-7613 | 953-7613 | SPA, ENPHASE ENERGY, INC., Manufacturer Rebate for 321-0230, End Date 12/31/2021, Q-00014180, 203176 Energy Solutions Direct | -43.12 |  | No | Other | Shippable | 0 |  | Not Applicable as per Item Classification |  | Not Applicable
953-7614 | 953-7614 | SPA, ENPHASE ENERGY, INC., Manufacturer Rebate for 321-0231, End Date 12/31/2021, Q-00014180, 203176 Energy Solutions Direct | -46.3 |  | No | Other | Shippable | 0 |  | Not Applicable as per Item Classification |  | Not Applicable
953-7615 | 953-7615 | SPA, ENPHASE ENERGY, INC., Manufacturer Rebate for 321-0232, End Date 12/31/2021, Q-00014180, 203176 Energy Solutions Direct | -41.5 |  | No | Other | Soligent De-listing | 0 |  | Not Applicable as per Item Classification |  | Not Applicable
953-7616 | 953-7616 | SPA, ENPHASE ENERGY, INC., Manufacturer Rebate for 321-0216, End Date 12/31/2021, Q-00013503, 203176 Energy Solutions Direct | -36.49 |  | No | Other | Shippable | 0 |  | Not Applicable as per Item Classification |  | Not Applicable
953-7617 | 953-7617 | SPA, ENPHASE ENERGY, INC., Manufacturer Rebate for 321-0233, End Date 12/31/2021, Q-00013503, 203176 Energy Solutions Direct | -41.95 |  | No | Other | Shippable | 0 |  | Not Applicable as per Item Classification |  | Not Applicable
953-7618 | 953-7618 | SPA, ENPHASE ENERGY, INC., Manufacturer Rebate for 321-0215, End Date 12/31/2021, Max Qty. 150, Q-00013408, 4203321 3 Guys Solar LLC | -11.3 |  | No | Other | Shippable | 0 |  | Not Applicable as per Item Classification |  | Not Applicable
953-7619 | 953-7619 | SPA, ENPHASE ENERGY, INC., Manufacturer Rebate for 321-0233, End Date 12/31/2021, Max Qty. 100, Q-00013436, 89609 Sunlight Enterprises, Inc dba Sunlight Solar | -20.94 |  | No | Other | Shippable | 0 |  | Not Applicable as per Item Classification |  | Not Applicable
953-7620 | 953-7620 | SPA, ENPHASE ENERGY, INC., Manufacturer Rebate for 321-0229, End Date 12/31/2021, Max Qty. 1000, Q-00013436, 89609 Sunlight Enterprises, Inc dba Sunlight Solar | -22.86 |  | No | Other | Shippable | 0 |  | Not Applicable as per Item Classification |  | Not Applicable
953-7621 | 953-7621 | SPA, ENPHASE ENERGY, INC., Manufacturer Rebate for 321-0219, End Date 12/31/2021, Max Qty. 100, Q-00013436, 89609 Sunlight Enterprises, Inc dba Sunlight Solar | -17.41 |  | No | Other | Shippable | 0 |  | Not Applicable as per Item Classification |  | Not Applicable
953-7622 | 953-7622 | SPA, ENPHASE ENERGY, INC., Manufacturer Rebate for 321-0216, End Date 12/31/2021, Max Qty. 100, Q-00013436, 89609 Sunlight Enterprises, Inc dba Sunlight Solar | -18.22 |  | No | Other | Shippable | 0 |  | Not Applicable as per Item Classification |  | Not Applicable
953-7623 | 953-7623 | SPA, ENPHASE ENERGY, INC., Manufacturer Rebate for 321-0215, End Date 12/31/2021, Max Qty. 1000, Q-00013436, 89609 Sunlight Enterprises, Inc dba Sunlight Solar | -16.3 |  | No | Other | Shippable | 0 |  | Not Applicable as per Item Classification |  | Not Applicable
953-7624 | 953-7624 | SPA, ENPHASE ENERGY, INC., Manufacturer Rebate for 321-0233, End Date 12/31/2021, Max Qty. 650, Q-00013408, 4203321 3 Guys Solar LLC | -12.22 |  | No | Other | Shippable | 0 |  | Not Applicable as per Item Classification |  | Not Applicable
953-7625 | 953-7625 | SPA, ENPHASE ENERGY, INC., Manufacturer Rebate for 321-0232, End Date 12/31/2021, Max Qty. 60, Q-00013408, 4203321 3 Guys Solar LLC | -13.52 |  | No | Other | Shippable | 0 |  | Not Applicable as per Item Classification |  | Not Applicable
953-7626 | 953-7626 | SPA, ENPHASE ENERGY, INC., Manufacturer Rebate for 321-0231, End Date 12/31/2021, Max Qty. 60, Q-00013408, 4203321 3 Guys Solar LLC | -13.23 |  | No | Other | Shippable | 0 |  | Not Applicable as per Item Classification |  | Not Applicable
953-7627 | 953-7627 | SPA, ENPHASE ENERGY, INC., Manufacturer Rebate for 321-0230, End Date 12/31/2021, Max Qty. 60, Q-00013408, 4203321 3 Guys Solar LLC | -12.75 |  | No | Other | Shippable | 0 |  | Not Applicable as per Item Classification |  | Not Applicable
953-7628 | 953-7628 | SPA, ENPHASE ENERGY, INC., Manufacturer Rebate for 321-0229, End Date 12/31/2021, Max Qty. 150, Q-00013408, 4203321 3 Guys Solar LLC | -12.97 |  | No | Other | Shippable | 0 |  | Not Applicable as per Item Classification |  | Not Applicable
953-7629 | 953-7629 | SPA, ENPHASE ENERGY, INC., Manufacturer Rebate for 321-0216, End Date 12/31/2021, Max Qty. 1000, Q-00013848, 1547 ECO DIRECT INC. | -8.08 |  | No | Other | Shippable | 0 |  | Not Applicable as per Item Classification |  | Not Applicable
953-7630 | 953-7630 | SPA, ENPHASE ENERGY, INC., Manufacturer Rebate for 321-0223, End Date 12/31/2021, Max Qty. 1000, Q-00013848, 1547 ECO DIRECT INC. | -7.97 |  | No | Other | Shippable | 0 |  | Not Applicable as per Item Classification |  | Not Applicable
953-7631 | 953-7631 | SPA, ENPHASE ENERGY, INC., Manufacturer Rebate for 321-0215, End Date 12/31/2021, Max Qty. 600, Q-00013848, 1547 ECO DIRECT INC. | -5.2 |  | No | Other | Shippable | 0 |  | Not Applicable as per Item Classification |  | Not Applicable
953-7632 | 953-7632 | SPA, ENPHASE ENERGY, INC., Manufacturer Rebate for 321-0229, End Date 12/31/2021, Max Qty. 1000, Q-00013848, 1547 ECO DIRECT INC. | -5.96 |  | No | Other | Shippable | 0 |  | Not Applicable as per Item Classification |  | Not Applicable
953-7633 | 953-7633 | SPA, ENPHASE ENERGY, INC., Manufacturer Rebate for 321-0230, End Date 12/31/2021, Max Qty. 1000, Q-00013848, 1547 ECO DIRECT INC. | -9.14 |  | No | Other | Shippable | 0 |  | Not Applicable as per Item Classification |  | Not Applicable
953-7634 | 953-7634 | SPA, ENPHASE ENERGY, INC., Manufacturer Rebate for 321-0233, End Date 12/31/2021, Max Qty. 1000, Q-00013848, 1547 ECO DIRECT INC. | -9.27 |  | No | Other | Shippable | 0 |  | Not Applicable as per Item Classification |  | Not Applicable
953-7635 | 953-7635 | SPA, ENPHASE ENERGY, INC., Manufacturer Rebate for 321-0215, End Date 12/31/2021, Q-00013828, 4271 HALCYON SOLAR CONSTRUCTION | -15.37 |  | No | Other | Shippable | 0 |  | Not Applicable as per Item Classification |  | Not Applicable
953-7636 | 953-7636 | SPA, ENPHASE ENERGY, INC., Manufacturer Rebate for 321-0216, End Date 12/31/2021, Q-00013828, 4271 HALCYON SOLAR CONSTRUCTION | -14.99 |  | No | Other | Shippable | 0 |  | Not Applicable as per Item Classification |  | Not Applicable
953-7637 | 953-7637 | SPA, ENPHASE ENERGY, INC., Manufacturer Rebate for 321-0223, End Date 12/31/2021, Q-00013828, 4271 HALCYON SOLAR CONSTRUCTION | -16.08 |  | No | Other | Shippable | 0 |  | Not Applicable as per Item Classification |  | Not Applicable
953-7638 | 953-7638 | SPA, ENPHASE ENERGY, INC., Manufacturer Rebate for 321-0229, End Date 12/31/2021, Q-00013828, 4271 HALCYON SOLAR CONSTRUCTION | -17.64 |  | No | Other | Shippable | 0 |  | Not Applicable as per Item Classification |  | Not Applicable
953-7639 | 953-7639 | SPA, ENPHASE ENERGY, INC., Manufacturer Rebate for 321-0230, End Date 12/31/2021, Q-00013828, 4271 HALCYON SOLAR CONSTRUCTION | -18.46 |  | No | Other | Shippable | 0 |  | Not Applicable as per Item Classification |  | Not Applicable
953-7640 | 953-7640 | SPA, ENPHASE ENERGY, INC., Manufacturer Rebate for 321-0233, End Date 12/31/2021, Q-00013828, 4271 HALCYON SOLAR CONSTRUCTION | -17.23 |  | No | Other | Shippable | 0 |  | Not Applicable as per Item Classification |  | Not Applicable
953-7641 | 953-7641 | SPA, SOLARIA CORP, Manufacturer Rebate for 110-1247, End Date 3/31/2022, Premier $0.12ElectriCare, 1032 ELECTRICARE INC. | -43.8 |  | No | Other | Shippable | 0 |  | Not Applicable as per Item Classification |  | Not Applicable
953-7642 | 953-7642 | SPA, SOLARIA CORP, Manufacturer Rebate for 110-1254, End Date 3/31/2022, Premier $0.12ElectriCare, 1032 ELECTRICARE INC. | -48 |  | No | Other | Shippable | 0 |  | Not Applicable as per Item Classification |  | Not Applicable
953-7643 | 953-7643 | SPA, SOLARIA CORP, Manufacturer Rebate for 110-1254, End Date 3/31/2022, Premier, 203313 Sunergy, Inc | -90.67 |  | No | Other | Shippable | 0 |  | Not Applicable as per Item Classification |  | Not Applicable
953-7644 | 953-7644 | SPA, ENPHASE ENERGY, INC., Manufacturer Rebate for 321-0223, End Date 12/31/2021, Max Qty. 60, Q-00013408, 4203321 3 Guys Solar LLC | -11.11 |  | No | Other | Shippable | 0 |  | Not Applicable as per Item Classification |  | Not Applicable
953-7645 | 953-7645 | SPA, ENPHASE ENERGY, INC., Manufacturer Rebate for 321-0216, End Date 12/31/2021, Q-00013408, 4203321 3 Guys Solar LLC | -10.64 |  | No | Other | Shippable | 0 |  | Not Applicable as per Item Classification |  | Not Applicable
953-7646 | 953-7646 | SPA, ENPHASE ENERGY, INC., Manufacturer Rebate for 321-0215, End Date 12/31/2021, Max Qty. 250, Q-00013486, 4203118 Speir Innovations LLC | -18.87 |  | No | Other | Shippable | 0 |  | Not Applicable as per Item Classification |  | Not Applicable
953-7647 | 953-7647 | SPA, ENPHASE ENERGY, INC., Manufacturer Rebate for 321-0216, End Date 12/31/2021, Max Qty. 2500, Q-00013486, 4203118 Speir Innovations LLC | -25.69 |  | No | Other | Shippable | 0 |  | Not Applicable as per Item Classification |  | Not Applicable
953-7648 | 953-7648 | SPA, ENPHASE ENERGY, INC., Manufacturer Rebate for 321-0223, End Date 12/31/2021, Max Qty. 1, Q-00013486, 4203118 Speir Innovations LLC | -19.22 |  | No | Other | Shippable | 0 |  | Not Applicable as per Item Classification |  | Not Applicable
953-7649 | 953-7649 | SPA, ENPHASE ENERGY, INC., Manufacturer Rebate for 321-0223, End Date 12/31/2021, Q-00013797, 3853 Unbound Renewable Energy Inc dba Unbound Solar | -26.43 |  | No | Other | Shippable | 0 |  | Not Applicable as per Item Classification |  | Not Applicable
953-7650 | 953-7650 | SPA, ENPHASE ENERGY, INC., Manufacturer Rebate for 321-0216, End Date 12/31/2021, Q-00012416, 4204494 Evergreen Solar and Construction dba Evergreen Builders | -14.64 |  | No | Other | Shippable | 0 |  | Not Applicable as per Item Classification |  | Not Applicable
953-7651 | 953-7651 | SPA, ENPHASE ENERGY, INC., Manufacturer Rebate for 321-0215, End Date 12/31/2021, Max Qty. 500, Q-00013843, 80633 Solar Roof Dynamics LLC | -14.57 |  | No | Other | Shippable | 0 |  | Not Applicable as per Item Classification |  | Not Applicable
953-7652 | 953-7652 | SPA, ENPHASE ENERGY, INC., Manufacturer Rebate for 321-0216, End Date 12/31/2021, Max Qty. 200, Q-00013843, 80633 Solar Roof Dynamics LLC | -16.14 |  | No | Other | Shippable | 0 |  | Not Applicable as per Item Classification |  | Not Applicable
953-7653 | 953-7653 | SPA, ENPHASE ENERGY, INC., Manufacturer Rebate for 321-0223, End Date 12/31/2021, Max Qty. 300, Q-00013843, 80633 Solar Roof Dynamics LLC | -17 |  | No | Other | Shippable | 0 |  | Not Applicable as per Item Classification |  | Not Applicable
953-7654 | 953-7654 | SPA, ENPHASE ENERGY, INC., Manufacturer Rebate for 321-0215, End Date 12/31/2021, Q-00013604, 30870 Icon Solar Power | -11.3 |  | No | Other | Shippable | 0 |  | Not Applicable as per Item Classification |  | Not Applicable
953-7655 | 953-7655 | SPA, ENPHASE ENERGY, INC., Manufacturer Rebate for 321-0216, End Date 12/31/2021, Q-00013604, 30870 Icon Solar Power | -18.34 |  | No | Other | Shippable | 0 |  | Not Applicable as per Item Classification |  | Not Applicable
953-7656 | 953-7656 | SPA, ENPHASE ENERGY, INC., Manufacturer Rebate for 321-0223, End Date 12/31/2021, Q-00013604, 30870 Icon Solar Power | -11.11 |  | No | Other | Shippable | 0 |  | Not Applicable as per Item Classification |  | Not Applicable
953-7657 | 953-7657 | SPA, ENPHASE ENERGY, INC., Manufacturer Rebate for 321-0229, End Date 12/31/2021, Q-00013604, 30870 Icon Solar Power | -12.97 |  | No | Other | Shippable | 0 |  | Not Applicable as per Item Classification |  | Not Applicable
953-7658 | 953-7658 | SPA, ENPHASE ENERGY, INC., Manufacturer Rebate for 321-0230, End Date 12/31/2021, Q-00013604, 30870 Icon Solar Power | -12.75 |  | No | Other | Shippable | 0 |  | Not Applicable as per Item Classification |  | Not Applicable
953-7659 | 953-7659 | SPA, ENPHASE ENERGY, INC., Manufacturer Rebate for 321-0231, End Date 12/31/2021, Q-00013604, 30870 Icon Solar Power | -13.23 |  | No | Other | Shippable | 0 |  | Not Applicable as per Item Classification |  | Not Applicable
953-7660 | 953-7660 | SPA, ENPHASE ENERGY, INC., Manufacturer Rebate for 321-0232, End Date 12/31/2021, Q-00013604, 30870 Icon Solar Power | -13.22 |  | No | Other | Shippable | 0 |  | Not Applicable as per Item Classification |  | Not Applicable
953-7661 | 953-7661 | SPA, ENPHASE ENERGY, INC., Manufacturer Rebate for 321-0233, End Date 12/31/2021, Q-00013604, 30870 Icon Solar Power | -21.07 |  | No | Other | Shippable | 0 |  | Not Applicable as per Item Classification |  | Not Applicable
953-7662 | 953-7662 | SPA, ENPHASE ENERGY, INC., Manufacturer Rebate for 321-0215, End Date 12/31/2021, Max Qty. 10000, Q-00014743, 4203978 Zenith Security LLC | -56.66 |  | No | Other | Shippable | 0 |  | Not Applicable as per Item Classification |  | Not Applicable
953-7663 | 953-7663 | SPA, ENPHASE ENERGY, INC., Manufacturer Rebate for 321-0216, End Date 12/31/2021, Max Qty. 10000, Q-00014743, 4203978 Zenith Security LLC | -66.41 |  | No | Other | Shippable | 0 |  | Not Applicable as per Item Classification |  | Not Applicable
953-7664 | 953-7664 | SPA, ENPHASE ENERGY, INC., Manufacturer Rebate for 360-0329, End Date 12/31/2021, Max Qty. 15000, Q-00014743, 4203978 Zenith Security LLC | -5.37 |  | No | Other | Shippable | 0 |  | Not Applicable as per Item Classification |  | Not Applicable
953-7665 | 953-7665 | SPA, ENPHASE ENERGY, INC., Manufacturer Rebate for 570-1189, End Date 12/31/2021, Max Qty. 500, Q-00014743, 4203978 Zenith Security LLC | -144.03 |  | No | Other | Shippable | 0 |  | Not Applicable as per Item Classification |  | Not Applicable
953-7666 | 953-7666 | SPA, ENPHASE ENERGY, INC., Manufacturer Rebate for 570-1196, End Date 12/31/2021, Max Qty. 1000, Q-00014743, 4203978 Zenith Security LLC | -384.97 |  | No | Other | Shippable | 0 |  | Not Applicable as per Item Classification |  | Not Applicable
953-7667 | 953-7667 | SPA, ENPHASE ENERGY, INC., Manufacturer Rebate for 321-0230, End Date 12/31/2021, Q-00014075, 82214 Bermuda Engineering | -48.72 |  | No | Other | Shippable | 0 |  | Not Applicable as per Item Classification |  | Not Applicable
953-7668 | 953-7668 | SPA, ENPHASE ENERGY, INC., Manufacturer Rebate for 321-0233, End Date 12/31/2021, Q-00014075, 82214 Bermuda Engineering | -42.65 |  | No | Other | Shippable | 0 |  | Not Applicable as per Item Classification |  | Not Applicable
953-7669 | 953-7669 | SPA, ENPHASE ENERGY, INC., Manufacturer Rebate for 321-0223, End Date 12/31/2021, Max Qty. 1000, Q-00013814, 4203842 Bell Electrical Systems LLC | -24.36 |  | No | Other | Shippable | 0 |  | Not Applicable as per Item Classification |  | Not Applicable
953-7670 | 953-7670 | SPA, ENPHASE ENERGY, INC., Manufacturer Rebate for 321-0216, End Date 12/31/2021, Max Qty. 1500, Q-00013814, 4203842 Bell Electrical Systems LLC | -22.83 |  | No | Other | Shippable | 0 |  | Not Applicable as per Item Classification |  | Not Applicable
953-7671 | 953-7671 | SPA, ENPHASE ENERGY, INC., Manufacturer Rebate for 321-0230, End Date 12/31/2021, Max Qty. 1000, Q-00013814, 4203842 Bell Electrical Systems LLC | -27.97 |  | No | Other | Shippable | 0 |  | Not Applicable as per Item Classification |  | Not Applicable
953-7672 | 953-7672 | SPA, ENPHASE ENERGY, INC., Manufacturer Rebate for 321-0231, End Date 12/31/2021, Max Qty. 1000, Q-00013814, 4203842 Bell Electrical Systems LLC | -29.72 |  | No | Other | Shippable | 0 |  | Not Applicable as per Item Classification |  | Not Applicable
953-7673 | 953-7673 | SPA, ENPHASE ENERGY, INC., Manufacturer Rebate for 321-0232, End Date 12/31/2021, Max Qty. 1000, Q-00013814, 4203842 Bell Electrical Systems LLC | -27.59 |  | No | Other | Shippable | 0 |  | Not Applicable as per Item Classification |  | Not Applicable
953-7674 | 953-7674 | SPA, ENPHASE ENERGY, INC., Manufacturer Rebate for 321-0233, End Date 12/31/2021, Max Qty. 1500, Q-00013814, 4203842 Bell Electrical Systems LLC | -26.24 |  | No | Other | Shippable | 0 |  | Not Applicable as per Item Classification |  | Not Applicable
953-7675 | 953-7675 | SPA, ENPHASE ENERGY, INC., Manufacturer Rebate for 321-0216, End Date 12/31/2021, Q-00014075, 82214 Bermuda Engineering | -37.04 |  | No | Other | Shippable | 0 |  | Not Applicable as per Item Classification |  | Not Applicable
953-7676 | 953-7676 | SPA, SOLAREDGE TECHNOLOGIES INC, Manufacturer Rebate for 310-0595, End Date 6/30/2022, SOL1360, 4203896 Texas Solar Integrated | -159.42 |  | No | Other | Shippable | 0 |  | Not Applicable as per Item Classification |  | Not Applicable
953-7677 | 953-7677 | SPA, SOLAREDGE TECHNOLOGIES INC, Manufacturer Rebate for 310-0596, End Date 6/30/2022, SOL1360, 4203896 Texas Solar Integrated | -317.99 |  | No | Other | Shippable | 0 |  | Not Applicable as per Item Classification |  | Not Applicable
953-7678 | 953-7678 | SPA, SOLAREDGE TECHNOLOGIES INC, Manufacturer Rebate for 310-0597, End Date 6/30/2022, SOL1360, 4203896 Texas Solar Integrated | -342.09 |  | No | Other | Shippable | 0 |  | Not Applicable as per Item Classification |  | Not Applicable
953-7679 | 953-7679 | SPA, SOLAREDGE TECHNOLOGIES INC, Manufacturer Rebate for 310-0598, End Date 6/30/2022, SOL1360, 4203896 Texas Solar Integrated | -326.58 |  | No | Other | Shippable | 0 |  | Not Applicable as per Item Classification |  | Not Applicable
953-7680 | 953-7680 | SPA, SOLAREDGE TECHNOLOGIES INC, Manufacturer Rebate for 310-0599, End Date 6/30/2022, SOL1360, 4203896 Texas Solar Integrated | -280.43 |  | No | Other | Shippable | 0 |  | Not Applicable as per Item Classification |  | Not Applicable
953-7681 | 953-7681 | SPA, SOLAREDGE TECHNOLOGIES INC, Manufacturer Rebate for 310-0600, End Date 6/30/2022, SOL1360, 4203896 Texas Solar Integrated | -297.72 |  | No | Other | Shippable | 0 |  | Not Applicable as per Item Classification |  | Not Applicable
953-7682 | 953-7682 | SPA, SOLAREDGE TECHNOLOGIES INC, Manufacturer Rebate for 565-0206, End Date 6/30/2022, SOL1360, 4203896 Texas Solar Integrated | -13.71 |  | No | Other | Shippable | 0 |  | Not Applicable as per Item Classification |  | Not Applicable
953-7683 | 953-7683 | SPA, SOLAREDGE TECHNOLOGIES INC, Manufacturer Rebate for MK-565-0230, End Date 6/30/2022, SOL1360, 4203896 Texas Solar Integrated | -13.72 |  | No | Other | Shippable | 0 |  | Not Applicable as per Item Classification |  | Not Applicable
953-7684 | 953-7684 | SPA, SOLAREDGE TECHNOLOGIES INC, Manufacturer Rebate for 565-0229, End Date 6/30/2022, SOL1360, 4203896 Texas Solar Integrated | -12.65 |  | No | Other | Shippable | 0 |  | Not Applicable as per Item Classification |  | Not Applicable
953-7685 | 953-7685 | SPA, SOLAREDGE TECHNOLOGIES INC, Manufacturer Rebate for 565-0108, End Date 6/30/2022, SOL1360, 4203896 Texas Solar Integrated | -13.55 |  | No | Other | Shippable | 0 |  | Not Applicable as per Item Classification |  | Not Applicable
953-7686 | 953-7686 | SPA, SOLAREDGE TECHNOLOGIES INC, Manufacturer Rebate for MK-565-0211, End Date 6/30/2022, SOL1360, 4203896 Texas Solar Integrated | -13.81 |  | No | Other | Shippable | 0 |  | Not Applicable as per Item Classification |  | Not Applicable
953-7687 | 953-7687 | SPA, ENPHASE ENERGY, INC., Manufacturer Rebate for 321-0216, End Date 12/31/2021, Max Qty. 500, Q-00013428, 121482 Solar City, Inc. dba The LeverEdge | -7.69 |  | No | Other | Shippable | 0 |  | Not Applicable as per Item Classification |  | Not Applicable
953-7688 | 953-7688 | SPA, SOLAREDGE TECHNOLOGIES INC, Manufacturer Rebate for 310-0641, End Date 6/30/2022, SOL1360, 4203896 Texas Solar Integrated | -409.03 |  | No | Other | Shippable | 0 |  | Not Applicable as per Item Classification |  | Not Applicable
953-7689 | 953-7689 | SPA, SOLAREDGE TECHNOLOGIES INC, Manufacturer Rebate for 310-0644, End Date 6/30/2022, SOL1360, 4203896 Texas Solar Integrated | -342.12 |  | No | Other | Shippable | 0 |  | Not Applicable as per Item Classification |  | Not Applicable
953-7690 | 953-7690 | SPA, SOLAREDGE TECHNOLOGIES INC, Manufacturer Rebate for 310-0645, End Date 6/30/2022, SOL1360, 4203896 Texas Solar Integrated | -363.95 |  | No | Other | Shippable | 0 |  | Not Applicable as per Item Classification |  | Not Applicable
953-7691 | 953-7691 | SPA, SOLAREDGE TECHNOLOGIES INC, Manufacturer Rebate for 310-0645, End Date 6/30/2022, SOL1360, 4203896 Texas Solar Integrated | -361.4 |  | No | Other | Shippable | 0 |  | Not Applicable as per Item Classification |  | Not Applicable
953-7692 | 953-7692 | SPA, ENPHASE ENERGY, INC., Manufacturer Rebate for 321-0233, End Date 12/31/2021, Q-00013503, 203176 Energy Solutions Direct | -41.95 |  | No | Other | Shippable | 0 |  | Not Applicable as per Item Classification |  | Not Applicable
953-7693 | 953-7693 | SPA, PANASONIC CORPORATION OF NORTH AMERICA, Manufacturer Rebate for 110-1127, End Date 12/31/2021, Blanket SPA, 122037 Edbentor Inc. DBA SolarFlexion | -46.65 |  | No | Other | Shippable | 0 |  | Not Applicable as per Item Classification |  | Not Applicable
953-7694 | 953-7694 | SPA, ENPHASE ENERGY, INC., Manufacturer Rebate for 321-0215, End Date 12/31/2021, Q-00013499, 89424 Creative Solar USA Inc | -11.3 |  | No | Other | Shippable | 0 |  | Not Applicable as per Item Classification |  | Not Applicable
953-7695 | 953-7695 | SPA, ENPHASE ENERGY, INC., Manufacturer Rebate for 321-0216, End Date 12/31/2021, Q-00013499, 89424 Creative Solar USA Inc | -10.64 |  | No | Other | Shippable | 0 |  | Not Applicable as per Item Classification |  | Not Applicable
953-7696 | 953-7696 | SPA, ENPHASE ENERGY, INC., Manufacturer Rebate for 321-0233, End Date 12/31/2021, Q-00013499, 89424 Creative Solar USA Inc | -12.22 |  | No | Other | Shippable | 0 |  | Not Applicable as per Item Classification |  | Not Applicable
953-7697 | 953-7697 | SPA, ENPHASE ENERGY, INC., Manufacturer Rebate for 321-0229, End Date 12/31/2021, Q-00013499, 89424 Creative Solar USA Inc | -12.97 |  | No | Other | Shippable | 0 |  | Not Applicable as per Item Classification |  | Not Applicable
953-7698 | 953-7698 | SPA, ENPHASE ENERGY, INC., Manufacturer Rebate for 321-0215, End Date 12/31/2021, Q-00014015, 4205145 Titanium Solar LLC | -12.57 |  | No | Other | Shippable | 0 |  | Not Applicable as per Item Classification |  | Not Applicable
953-7699 | 953-7699 | SPA, ENPHASE ENERGY, INC., Manufacturer Rebate for 321-0216, End Date 12/31/2021, Q-00014015, 4205145 Titanium Solar LLC | -12.27 |  | No | Other | Shippable | 0 |  | Not Applicable as per Item Classification |  | Not Applicable
953-7700 | 953-7700 | SPA, ENPHASE ENERGY, INC., Manufacturer Rebate for 321-0229, End Date 12/31/2021, Q-00014015, 4205145 Titanium Solar LLC | -14.94 |  | No | Other | Shippable | 0 |  | Not Applicable as per Item Classification |  | Not Applicable
953-7701 | 953-7701 | SPA, ENPHASE ENERGY, INC., Manufacturer Rebate for 321-0215, End Date 12/31/2021, Q-00013757, 4204494 Evergreen Solar and Construction dba Evergreen Builders | -17.57 |  | No | Other | Shippable | 0 |  | Not Applicable as per Item Classification |  | Not Applicable
953-7702 | 953-7702 | SPA, ENPHASE ENERGY, INC., Manufacturer Rebate for 321-0216, End Date 12/31/2021, Q-00013757, 4204494 Evergreen Solar and Construction dba Evergreen Builders | -15.14 |  | No | Other | Shippable | 0 |  | Not Applicable as per Item Classification |  | Not Applicable
953-7703 | 953-7703 | SPA, ENPHASE ENERGY, INC., Manufacturer Rebate for 321-0223, End Date 12/31/2021, Q-00013757, 4204494 Evergreen Solar and Construction dba Evergreen Builders | -17 |  | No | Other | Shippable | 0 |  | Not Applicable as per Item Classification |  | Not Applicable
953-7704 | 953-7704 | SPA, ENPHASE ENERGY, INC., Manufacturer Rebate for 321-0230, End Date 12/31/2021, Q-00013757, 4204494 Evergreen Solar and Construction dba Evergreen Builders | -25.12 |  | No | Other | Shippable | 0 |  | Not Applicable as per Item Classification |  | Not Applicable
953-7705 | 953-7705 | SPA, ENPHASE ENERGY, INC., Manufacturer Rebate for 321-0233, End Date 12/31/2021, Q-00013757, 4204494 Evergreen Solar and Construction dba Evergreen Builders | -17 |  | No | Other | Shippable | 0 |  | Not Applicable as per Item Classification |  | Not Applicable
953-7706 | 953-7706 | SPA, PANASONIC CORPORATION OF NORTH AMERICA, Manufacturer Rebate for 110-1264, End Date 12/31/2021, PanasonicSPAContractQ421v2-110121, 88596 American Array Solar | -42.95 |  | No | Other | Shippable | 0 |  | Not Applicable as per Item Classification |  | Not Applicable
953-7707 | 953-7707 | SPA, PANASONIC CORPORATION OF NORTH AMERICA, Manufacturer Rebate for 110-1265, End Date 12/31/2021, PanasonicSPAContractQ421v2-110121, 88596 American Array Solar | -44.37 |  | No | Other | Shippable | 0 |  | Not Applicable as per Item Classification |  | Not Applicable
953-7708 | 953-7708 | SPA, PANASONIC CORPORATION OF NORTH AMERICA, Manufacturer Rebate for 110-1264, End Date 12/31/2021, East Region SPA Agreement 10.18.2021, 7333 YOU SAVE GREEN | -38.35 |  | No | Other | Shippable | 0 |  | Not Applicable as per Item Classification |  | Not Applicable
953-7709 | 953-7709 | SPA, PANASONIC CORPORATION OF NORTH AMERICA, Manufacturer Rebate for 110-1265, End Date 12/31/2021, East Region SPA Agreement 10.18.2021, 7333 YOU SAVE GREEN | -37.77 |  | No | Other | Shippable | 0 |  | Not Applicable as per Item Classification |  | Not Applicable
953-7710 | 953-7710 | SPA, SOLARIA CORP, Manufacturer Rebate for 110-1254, End Date 12/31/2021, Solaria SPA_6731 Nova Alternative, 6731 NOVA ALTERNATIVE ENERGY SYSTEMS LLC | -47.67 |  | No | Other | Shippable | 0 |  | Not Applicable as per Item Classification |  | Not Applicable
953-7711 | 953-7711 | SPA, ENPHASE ENERGY, INC., Manufacturer Rebate for 321-0229, End Date 12/31/2021, Max Qty. 500, Q-00013843, 80633 Solar Roof Dynamics LLC | -14.15 |  | No | Other | Shippable | 0 |  | Not Applicable as per Item Classification |  | Not Applicable
953-7712 | 953-7712 | SPA, ENPHASE ENERGY, INC., Manufacturer Rebate for 321-0230, End Date 12/31/2021, Max Qty. 300, Q-00013843, 80633 Solar Roof Dynamics LLC | -15.03 |  | No | Other | Shippable | 0 |  | Not Applicable as per Item Classification |  | Not Applicable
953-7713 | 953-7713 | SPA, ENPHASE ENERGY, INC., Manufacturer Rebate for 321-0231, End Date 12/31/2021, Max Qty. 300, Q-00013843, 80633 Solar Roof Dynamics LLC | -15.7 |  | No | Other | Shippable | 0 |  | Not Applicable as per Item Classification |  | Not Applicable
953-7714 | 953-7714 | SPA, ENPHASE ENERGY, INC., Manufacturer Rebate for 321-0232, End Date 12/31/2021, Max Qty. 300, Q-00013843, 80633 Solar Roof Dynamics LLC | -15.36 |  | No | Other | Shippable | 0 |  | Not Applicable as per Item Classification |  | Not Applicable
953-7715 | 953-7715 | SPA, ENPHASE ENERGY, INC., Manufacturer Rebate for 321-0233, End Date 12/31/2021, Max Qty. 200, Q-00013843, 80633 Solar Roof Dynamics LLC | -14.85 |  | No | Other | Shippable | 0 |  | Not Applicable as per Item Classification |  | Not Applicable
953-7716 | 953-7716 | SPA, SOLAREDGE TECHNOLOGIES INC, Manufacturer Rebate for 330-0581, End Date 6/30/2022, SOL1250, 4204719 Motive Energy Telecommunications Group, Inc. dba Motive Infrastructure Solutions | -300 |  | No | Other | Shippable | 0 |  | Not Applicable as per Item Classification |  | Not Applicable
953-7717 | 953-7717 | SPA, SOLAREDGE TECHNOLOGIES INC, Manufacturer Rebate for 330-0543, End Date 6/30/2022, SOL1250, 4204719 Motive Energy Telecommunications Group, Inc. dba Motive Infrastructure Solutions | -200 |  | No | Other | Shippable | 0 |  | Not Applicable as per Item Classification |  | Not Applicable
953-7718 | 953-7718 | SPA, SOLAREDGE TECHNOLOGIES INC, Manufacturer Rebate for 330-0543, End Date 3/31/2022, SOL984, 1312 CSI Electrical Contractors, Inc. | -200 |  | No | Other | Shippable | 0 |  | Not Applicable as per Item Classification |  | Not Applicable
953-7719 | 953-7719 | SPA, UNIRAC INC, Manufacturer Rebate for 213-0020, End Date 12/31/2022, Titanium Unirac, 4205145 Titanium Solar LLC | -1.13 |  | No | Other | Shippable | 0 |  | Not Applicable as per Item Classification |  | Not Applicable
953-7720 | 953-7720 | SPA, ENPHASE ENERGY, INC., Manufacturer Rebate for 321-0216, End Date 12/31/2021, Q-00013347, 4205088 Top Tier Solar Solutions | -10.65 |  | No | Other | Shippable | 0 |  | Not Applicable as per Item Classification |  | Not Applicable
953-7721 | 953-7721 | SPA, SOLARIA CORP, Manufacturer Rebate for 110-1254, End Date 12/31/2021, Solaria SPA for Del Sol NRG, 89803 Del Sol NRG | -78.67 |  | No | Other | Shippable | 0 |  | Not Applicable as per Item Classification |  | Not Applicable
953-7722 | 953-7722 | SPA, SOLARIA CORP, Manufacturer Rebate for 110-1247, End Date 12/31/2021, Solaria DIAMOND Newport Solar Q4 2021, 82564 Newport Solar | -36.5 |  | No | Other | Shippable | 0 |  | Not Applicable as per Item Classification |  | Not Applicable
953-7723 | 953-7723 | SPA, SOLARIA CORP, Manufacturer Rebate for 112-0010, End Date 12/31/2021, Solaria DIAMOND Newport Solar Q4 2021, 82564 Newport Solar | -36.5 |  | No | Other | Shippable | 0 |  | Not Applicable as per Item Classification |  | Not Applicable
953-7724 | 953-7724 | SPA, SOLARIA CORP, Manufacturer Rebate for 110-1254, End Date 3/31/2022, Platinum $.08/W - Solar Hero, 80538 Stilts Construction / Solar Heroes | -32 |  | No | Other | Shippable | 0 |  | Not Applicable as per Item Classification |  | Not Applicable
953-7725 | 953-7725 | SPA, SOLARIA CORP, Manufacturer Rebate for 110-1254, End Date 3/31/2022, Platinum $.08/W – GRC, 4204814 GRC.Energy, Inc dba Green Retrofits California | -32 |  | No | Other | Shippable | 0 |  | Not Applicable as per Item Classification |  | Not Applicable
953-7726 | 953-7726 | SPA, SOLARIA CORP, Manufacturer Rebate for 110-1254, End Date 12/31/2021, Platinum, 4204425 Solight Energy Solutions dba Solight Energy Solutions-TAX EXEMPT ACCOUNT | -24 |  | No | Other | Shippable | 0 |  | Not Applicable as per Item Classification |  | Not Applicable
953-7727 | 953-7727 | SPA, ENPHASE ENERGY, INC., Manufacturer Rebate for 321-0229, End Date 12/31/2021, Q-00013538, 87248 Florida Solar Products, Inc dba Solar Energy Systems | 21.68 |  | No | Other | Soligent De-listing | 0 |  | Not Applicable as per Item Classification |  | Not Applicable
953-7728 | 953-7728 | SPA, UNIRAC INC, Manufacturer Rebate for 210-1030, End Date 12/31/2022, Titanium, 4205145 Titanium Solar LLC | -3.48 |  | No | Other | Shippable | 0 |  | Not Applicable as per Item Classification |  | Not Applicable
953-7729 | 953-7729 | SPA, UNIRAC INC, Manufacturer Rebate for 210-1073, End Date 12/31/2022, Titanium, 4205145 Titanium Solar LLC | -1.18 |  | No | Other | Shippable | 0 |  | Not Applicable as per Item Classification |  | Not Applicable
953-7730 | 953-7730 | SPA, IRONRIDGE, Manufacturer Rebate for 212-0000, End Date 12/31/2022, Pacific Energy Network - Ironridge SPA, 4205179 Pacific Energy Network | -0.34 |  | No | Other | Shippable | 0 |  | Not Applicable as per Item Classification |  | Not Applicable
953-7731 | 953-7731 | SPA, IRONRIDGE, Manufacturer Rebate for 210-1066, End Date 12/31/2022, Pacific Energy Network - Ironridge SPA, 4205179 Pacific Energy Network | -2.79 |  | No | Other | Shippable | 0 |  | Not Applicable as per Item Classification |  | Not Applicable
953-7732 | 953-7732 | SPA, IRONRIDGE, Manufacturer Rebate for 270-1045, End Date 12/31/2022, Pacific Energy Network - Ironridge SPA, 4205179 Pacific Energy Network | -0.65 |  | No | Other | Shippable | 0 |  | Not Applicable as per Item Classification |  | Not Applicable
953-7733 | 953-7733 | SPA, IRONRIDGE, Manufacturer Rebate for 590-0115, End Date 12/31/2022, Pacific Energy Network - Ironridge SPA, 4205179 Pacific Energy Network | -0.75 |  | No | Other | Shippable | 0 |  | Not Applicable as per Item Classification |  | Not Applicable
953-7734 | 953-7734 | SPA, UNIRAC INC, Manufacturer Rebate for 210-1074, End Date 12/31/2022, Titanium Unirac, 4205145 Titanium Solar LLC | -0.93 |  | No | Other | Shippable | 0 |  | Not Applicable as per Item Classification |  | Not Applicable
953-7735 | 953-7735 | SPA, ENPHASE ENERGY, INC., Manufacturer Rebate for 321-0216, End Date 12/31/2021, Q-00013538, 87248 Florida Solar Products, Inc dba Solar Energy Systems | 18.23 |  | No | Other | Soligent De-listing | 0 |  | Not Applicable as per Item Classification |  | Not Applicable
953-7736 | 953-7736 | SPA, SOLARIA CORP, Manufacturer Rebate for 110-1254, End Date 3/31/2022, Kaitanna Solaria SPA, 2109 KAITANNA SOLAR LLC | -37.67 |  | No | Other | Shippable | 0 |  | Not Applicable as per Item Classification |  | Not Applicable
953-7737 | 953-7737 | SPA, PANASONIC CORPORATION OF NORTH AMERICA, Manufacturer Rebate for 110-1307, End Date 12/31/2021, East Region SPA agreement 11.30.2021, 7748 MILESTONE SOLAR CONSULTANTS LLC | -32.37 |  | No | Other | Shippable | 0 |  | Not Applicable as per Item Classification |  | Not Applicable
953-7738 | 953-7738 | SPA, IRONRIDGE, Manufacturer Rebate for DS-271-0009, End Date 12/31/2022, IR SPA Krannich LOU, 4202954 Krannich Solar East LLC | -2.15 |  | No | Other | Shippable | 0 |  | Not Applicable as per Item Classification |  | Not Applicable
953-7739 | 953-7739 | SPA, IRONRIDGE, Manufacturer Rebate for DS-271-0008, End Date 12/31/2022, IR SPA Krannich East LOU, 4202954 Krannich Solar East LLC | -5.71 |  | No | Other | Shippable | 0 |  | Not Applicable as per Item Classification |  | Not Applicable
953-7740 | 953-7740 | SPA, SOLAREDGE TECHNOLOGIES INC, Manufacturer Rebate for 565-0235, End Date 6/30/2022, SOL984, 1312 CSI Electrical Contractors, Inc. | -6.5 |  | No | Other | Shippable | 0 |  | Not Applicable as per Item Classification |  | Not Applicable
953-7741 | 953-7741 | SPA, SOLAREDGE TECHNOLOGIES INC, Manufacturer Rebate for 565-0229, End Date 12/31/2021, SOL1483, 203342 Solarize | -5.7 |  | No | Other | Shippable | 0 |  | Not Applicable as per Item Classification |  | Not Applicable
953-7742 | 953-7742 | SPA, SOLAREDGE TECHNOLOGIES INC, Manufacturer Rebate for MK-565-0230, End Date 12/31/2021, SOL1483, 203342 Solarize | -5.47 |  | No | Other | Shippable | 0 |  | Not Applicable as per Item Classification |  | Not Applicable
953-7743 | 953-7743 | SPA, ENPHASE ENERGY, INC., Manufacturer Rebate for 321-0223, End Date 12/31/2021, Q-00013617, 203313 Sunergy, Inc | -14 |  | No | Other | Shippable | 0 |  | Not Applicable as per Item Classification |  | Not Applicable
953-7744 | 953-7744 | SPA, ENPHASE ENERGY, INC., Manufacturer Rebate for 321-0216, End Date 12/31/2021, Q-00013617, 203313 Sunergy, Inc | -10.14 |  | No | Other | Shippable | 0 |  | Not Applicable as per Item Classification |  | Not Applicable
953-7745 | 953-7745 | SPA, ENPHASE ENERGY, INC., Manufacturer Rebate for 321-0216, End Date 12/31/2021, Q-00013476, 7121 Solar Alternatives Inc | -15.19 |  | No | Other | Shippable | 0 |  | Not Applicable as per Item Classification |  | Not Applicable
953-7746 | 953-7746 | SPA, ENPHASE ENERGY, INC., Manufacturer Rebate for 321-0215, End Date 12/31/2021, Q-00013476, 7121 Solar Alternatives Inc | -15.42 |  | No | Other | Shippable | 0 |  | Not Applicable as per Item Classification |  | Not Applicable
953-7747 | 953-7747 | SPA, ENPHASE ENERGY, INC., Manufacturer Rebate for 321-0229, End Date 12/31/2021, Q-00013476, 7121 Solar Alternatives Inc | -17.79 |  | No | Other | Shippable | 0 |  | Not Applicable as per Item Classification |  | Not Applicable
953-7748 | 953-7748 | SPA, ENPHASE ENERGY, INC., Manufacturer Rebate for 321-0233, End Date 12/31/2021, Q-00013476, 7121 Solar Alternatives Inc | -18.02 |  | No | Other | Shippable | 0 |  | Not Applicable as per Item Classification |  | Not Applicable
953-7749 | 953-7749 | SPA, ENPHASE ENERGY, INC., Manufacturer Rebate for 570-1189, End Date 12/31/2021, Q-00013295, 4203896 Texas Solar Integrated | -91.58 |  | No | Other | Shippable | 0 |  | Not Applicable as per Item Classification |  | Not Applicable
953-7750 | 953-7750 | SPA, ENPHASE ENERGY, INC., Manufacturer Rebate for 321-0215, End Date 12/31/2021, Q-00013295, 4203896 Texas Solar Integrated | -27.22 |  | No | Other | Shippable | 0 |  | Not Applicable as per Item Classification |  | Not Applicable
953-7751 | 953-7751 | SPA, ENPHASE ENERGY, INC., Manufacturer Rebate for 321-0216, End Date 12/31/2021, Q-00013295, 4203896 Texas Solar Integrated | -36.39 |  | No | Other | Shippable | 0 |  | Not Applicable as per Item Classification |  | Not Applicable
953-7752 | 953-7752 | SPA, ENPHASE ENERGY, INC., Manufacturer Rebate for 321-0215, End Date 12/31/2021, Max Qty. 500, Q-00013714, 4204527 Premier Solar Energy, Inc | -9.8 |  | No | Other | Shippable | 0 |  | Not Applicable as per Item Classification |  | Not Applicable
953-7753 | 953-7753 | SPA, ENPHASE ENERGY, INC., Manufacturer Rebate for 321-0216, End Date 12/31/2021, Max Qty. 500, Q-00013714, 4204527 Premier Solar Energy, Inc | -10.63 |  | No | Other | Shippable | 0 |  | Not Applicable as per Item Classification |  | Not Applicable
953-7754 | 953-7754 | SPA, IRONRIDGE, Manufacturer Rebate for 210-1004, End Date 3/31/2022, IronRidge SPA Meraki, 4202957 Meraki Installers LLC | -5.27 |  | No | Other | Shippable | 0 |  | Not Applicable as per Item Classification |  | Not Applicable
953-7755 | 953-7755 | SPA, IRONRIDGE, Manufacturer Rebate for 260-0102, End Date 3/31/2022, IronRidge SPA Meraki, 4202957 Meraki Installers LLC | -0.81 |  | No | Other | Shippable | 0 |  | Not Applicable as per Item Classification |  | Not Applicable
953-7756 | 953-7756 | SPA, IRONRIDGE, Manufacturer Rebate for 260-0110, End Date 3/31/2022, IronRidge SPA Meraki, 4202957 Meraki Installers LLC | -0.28 |  | No | Other | Shippable | 0 |  | Not Applicable as per Item Classification |  | Not Applicable
953-7757 | 953-7757 | SPA, IRONRIDGE, Manufacturer Rebate for 590-0116, End Date 3/31/2022, IronRidge SPA Meraki, 4202957 Meraki Installers LLC | -0.54 |  | No | Other | Shippable | 0 |  | Not Applicable as per Item Classification |  | Not Applicable
953-7758 | 953-7758 | SPA, IRONRIDGE, Manufacturer Rebate for 270-0152, End Date 3/31/2022, IronRidge SPA Meraki, 4202957 Meraki Installers LLC | -0.33 |  | No | Other | Shippable | 0 |  | Not Applicable as per Item Classification |  | Not Applicable
953-7759 | 953-7759 | SPA, IRONRIDGE, Manufacturer Rebate for 590-0115, End Date 3/31/2022, IronRidge SPA Meraki, 4202957 Meraki Installers LLC | -0.93 |  | No | Other | Shippable | 0 |  | Not Applicable as per Item Classification |  | Not Applicable
953-7760 | 953-7760 | SPA, IRONRIDGE, Manufacturer Rebate for 590-0117, End Date 3/31/2022, IronRidge SPA Meraki, 4202957 Meraki Installers LLC | -1.46 |  | No | Other | Shippable | 0 |  | Not Applicable as per Item Classification |  | Not Applicable
953-7761 | 953-7761 | SPA, IRONRIDGE, Manufacturer Rebate for 211-0498, End Date 3/31/2022, IronRidge SPA Meraki, 4202957 Meraki Installers LLC | -1.73 |  | No | Other | Shippable | 0 |  | Not Applicable as per Item Classification |  | Not Applicable
953-7762 | 953-7762 | SPA, IRONRIDGE, Manufacturer Rebate for 270-1033, End Date 3/31/2022, IronRidge SPA Meraki, 4202957 Meraki Installers LLC | -2.65 |  | No | Other | Shippable | 0 |  | Not Applicable as per Item Classification |  | Not Applicable
953-7763 | 953-7763 | SPA, IRONRIDGE, Manufacturer Rebate for 220-0360, End Date 3/31/2022, IronRidge SPA Meraki, 4202957 Meraki Installers LLC | -20.31 |  | No | Other | Shippable | 0 |  | Not Applicable as per Item Classification |  | Not Applicable
953-7764 | 953-7764 | SPA, SOLARIA CORP, Manufacturer Rebate for 110-1254, End Date 3/31/2022, $0.04 Solari Spa - LB Wireless Wholesale Solar, 122158 LB Wireless dba Solar Wholesale Group | -16 |  | No | Other | Shippable | 0 |  | Not Applicable as per Item Classification |  | Not Applicable
953-7765 | 953-7765 | SPA, IRONRIDGE, Manufacturer Rebate for 220-0350, End Date 3/31/2022, IronRidge SPA Meraki, 4202957 Meraki Installers LLC | -6.87 |  | No | Other | Shippable | 0 |  | Not Applicable as per Item Classification |  | Not Applicable
953-7766 | 953-7766 | SPA, IRONRIDGE, Manufacturer Rebate for 270-1044, End Date 3/31/2022, IronRidge SPA Meraki, 4202957 Meraki Installers LLC | -0.54 |  | No | Other | Shippable | 0 |  | Not Applicable as per Item Classification |  | Not Applicable
953-7767 | 953-7767 | SPA, IRONRIDGE, Manufacturer Rebate for 220-0716, End Date 3/31/2022, IronRidge SPA Meraki, 4202957 Meraki Installers LLC | -1.36 |  | No | Other | Shippable | 0 |  | Not Applicable as per Item Classification |  | Not Applicable
953-7768 | 953-7768 | SPA, IRONRIDGE, Manufacturer Rebate for 550-0382, End Date 3/31/2022, IronRidge SPA Meraki, 4202957 Meraki Installers LLC | -1.41 |  | No | Other | Shippable | 0 |  | Not Applicable as per Item Classification |  | Not Applicable
953-7769 | 953-7769 | SPA, IRONRIDGE, Manufacturer Rebate for 211-0096, End Date 3/31/2022, IronRidge SPA Meraki, 4202957 Meraki Installers LLC | -0.64 |  | No | Other | Shippable | 0 |  | Not Applicable as per Item Classification |  | Not Applicable
953-7770 | 953-7770 | SPA, IRONRIDGE, Manufacturer Rebate for 271-0008, End Date 3/31/2022, IronRidge SPA Meraki, 4202957 Meraki Installers LLC | -3.29 |  | No | Other | Shippable | 0 |  | Not Applicable as per Item Classification |  | Not Applicable
953-7771 | 953-7771 | SPA, IRONRIDGE, Manufacturer Rebate for 211-0095, End Date 3/31/2022, IronRidge SPA Meraki, 4202957 Meraki Installers LLC | -0.54 |  | No | Other | Shippable | 0 |  | Not Applicable as per Item Classification |  | Not Applicable
953-7772 | 953-7772 | SPA, IRONRIDGE, Manufacturer Rebate for 210-1003, End Date 3/31/2022, IronRidge SPA Meraki, 4202957 Meraki Installers LLC | -4.53 |  | No | Other | Shippable | 0 |  | Not Applicable as per Item Classification |  | Not Applicable
953-7773 | 953-7773 | SPA, IRONRIDGE, Manufacturer Rebate for 271-0009, End Date 3/31/2022, IronRidge SPA Meraki, 4202957 Meraki Installers LLC | -1.72 |  | No | Other | Shippable | 0 |  | Not Applicable as per Item Classification |  | Not Applicable
953-7774 | 953-7774 | SPA, IRONRIDGE, Manufacturer Rebate for 270-0942, End Date 3/31/2022, IronRidge SPA Meraki, 4202957 Meraki Installers LLC | -7.96 |  | No | Other | Shippable | 0 |  | Not Applicable as per Item Classification |  | Not Applicable
953-7775 | 953-7775 | SPA, IRONRIDGE, Manufacturer Rebate for 260-0101, End Date 3/31/2022, IronRidge SPA Meraki, 4202957 Meraki Installers LLC | -0.75 |  | No | Other | Shippable | 0 |  | Not Applicable as per Item Classification |  | Not Applicable
953-7776 | 953-7776 | SPA, IRONRIDGE, Manufacturer Rebate for 260-0109, End Date 3/31/2022, IronRidge SPA Meraki, 4202957 Meraki Installers LLC | -0.26 |  | No | Other | Shippable | 0 |  | Not Applicable as per Item Classification |  | Not Applicable
953-7777 | 953-7777 | SPA, IRONRIDGE, Manufacturer Rebate for 211-0464, End Date 3/31/2022, IronRidge SPA Meraki, 4202957 Meraki Installers LLC | -1.5 |  | No | Other | Shippable | 0 |  | Not Applicable as per Item Classification |  | Not Applicable
953-7778 | 953-7778 | SPA, PANASONIC CORPORATION OF NORTH AMERICA, Manufacturer Rebate for 110-1223, End Date 12/31/2021, Panasonic SPA, 8573 ALTPOWER, INC | -9.03 |  | No | Other | Shippable | 0 |  | Not Applicable as per Item Classification |  | Not Applicable
953-7779 | 953-7779 | SPA, ENPHASE ENERGY, INC., Manufacturer Rebate for 321-0223, End Date 12/31/2021, Q-00013295, 4203896 Texas Solar Integrated | -37.11 |  | No | Other | Shippable | 0 |  | Not Applicable as per Item Classification |  | Not Applicable
953-7780 | 953-7780 | SPA, SOLAREDGE TECHNOLOGIES INC, Manufacturer Rebate for 570-0240, End Date 6/30/2022, SOL1360, 4203896 Texas Solar Integrated | -68.23 |  | No | Other | Shippable | 0 |  | Not Applicable as per Item Classification |  | Not Applicable
953-7781 | 953-7781 | SPA, ENPHASE ENERGY, INC., Manufacturer Rebate for 321-0216, End Date 12/31/2021, Q-00013538, 87248 Florida Solar Products, Inc dba Solar Energy Systems | -18.23 |  | No | Other | Shippable | 0 |  | Not Applicable as per Item Classification |  | Not Applicable
953-7782 | 953-7782 | SPA, ENPHASE ENERGY, INC., Manufacturer Rebate for 321-0233, End Date 12/31/2021, Q-00013538, 87248 Florida Solar Products, Inc dba Solar Energy Systems | -20.95 |  | No | Other | Shippable | 0 |  | Not Applicable as per Item Classification |  | Not Applicable
953-7783 | 953-7783 | SPA, ENPHASE ENERGY, INC., Manufacturer Rebate for 321-0229, End Date 12/31/2021, Q-00013538, 87248 Florida Solar Products, Inc dba Solar Energy Systems | -21.68 |  | No | Other | Shippable | 0 |  | Not Applicable as per Item Classification |  | Not Applicable
953-7784 | 953-7784 | SPA, ENPHASE ENERGY, INC., Manufacturer Rebate for 321-0215, End Date 12/31/2021, Q-00013538, 87248 Florida Solar Products, Inc dba Solar Energy Systems | -18.87 |  | No | Other | Shippable | 0 |  | Not Applicable as per Item Classification |  | Not Applicable
953-7785 | 953-7785 | SPA, PANASONIC CORPORATION OF NORTH AMERICA, Manufacturer Rebate for 110-1307, End Date 12/31/2021, Panasonic SPA, 2161 SOLARGAINES, LLC | -32.07 |  | No | Other | Shippable | 0 |  | Not Applicable as per Item Classification |  | Not Applicable
953-7786 | 953-7786 | SPA, SOLARIA CORP, Manufacturer Rebate for 110-1254, End Date 3/31/2022, Solaria - Pure Energy Group, 4204910 Pure Energy Group, Inc. | -73.67 |  | No | Other | Shippable | 0 |  | Not Applicable as per Item Classification |  | Not Applicable
953-7787 | 953-7787 | SPA, IRONRIDGE, Manufacturer Rebate for 260-0106, End Date 3/31/2022, IronRidge SPA Meraki, 4202957 Meraki Installers LLC | -0.28 |  | No | Other | Shippable | 0 |  | Not Applicable as per Item Classification |  | Not Applicable
953-7788 | 953-7788 | SPA, PANASONIC CORPORATION OF NORTH AMERICA, Manufacturer Rebate for 321-0219, End Date 12/31/2021, Panasonic Central, 4204083 Blue Pac Solar Corp | -20 |  | No | Other | Shippable | 0 |  | Not Applicable as per Item Classification |  | Not Applicable
953-7789 | 953-7789 | SPA, PANASONIC CORPORATION OF NORTH AMERICA, Manufacturer Rebate for 110-1307, End Date 12/31/2021, Panasonic Central, 4204083 Blue Pac Solar Corp | -33 |  | No | Other | Shippable | 0 |  | Not Applicable as per Item Classification |  | Not Applicable
953-7790 | 953-7790 | SPA, SOLAREDGE TECHNOLOGIES INC, Manufacturer Rebate for MK-565-0211, End Date 12/31/2022, SOL1432, 4205179 Pacific Energy Network | -16.29 |  | No | Other | Shippable | 0 |  | Not Applicable as per Item Classification |  | Not Applicable
953-7791 | 953-7791 | SPA, SOLAREDGE TECHNOLOGIES INC, Manufacturer Rebate for MK-565-0230, End Date 12/31/2022, SOL1432, 4205179 Pacific Energy Network | -14.97 |  | No | Other | Shippable | 0 |  | Not Applicable as per Item Classification |  | Not Applicable
953-7792 | 953-7792 | SPA, SOLAREDGE TECHNOLOGIES INC, Manufacturer Rebate for 310-0595, End Date 12/31/2022, SOL1432, 4205179 Pacific Energy Network | -202.01 |  | No | Other | Shippable | 0 |  | Not Applicable as per Item Classification |  | Not Applicable
953-7793 | 953-7793 | SPA, SOLAREDGE TECHNOLOGIES INC, Manufacturer Rebate for 310-0596, End Date 12/31/2022, SOL1432, 4205179 Pacific Energy Network | -296.47 |  | No | Other | Shippable | 0 |  | Not Applicable as per Item Classification |  | Not Applicable
953-7794 | 953-7794 | SPA, SOLAREDGE TECHNOLOGIES INC, Manufacturer Rebate for 310-0597, End Date 12/31/2022, SOL1432, 4205179 Pacific Energy Network | -253.41 |  | No | Other | Shippable | 0 |  | Not Applicable as per Item Classification |  | Not Applicable
953-7795 | 953-7795 | SPA, SOLAREDGE TECHNOLOGIES INC, Manufacturer Rebate for 310-0598, End Date 12/31/2022, SOL1432, 4205179 Pacific Energy Network | -304.73 |  | No | Other | Shippable | 0 |  | Not Applicable as per Item Classification |  | Not Applicable
953-7796 | 953-7796 | SPA, SOLAREDGE TECHNOLOGIES INC, Manufacturer Rebate for 310-0600, End Date 12/31/2022, SOL1432, 4205179 Pacific Energy Network | -300.18 |  | No | Other | Shippable | 0 |  | Not Applicable as per Item Classification |  | Not Applicable
953-7797 | 953-7797 | SPA, SOLAREDGE TECHNOLOGIES INC, Manufacturer Rebate for 310-0646, End Date 12/31/2022, SOL1432, 4205179 Pacific Energy Network | -526.22 |  | No | Other | Shippable | 0 |  | Not Applicable as per Item Classification |  | Not Applicable
953-7798 | 953-7798 | SPA, SOLAREDGE TECHNOLOGIES INC, Manufacturer Rebate for 310-0647, End Date 12/31/2022, SOL1432, 4205179 Pacific Energy Network | -230.48 |  | No | Other | Shippable | 0 |  | Not Applicable as per Item Classification |  | Not Applicable
953-7799 | 953-7799 | SPA, SOLAREDGE TECHNOLOGIES INC, Manufacturer Rebate for 310-0599, End Date 12/31/2022, SOL1432, 4205179 Pacific Energy Network | -363.9 |  | No | Other | Shippable | 0 |  | Not Applicable as per Item Classification |  | Not Applicable
953-7800 | 953-7800 | SPA, ENPHASE ENERGY, INC., Manufacturer Rebate for 321-0229, End Date 12/31/2021, Q-00015096, 82214 Bermuda Engineering | -34.19 |  | No | Other | Shippable | 0 |  | Not Applicable as per Item Classification |  | Not Applicable
953-7801 | 953-7801 | SPA, ENPHASE ENERGY, INC., Manufacturer Rebate for 321-0233, End Date 12/31/2021, Q-00013295, 4203896 Texas Solar Integrated | -41.9 |  | No | Other | Shippable | 0 |  | Not Applicable as per Item Classification |  | Not Applicable
953-7802 | 953-7802 | SPA, ENPHASE ENERGY, INC., Manufacturer Rebate for 321-0230, End Date 12/31/2021, Q-00013295, 4203896 Texas Solar Integrated | -44.72 |  | No | Other | Shippable | 0 |  | Not Applicable as per Item Classification |  | Not Applicable
953-7803 | 953-7803 | SPA, ENPHASE ENERGY, INC., Manufacturer Rebate for 321-0229, End Date 12/31/2021, Q-00013295, 4203896 Texas Solar Integrated | -31.35 |  | No | Other | Shippable | 0 |  | Not Applicable as per Item Classification |  | Not Applicable
953-7804 | 953-7804 | SPA, SOLARIA CORP, Manufacturer Rebate for 110-1254, End Date 12/31/2021, Solaria Platinum, 80633 Solar Roof Dynamics LLC | -79.67 |  | No | Other | Shippable | 0 |  | Not Applicable as per Item Classification |  | Not Applicable
953-7805 | 953-7805 | SPA, SOLARIA CORP, Manufacturer Rebate for 110-1254, End Date 3/31/2022, Solaria $0.06 per watt - Jovic, 203664 Jovic Construction Inc | -24 |  | No | Other | Shippable | 0 |  | Not Applicable as per Item Classification |  | Not Applicable
953-7806 | 953-7806 | SPA, ENPHASE ENERGY, INC., Manufacturer Rebate for 321-0215, End Date 5/14/2022, Max Qty. 22000, Q-00014492, 4204197 SolKraft Inc. | -28.57 |  | No | Other | Shippable | 0 |  | Not Applicable as per Item Classification |  | Not Applicable
953-7807 | 953-7807 | SPA, ENPHASE ENERGY, INC., Manufacturer Rebate for 321-0229, End Date 5/14/2022, Max Qty. 22000, Q-00014492, 4204197 SolKraft Inc. | -25.94 |  | No | Other | Shippable | 0 |  | Not Applicable as per Item Classification |  | Not Applicable
953-7808 | 953-7808 | SPA, ENPHASE ENERGY, INC., Manufacturer Rebate for 321-0233, End Date 5/14/2022, Max Qty. 100, Q-00014492, 4204197 SolKraft Inc. | -30 |  | No | Other | Shippable | 0 |  | Not Applicable as per Item Classification |  | Not Applicable
953-7809 | 953-7809 | SPA, ENPHASE ENERGY, INC., Manufacturer Rebate for 321-0215, End Date 12/31/2021, Q-00013480, 4204140 Solar Solutions of America | -12.82 |  | No | Other | Shippable | 0 |  | Not Applicable as per Item Classification |  | Not Applicable
953-7810 | 953-7810 | SPA, ENPHASE ENERGY, INC., Manufacturer Rebate for 321-0216, End Date 12/31/2021, Q-00013480, 4204140 Solar Solutions of America | -12.52 |  | No | Other | Shippable | 0 |  | Not Applicable as per Item Classification |  | Not Applicable
953-7811 | 953-7811 | SPA, ENPHASE ENERGY, INC., Manufacturer Rebate for 321-0229, End Date 12/31/2021, Q-00013480, 4204140 Solar Solutions of America | -14.73 |  | No | Other | Shippable | 0 |  | Not Applicable as per Item Classification |  | Not Applicable
953-7812 | 953-7812 | SPA, ENPHASE ENERGY, INC., Manufacturer Rebate for 321-0233, End Date 12/31/2021, Q-00013480, 4204140 Solar Solutions of America | -14.25 |  | No | Other | Shippable | 0 |  | Not Applicable as per Item Classification |  | Not Applicable
953-7813 | 953-7813 | SPA, ENPHASE ENERGY, INC., Manufacturer Rebate for 321-0215, End Date 12/31/2021, Q-00013831, 88596 American Array Solar | -14.57 |  | No | Other | Shippable | 0 |  | Not Applicable as per Item Classification |  | Not Applicable
953-7814 | 953-7814 | SPA, ENPHASE ENERGY, INC., Manufacturer Rebate for 321-0216, End Date 12/31/2021, Q-00013831, 88596 American Array Solar | -16.89 |  | No | Other | Shippable | 0 |  | Not Applicable as per Item Classification |  | Not Applicable
953-7815 | 953-7815 | SPA, ENPHASE ENERGY, INC., Manufacturer Rebate for 321-0223, End Date 12/31/2021, Q-00013831, 88596 American Array Solar | -14.55 |  | No | Other | Shippable | 0 |  | Not Applicable as per Item Classification |  | Not Applicable
953-7816 | 953-7816 | SPA, ENPHASE ENERGY, INC., Manufacturer Rebate for 321-0229, End Date 12/31/2021, Q-00013831, 88596 American Array Solar | -16.73 |  | No | Other | Shippable | 0 |  | Not Applicable as per Item Classification |  | Not Applicable
953-7817 | 953-7817 | SPA, ENPHASE ENERGY, INC., Manufacturer Rebate for 321-0233, End Date 12/31/2021, Q-00013831, 88596 American Array Solar | -19.74 |  | No | Other | Shippable | 0 |  | Not Applicable as per Item Classification |  | Not Applicable
953-7818 | 953-7818 | SPA, ENPHASE ENERGY, INC., Manufacturer Rebate for 321-0230, End Date 12/31/2021, Q-00013831, 88596 American Array Solar | -16.69 |  | No | Other | Shippable | 0 |  | Not Applicable as per Item Classification |  | Not Applicable
953-7819 | 953-7819 | SPA, SOLAREDGE TECHNOLOGIES INC, Manufacturer Rebate for 310-0596, End Date 3/31/2022, SOL1577, 9319 SOLAR SPECIALIST INC. | -117.71 |  | No | Other | Shippable | 0 |  | Not Applicable as per Item Classification |  | Not Applicable
953-7820 | 953-7820 | SPA, SOLAREDGE TECHNOLOGIES INC, Manufacturer Rebate for 310-0597, End Date 3/31/2022, SOL1577, 9319 SOLAR SPECIALIST INC. | -117.71 |  | No | Other | Shippable | 0 |  | Not Applicable as per Item Classification |  | Not Applicable
953-7821 | 953-7821 | SPA, SOLAREDGE TECHNOLOGIES INC, Manufacturer Rebate for 310-0598, End Date 3/31/2022, SOL1577, 9319 SOLAR SPECIALIST INC. | -117.72 |  | No | Other | Shippable | 0 |  | Not Applicable as per Item Classification |  | Not Applicable
953-7822 | 953-7822 | SPA, SOLAREDGE TECHNOLOGIES INC, Manufacturer Rebate for 310-0599, End Date 3/31/2022, SOL1577, 9319 SOLAR SPECIALIST INC. | -58.84 |  | No | Other | Shippable | 0 |  | Not Applicable as per Item Classification |  | Not Applicable
953-7823 | 953-7823 | SPA, SOLAREDGE TECHNOLOGIES INC, Manufacturer Rebate for 310-0600, End Date 3/31/2022, SOL1577, 9319 SOLAR SPECIALIST INC. | -58.86 |  | No | Other | Shippable | 0 |  | Not Applicable as per Item Classification |  | Not Applicable
953-7824 | 953-7824 | SPA, IRONRIDGE, Manufacturer Rebate for 260-0114, End Date 3/31/2022, IronRidge SPA Meraki, 4202957 Meraki Installers LLC | -0.28 |  | No | Other | Shippable | 0 |  | Not Applicable as per Item Classification |  | Not Applicable
953-7825 | 953-7825 | SPA, SOLARIA CORP, Manufacturer Rebate for 110-1254, End Date 3/31/2022, Solaria GOLD Fourth Coast, 7790 FOURTH COAST INC | -16 |  | No | Other | Shippable | 0 |  | Not Applicable as per Item Classification |  | Not Applicable
953-7826 | 953-7826 | SPA, SOLAREDGE TECHNOLOGIES INC, Manufacturer Rebate for 565-0230, End Date 12/31/2022, Pacific Energy Network - SolarEdge - SOL1432, 4205179 Pacific Energy Network | -14.97 |  | No | Other | Shippable | 0 |  | Not Applicable as per Item Classification |  | Not Applicable
953-7827 | 953-7827 | SPA, ENPHASE ENERGY, INC., Manufacturer Rebate for 321-0223, End Date 12/31/2021, Q-00013832, 88279 Illuminate Solar Company | -4.36 |  | No | Other | Shippable | 0 |  | Not Applicable as per Item Classification |  | Not Applicable
953-7828 | 953-7828 | SPA, ENPHASE ENERGY, INC., Manufacturer Rebate for 321-0230, End Date 12/31/2021, Q-00013832, 88279 Illuminate Solar Company | -4.97 |  | No | Other | Shippable | 0 |  | Not Applicable as per Item Classification |  | Not Applicable
953-7829 | 953-7829 | SPA, ENPHASE ENERGY, INC., Manufacturer Rebate for 321-0216, End Date 12/31/2021, Q-00013832, 88279 Illuminate Solar Company | -4.64 |  | No | Other | Shippable | 0 |  | Not Applicable as per Item Classification |  | Not Applicable
953-7830 | 953-7830 | SPA, ENPHASE ENERGY, INC., Manufacturer Rebate for 570-1196, End Date 12/31/2021, Q-00013295, 4203896 Texas Solar Integrated | -186.58 |  | No | Other | Shippable | 0 |  | Not Applicable as per Item Classification |  | Not Applicable
953-7831 | 953-7831 | SPA, SOLAREDGE TECHNOLOGIES INC, Manufacturer Rebate for 565-0230, End Date 6/30/2022, SOL1250, 4204719 Motive Energy Telecommunications Group, Inc. dba Motive Infrastructure Solutions | -1.78 |  | No | Other | Shippable | 0 |  | Not Applicable as per Item Classification |  | Not Applicable
953-7832 | 953-7832 | SPA, SOLAREDGE TECHNOLOGIES INC, Manufacturer Rebate for 310-0600, End Date 6/30/2022, SOL1250, 4204719 Motive Energy Telecommunications Group, Inc. dba Motive Infrastructure Solutions | -16.69 |  | No | Other | Shippable | 0 |  | Not Applicable as per Item Classification |  | Not Applicable
953-7833 | 953-7833 | SPA, ENPHASE ENERGY, INC., Manufacturer Rebate for 321-0223, End Date 3/31/2022, Q-00015078, 4203975 Solartime USA | -19.23 |  | No | Other | Shippable | 0 |  | Not Applicable as per Item Classification |  | Not Applicable
953-7834 | 953-7834 | SPA, ENPHASE ENERGY, INC., Manufacturer Rebate for 321-0216, End Date 3/31/2022, Q-00015078, 4203975 Solartime USA | -18.23 |  | No | Other | Shippable | 0 |  | Not Applicable as per Item Classification |  | Not Applicable
953-7835 | 953-7835 | SPA, ENPHASE ENERGY, INC., Manufacturer Rebate for 321-0230, End Date 3/31/2022, Q-00015078, 4203975 Solartime USA | -22.09 |  | No | Other | Shippable | 0 |  | Not Applicable as per Item Classification |  | Not Applicable
953-7836 | 953-7836 | SPA, ENPHASE ENERGY, INC., Manufacturer Rebate for 321-0232, End Date 3/31/2022, Q-00015078, 4203975 Solartime USA | -27.27 |  | No | Other | Shippable | 0 |  | Not Applicable as per Item Classification |  | Not Applicable
953-7837 | 953-7837 | SPA, ENPHASE ENERGY, INC., Manufacturer Rebate for 321-0233, End Date 3/31/2022, Q-00015078, 4203975 Solartime USA | -20.96 |  | No | Other | Shippable | 0 |  | Not Applicable as per Item Classification |  | Not Applicable
953-7838 | 953-7838 | SPA, ENPHASE ENERGY, INC., Manufacturer Rebate for 321-0216, End Date 3/31/2022, Q-00015505, 203176 Energy Solutions Direct | -36.49 |  | No | Other | Shippable | 0 |  | Not Applicable as per Item Classification |  | Not Applicable
953-7839 | 953-7839 | SPA, ENPHASE ENERGY, INC., Manufacturer Rebate for 321-0229, End Date 3/31/2022, Q-00015505, 203176 Energy Solutions Direct | -25.27 |  | No | Other | Shippable | 0 |  | Not Applicable as per Item Classification |  | Not Applicable
953-7840 | 953-7840 | SPA, ENPHASE ENERGY, INC., Manufacturer Rebate for 321-0230, End Date 3/31/2022, Q-00015876, 203176 Energy Solutions Direct | -43.12 |  | No | Other | Shippable | 0 |  | Not Applicable as per Item Classification |  | Not Applicable
953-7841 | 953-7841 | SPA, ENPHASE ENERGY, INC., Manufacturer Rebate for 321-0231, End Date 3/31/2022, Q-00015876, 203176 Energy Solutions Direct | -46.3 |  | No | Other | Shippable | 0 |  | Not Applicable as per Item Classification |  | Not Applicable
953-7842 | 953-7842 | SPA, ENPHASE ENERGY, INC., Manufacturer Rebate for 321-0232, End Date 3/31/2022, Q-00015876, 203176 Energy Solutions Direct | -41.5 |  | No | Other | Shippable | 0 |  | Not Applicable as per Item Classification |  | Not Applicable
953-7843 | 953-7843 | SPA, ENPHASE ENERGY, INC., Manufacturer Rebate for 321-0215, End Date 3/31/2022, Q-00015359, 4204977 Modern Concepts Construction | -23.93 |  | No | Other | Shippable | 0 |  | Not Applicable as per Item Classification |  | Not Applicable
953-7844 | 953-7844 | SPA, ENPHASE ENERGY, INC., Manufacturer Rebate for 321-0216, End Date 3/31/2022, Q-00015359, 4204977 Modern Concepts Construction | -23.28 |  | No | Other | Shippable | 0 |  | Not Applicable as per Item Classification |  | Not Applicable
953-7845 | 953-7845 | SPA, ENPHASE ENERGY, INC., Manufacturer Rebate for 321-0219, End Date 3/31/2022, Q-00015359, 4204977 Modern Concepts Construction | -23.58 |  | No | Other | Shippable | 0 |  | Not Applicable as per Item Classification |  | Not Applicable
953-7846 | 953-7846 | SPA, ENPHASE ENERGY, INC., Manufacturer Rebate for 321-0229, End Date 3/31/2022, Q-00015359, 4204977 Modern Concepts Construction | -27.5 |  | No | Other | Shippable | 0 |  | Not Applicable as per Item Classification |  | Not Applicable
953-7847 | 953-7847 | SPA, ENPHASE ENERGY, INC., Manufacturer Rebate for 321-0233, End Date 3/31/2022, Q-00015359, 4204977 Modern Concepts Construction | -26.75 |  | No | Other | Shippable | 0 |  | Not Applicable as per Item Classification |  | Not Applicable
953-7848 | 953-7848 | SPA, ENPHASE ENERGY, INC., Manufacturer Rebate for 321-0215, End Date 3/31/2022, Q-00015532, 87248 Florida Solar Products, Inc dba Solar Energy Systems | -18.87 |  | No | Other | Shippable | 0 |  | Not Applicable as per Item Classification |  | Not Applicable
953-7849 | 953-7849 | SPA, ENPHASE ENERGY, INC., Manufacturer Rebate for 321-0216, End Date 3/31/2022, Q-00015532, 87248 Florida Solar Products, Inc dba Solar Energy Systems | -18.23 |  | No | Other | Shippable | 0 |  | Not Applicable as per Item Classification |  | Not Applicable
953-7850 | 953-7850 | SPA, ENPHASE ENERGY, INC., Manufacturer Rebate for 321-0229, End Date 3/31/2022, Q-00015532, 87248 Florida Solar Products, Inc dba Solar Energy Systems | -21.68 |  | No | Other | Shippable | 0 |  | Not Applicable as per Item Classification |  | Not Applicable
953-7851 | 953-7851 | SPA, ENPHASE ENERGY, INC., Manufacturer Rebate for 321-0233, End Date 3/31/2022, Q-00015532, 87248 Florida Solar Products, Inc dba Solar Energy Systems | -20.95 |  | No | Other | Shippable | 0 |  | Not Applicable as per Item Classification |  | Not Applicable
953-7852 | 953-7852 | SPA, ENPHASE ENERGY, INC., Manufacturer Rebate for 321-0215, End Date 3/31/2022, Q-00015481, 7121 Solar Alternatives Inc | -12.89 |  | No | Other | Shippable | 0 |  | Not Applicable as per Item Classification |  | Not Applicable
953-7853 | 953-7853 | SPA, ENPHASE ENERGY, INC., Manufacturer Rebate for 321-0216, End Date 3/31/2022, Q-00015481, 7121 Solar Alternatives Inc | -12.39 |  | No | Other | Shippable | 0 |  | Not Applicable as per Item Classification |  | Not Applicable
953-7854 | 953-7854 | SPA, ENPHASE ENERGY, INC., Manufacturer Rebate for 321-0223, End Date 3/31/2022, Q-00015481, 7121 Solar Alternatives Inc | -13.25 |  | No | Other | Shippable | 0 |  | Not Applicable as per Item Classification |  | Not Applicable
953-7855 | 953-7855 | SPA, ENPHASE ENERGY, INC., Manufacturer Rebate for 321-0219, End Date 3/31/2022, Q-00015481, 7121 Solar Alternatives Inc | -13.02 |  | No | Other | Shippable | 0 |  | Not Applicable as per Item Classification |  | Not Applicable
953-7856 | 953-7856 | SPA, ENPHASE ENERGY, INC., Manufacturer Rebate for 321-0229, End Date 3/31/2022, Q-00015481, 7121 Solar Alternatives Inc | -14.75 |  | No | Other | Shippable | 0 |  | Not Applicable as per Item Classification |  | Not Applicable
953-7857 | 953-7857 | SPA, ENPHASE ENERGY, INC., Manufacturer Rebate for 321-0233, End Date 3/31/2022, Q-00015481, 7121 Solar Alternatives Inc | -14.25 |  | No | Other | Shippable | 0 |  | Not Applicable as per Item Classification |  | Not Applicable
953-7858 | 953-7858 | SPA, ENPHASE ENERGY, INC., Manufacturer Rebate for 321-0230, End Date 3/31/2022, Q-00015481, 7121 Solar Alternatives Inc | -15.02 |  | No | Other | Shippable | 0 |  | Not Applicable as per Item Classification |  | Not Applicable
953-7859 | 953-7859 | SPA, ENPHASE ENERGY, INC., Manufacturer Rebate for 321-0231, End Date 3/31/2022, Q-00015481, 7121 Solar Alternatives Inc | -15.82 |  | No | Other | Shippable | 0 |  | Not Applicable as per Item Classification |  | Not Applicable
953-7860 | 953-7860 | SPA, ENPHASE ENERGY, INC., Manufacturer Rebate for 321-0232, End Date 3/31/2022, Q-00015481, 7121 Solar Alternatives Inc | -15.39 |  | No | Other | Shippable | 0 |  | Not Applicable as per Item Classification |  | Not Applicable
953-7861 | 953-7861 | SPA, ENPHASE ENERGY, INC., Manufacturer Rebate for 321-0233, End Date 3/31/2022, Max Qty. 5, Q-00015424, 6136 The Solar Guys Inc. DBA Compass Solar Energy | -12.22 |  | No | Other | Shippable | 0 |  | Not Applicable as per Item Classification |  | Not Applicable
953-7862 | 953-7862 | SPA, ENPHASE ENERGY, INC., Manufacturer Rebate for 321-0229, End Date 3/31/2022, Max Qty. 5, Q-00015424, 6136 The Solar Guys Inc. DBA Compass Solar Energy | -12.97 |  | No | Other | Shippable | 0 |  | Not Applicable as per Item Classification |  | Not Applicable
953-7863 | 953-7863 | SPA, ENPHASE ENERGY, INC., Manufacturer Rebate for 321-0223, End Date 3/31/2022, Max Qty. 5, Q-00015424, 6136 The Solar Guys Inc. DBA Compass Solar Energy | -11.11 |  | No | Other | Shippable | 0 |  | Not Applicable as per Item Classification |  | Not Applicable
953-7864 | 953-7864 | SPA, ENPHASE ENERGY, INC., Manufacturer Rebate for 321-0219, End Date 3/31/2022, Max Qty. 5, Q-00015424, 6136 The Solar Guys Inc. DBA Compass Solar Energy | -10.96 |  | No | Other | Shippable | 0 |  | Not Applicable as per Item Classification |  | Not Applicable
953-7865 | 953-7865 | SPA, ENPHASE ENERGY, INC., Manufacturer Rebate for 321-0216, End Date 3/31/2022, Max Qty. 500, Q-00015424, 6136 The Solar Guys Inc. DBA Compass Solar Energy | -10.64 |  | No | Other | Shippable | 0 |  | Not Applicable as per Item Classification |  | Not Applicable
953-7866 | 953-7866 | SPA, ENPHASE ENERGY, INC., Manufacturer Rebate for 321-0233, End Date 3/31/2022, Max Qty. 1500, Q-00015975, 4203842 Bell Electrical Systems LLC | -26.24 |  | No | Other | Shippable | 0 |  | Not Applicable as per Item Classification |  | Not Applicable
953-7867 | 953-7867 | SPA, ENPHASE ENERGY, INC., Manufacturer Rebate for 321-0216, End Date 3/31/2022, Max Qty. 1500, Q-00015975, 4203842 Bell Electrical Systems LLC | -22.83 |  | No | Other | Shippable | 0 |  | Not Applicable as per Item Classification |  | Not Applicable
953-7868 | 953-7868 | SPA, ENPHASE ENERGY, INC., Manufacturer Rebate for 321-0223, End Date 3/31/2022, Max Qty. 1000, Q-00015975, 4203842 Bell Electrical Systems LLC | -24.36 |  | No | Other | Shippable | 0 |  | Not Applicable as per Item Classification |  | Not Applicable
953-7869 | 953-7869 | SPA, SOLAREDGE TECHNOLOGIES INC, Manufacturer Rebate for 310-0596, End Date 3/31/2022, SOL1590, 122186 Energy Service Partners Inc. dba ESP Contracting | -375 |  | No | Other | Shippable | 0 |  | Not Applicable as per Item Classification |  | Not Applicable
953-7870 | 953-7870 | SPA, SOLAREDGE TECHNOLOGIES INC, Manufacturer Rebate for 310-0595, End Date 3/31/2022, SOL1590, 122186 Energy Service Partners Inc. dba ESP Contracting | -313.5 |  | No | Other | Shippable | 0 |  | Not Applicable as per Item Classification |  | Not Applicable
953-7871 | 953-7871 | SPA, SOLAREDGE TECHNOLOGIES INC, Manufacturer Rebate for 310-0597, End Date 3/31/2022, SOL1590, 122186 Energy Service Partners Inc. dba ESP Contracting | -391 |  | No | Other | Shippable | 0 |  | Not Applicable as per Item Classification |  | Not Applicable
953-7872 | 953-7872 | SPA, SOLAREDGE TECHNOLOGIES INC, Manufacturer Rebate for 310-0598, End Date 3/31/2022, SOL1590, 122186 Energy Service Partners Inc. dba ESP Contracting | -390 |  | No | Other | Shippable | 0 |  | Not Applicable as per Item Classification |  | Not Applicable
953-7873 | 953-7873 | SPA, SOLAREDGE TECHNOLOGIES INC, Manufacturer Rebate for 310-0599, End Date 3/31/2022, SOL1590, 122186 Energy Service Partners Inc. dba ESP Contracting | -443 |  | No | Other | Shippable | 0 |  | Not Applicable as per Item Classification |  | Not Applicable
953-7874 | 953-7874 | SPA, SOLAREDGE TECHNOLOGIES INC, Manufacturer Rebate for 310-0600, End Date 3/31/2022, SOL1590, 122186 Energy Service Partners Inc. dba ESP Contracting | -472.5 |  | No | Other | Shippable | 0 |  | Not Applicable as per Item Classification |  | Not Applicable
953-7875 | 953-7875 | SPA, SOLAREDGE TECHNOLOGIES INC, Manufacturer Rebate for 310-0644, End Date 3/31/2022, SOL1590, 122186 Energy Service Partners Inc. dba ESP Contracting | -505.5 |  | No | Other | Shippable | 0 |  | Not Applicable as per Item Classification |  | Not Applicable
953-7876 | 953-7876 | SPA, SOLAREDGE TECHNOLOGIES INC, Manufacturer Rebate for 310-0646, End Date 3/31/2022, SOL1590, 122186 Energy Service Partners Inc. dba ESP Contracting | -452.5 |  | No | Other | Shippable | 0 |  | Not Applicable as per Item Classification |  | Not Applicable
953-7877 | 953-7877 | SPA, SOLAREDGE TECHNOLOGIES INC, Manufacturer Rebate for 310-0647, End Date 3/31/2022, SOL1590, 122186 Energy Service Partners Inc. dba ESP Contracting | -452.5 |  | No | Other | Shippable | 0 |  | Not Applicable as per Item Classification |  | Not Applicable
953-7878 | 953-7878 | SPA, SOLAREDGE TECHNOLOGIES INC, Manufacturer Rebate for 310-0648, End Date 3/31/2022, SOL1590, 122186 Energy Service Partners Inc. dba ESP Contracting | -453.5 |  | No | Other | Shippable | 0 |  | Not Applicable as per Item Classification |  | Not Applicable
953-7879 | 953-7879 | SPA, SOLAREDGE TECHNOLOGIES INC, Manufacturer Rebate for 565-0108, End Date 3/31/2022, SOL1590, 122186 Energy Service Partners Inc. dba ESP Contracting | -15.9 |  | No | Other | Shippable | 0 |  | Not Applicable as per Item Classification |  | Not Applicable
953-7880 | 953-7880 | SPA, SOLAREDGE TECHNOLOGIES INC, Manufacturer Rebate for 565-0206, End Date 3/31/2022, SOL1590, 122186 Energy Service Partners Inc. dba ESP Contracting | -15.9 |  | No | Other | Shippable | 0 |  | Not Applicable as per Item Classification |  | Not Applicable
953-7881 | 953-7881 | SPA, SOLAREDGE TECHNOLOGIES INC, Manufacturer Rebate for 565-0229, End Date 3/31/2022, SOL1590, 122186 Energy Service Partners Inc. dba ESP Contracting | -15.9 |  | No | Other | Shippable | 0 |  | Not Applicable as per Item Classification |  | Not Applicable
953-7882 | 953-7882 | SPA, SOLAREDGE TECHNOLOGIES INC, Manufacturer Rebate for 565-0230, End Date 3/31/2022, SOL1590, 122186 Energy Service Partners Inc. dba ESP Contracting | -15.9 |  | No | Other | Shippable | 0 |  | Not Applicable as per Item Classification |  | Not Applicable
953-7883 | 953-7883 | SPA, SOLAREDGE TECHNOLOGIES INC, Manufacturer Rebate for 565-0238, End Date 3/31/2022, SOL1590, 122186 Energy Service Partners Inc. dba ESP Contracting | -15.9 |  | No | Other | Shippable | 0 |  | Not Applicable as per Item Classification |  | Not Applicable
953-7884 | 953-7884 | SPA, SOLAREDGE TECHNOLOGIES INC, Manufacturer Rebate for 570-0240, End Date 3/31/2022, SOL1590, 122186 Energy Service Partners Inc. dba ESP Contracting | -62.05 |  | No | Other | Shippable | 0 |  | Not Applicable as per Item Classification |  | Not Applicable
953-7885 | 953-7885 | SPA, SOLAREDGE TECHNOLOGIES INC, Manufacturer Rebate for 570-0248, End Date 3/31/2022, SOL1590, 122186 Energy Service Partners Inc. dba ESP Contracting | -62.5 |  | No | Other | Shippable | 0 |  | Not Applicable as per Item Classification |  | Not Applicable
953-7886 | 953-7886 | SPA, SOLAREDGE TECHNOLOGIES INC, Manufacturer Rebate for 565-0220, End Date 3/31/2022, SOL1590, 122186 Energy Service Partners Inc. dba ESP Contracting | -15.9 |  | No | Other | Shippable | 0 |  | Not Applicable as per Item Classification |  | Not Applicable
953-7887 | 953-7887 | SPA, SOLAREDGE TECHNOLOGIES INC, Manufacturer Rebate for 565-0211, End Date 3/31/2022, SOL1590, 122186 Energy Service Partners Inc. dba ESP Contracting | -15.9 |  | No | Other | Shippable | 0 |  | Not Applicable as per Item Classification |  | Not Applicable
953-7888 | 953-7888 | SPA, SOLAREDGE TECHNOLOGIES INC, Manufacturer Rebate for 310-0645, End Date 3/31/2022, SOL1590, 122186 Energy Service Partners Inc. dba ESP Contracting | -535 |  | No | Other | Shippable | 0 |  | Not Applicable as per Item Classification |  | Not Applicable
953-7889 | 953-7889 | SPA, ENPHASE ENERGY, INC., Manufacturer Rebate for 321-0223, End Date 3/31/2022, Max Qty. 500, Q-00015535, 203043 G3 Solar | -25.29 |  | No | Other | Shippable | 0 |  | Not Applicable as per Item Classification |  | Not Applicable
953-7890 | 953-7890 | SPA, ENPHASE ENERGY, INC., Manufacturer Rebate for 321-0216, End Date 3/31/2022, Max Qty. 1500, Q-00015535, 203043 G3 Solar | -24.97 |  | No | Other | Shippable | 0 |  | Not Applicable as per Item Classification |  | Not Applicable
953-7891 | 953-7891 | SPA, ENPHASE ENERGY, INC., Manufacturer Rebate for 321-0230, End Date 3/31/2022, Max Qty. 500, Q-00015535, 203043 G3 Solar | -29.05 |  | No | Other | Shippable | 0 |  | Not Applicable as per Item Classification |  | Not Applicable
953-7892 | 953-7892 | SPA, ENPHASE ENERGY, INC., Manufacturer Rebate for 321-0231, End Date 3/31/2022, Max Qty. 500, Q-00015535, 203043 G3 Solar | -30.88 |  | No | Other | Shippable | 0 |  | Not Applicable as per Item Classification |  | Not Applicable
953-7893 | 953-7893 | SPA, ENPHASE ENERGY, INC., Manufacturer Rebate for 321-0232, End Date 3/31/2022, Max Qty. 500, Q-00015535, 203043 G3 Solar | -28.58 |  | No | Other | Shippable | 0 |  | Not Applicable as per Item Classification |  | Not Applicable
953-7894 | 953-7894 | SPA, ENPHASE ENERGY, INC., Manufacturer Rebate for 321-0233, End Date 3/31/2022, Max Qty. 1500, Q-00015535, 203043 G3 Solar | -28.7 |  | No | Other | Shippable | 0 |  | Not Applicable as per Item Classification |  | Not Applicable
953-7895 | 953-7895 | SPA, ENPHASE ENERGY, INC., Manufacturer Rebate for 321-0215, End Date 3/31/2022, Max Qty. 600, Q-00015594, 30870 Icon Solar Power | -11.3 |  | No | Other | Shippable | 0 |  | Not Applicable as per Item Classification |  | Not Applicable
953-7896 | 953-7896 | SPA, ENPHASE ENERGY, INC., Manufacturer Rebate for 321-0216, End Date 3/31/2022, Max Qty. 1000, Q-00015594, 30870 Icon Solar Power | -18.34 |  | No | Other | Shippable | 0 |  | Not Applicable as per Item Classification |  | Not Applicable
953-7897 | 953-7897 | SPA, ENPHASE ENERGY, INC., Manufacturer Rebate for 321-0223, End Date 3/1/2022, Max Qty. 100, Q-00015594, 30870 Icon Solar Power | -11.11 |  | No | Other | Shippable | 0 |  | Not Applicable as per Item Classification |  | Not Applicable
953-7898 | 953-7898 | SPA, ENPHASE ENERGY, INC., Manufacturer Rebate for 321-0229, End Date 3/31/2022, Max Qty. 600, Q-00015594, 30870 Icon Solar Power | -12.97 |  | No | Other | Shippable | 0 |  | Not Applicable as per Item Classification |  | Not Applicable
953-7899 | 953-7899 | SPA, ENPHASE ENERGY, INC., Manufacturer Rebate for 321-0233, End Date 3/31/2022, Max Qty. 1000, Q-00015594, 30870 Icon Solar Power | -21.07 |  | No | Other | Shippable | 0 |  | Not Applicable as per Item Classification |  | Not Applicable
953-7900 | 953-7900 | SPA, ENPHASE ENERGY, INC., Manufacturer Rebate for 321-0230, End Date 3/31/2022, Max Qty. 100, Q-00015594, 30870 Icon Solar Power | -12.75 |  | No | Other | Shippable | 0 |  | Not Applicable as per Item Classification |  | Not Applicable
953-7901 | 953-7901 | SPA, ENPHASE ENERGY, INC., Manufacturer Rebate for 321-0232, End Date 3/31/2022, Max Qty. 100, Q-00015594, 30870 Icon Solar Power | -13.22 |  | No | Other | Shippable | 0 |  | Not Applicable as per Item Classification |  | Not Applicable
953-7902 | 953-7902 | SPA, ENPHASE ENERGY, INC., Manufacturer Rebate for 321-0215, End Date 3/31/2022, Max Qty. 1000, Q-00015444, 89609 Sunlight Enterprises, Inc dba Sunlight Solar | -16.3 |  | No | Other | Shippable | 0 |  | Not Applicable as per Item Classification |  | Not Applicable
953-7903 | 953-7903 | SPA, ENPHASE ENERGY, INC., Manufacturer Rebate for 321-0216, End Date 3/31/2022, Max Qty. 100, Q-00015444, 89609 Sunlight Enterprises, Inc dba Sunlight Solar | -18.22 |  | No | Other | Shippable | 0 |  | Not Applicable as per Item Classification |  | Not Applicable
953-7904 | 953-7904 | SPA, ENPHASE ENERGY, INC., Manufacturer Rebate for 321-0219, End Date 3/31/2022, Max Qty. 100, Q-00015444, 89609 Sunlight Enterprises, Inc dba Sunlight Solar | -17.41 |  | No | Other | Shippable | 0 |  | Not Applicable as per Item Classification |  | Not Applicable
953-7905 | 953-7905 | SPA, ENPHASE ENERGY, INC., Manufacturer Rebate for 321-0229, End Date 3/31/2022, Max Qty. 1000, Q-00015444, 89609 Sunlight Enterprises, Inc dba Sunlight Solar | -18.72 |  | No | Other | Shippable | 0 |  | Not Applicable as per Item Classification |  | Not Applicable
953-7906 | 953-7906 | SPA, ENPHASE ENERGY, INC., Manufacturer Rebate for 321-0233, End Date 3/31/2022, Max Qty. 100, Q-00015444, 89609 Sunlight Enterprises, Inc dba Sunlight Solar | -20.94 |  | No | Other | Shippable | 0 |  | Not Applicable as per Item Classification |  | Not Applicable
953-7907 | 953-7907 | SPA, ENPHASE ENERGY, INC., Manufacturer Rebate for 321-0231, End Date 3/31/2022, Max Qty. 100, Q-00015594, 30870 Icon Solar Power | -13.23 |  | No | Other | Shippable | 0 |  | Not Applicable as per Item Classification |  | Not Applicable
953-7908 | 953-7908 | SPA, ENPHASE ENERGY, INC., Manufacturer Rebate for 321-0215, End Date 3/31/2022, Max Qty. 5, Q-00015424, 6136 The Solar Guys Inc. DBA Compass Solar Energy | -11.3 |  | No | Other | Shippable | 0 |  | Not Applicable as per Item Classification |  | Not Applicable
953-7909 | 953-7909 | SPA, ENPHASE ENERGY, INC., Manufacturer Rebate for 321-0231, End Date 3/31/2022, Max Qty. 5, Q-00015424, 6136 The Solar Guys Inc. DBA Compass Solar Energy | -13.23 |  | No | Other | Shippable | 0 |  | Not Applicable as per Item Classification |  | Not Applicable
953-7910 | 953-7910 | SPA, ENPHASE ENERGY, INC., Manufacturer Rebate for 321-0232, End Date 3/31/2022, Max Qty. 5, Q-00015424, 6136 The Solar Guys Inc. DBA Compass Solar Energy | -13.22 |  | No | Other | Shippable | 0 |  | Not Applicable as per Item Classification |  | Not Applicable
953-7911 | 953-7911 | SPA, ENPHASE ENERGY, INC., Manufacturer Rebate for 321-0215, End Date 3/31/2022, Max Qty. 150, Q-00015417, 4203321 3 Guys Solar LLC | -11.3 |  | No | Other | Shippable | 0 |  | Not Applicable as per Item Classification |  | Not Applicable
953-7912 | 953-7912 | SPA, ENPHASE ENERGY, INC., Manufacturer Rebate for 321-0216, End Date 3/31/2022, Max Qty. 650, Q-00015417, 4203321 3 Guys Solar LLC | -10.64 |  | No | Other | Shippable | 0 |  | Not Applicable as per Item Classification |  | Not Applicable
953-7913 | 953-7913 | SPA, ENPHASE ENERGY, INC., Manufacturer Rebate for 321-0223, End Date 3/31/2022, Max Qty. 60, Q-00015417, 4203321 3 Guys Solar LLC | -11.11 |  | No | Other | Shippable | 0 |  | Not Applicable as per Item Classification |  | Not Applicable
953-7914 | 953-7914 | SPA, ENPHASE ENERGY, INC., Manufacturer Rebate for 321-0231, End Date 3/31/2022, Max Qty. 60, Q-00015417, 4203321 3 Guys Solar LLC | -13.23 |  | No | Other | Shippable | 0 |  | Not Applicable as per Item Classification |  | Not Applicable
953-7915 | 953-7915 | SPA, ENPHASE ENERGY, INC., Manufacturer Rebate for 321-0232, End Date 3/31/2022, Max Qty. 60, Q-00015417, 4203321 3 Guys Solar LLC | -13.22 |  | No | Other | Shippable | 0 |  | Not Applicable as per Item Classification |  | Not Applicable
953-7916 | 953-7916 | SPA, ENPHASE ENERGY, INC., Manufacturer Rebate for 321-0229, End Date 3/31/2022, Max Qty. 60, Q-00015417, 4203321 3 Guys Solar LLC | -12.97 |  | No | Other | Shippable | 0 |  | Not Applicable as per Item Classification |  | Not Applicable
953-7917 | 953-7917 | SPA, ENPHASE ENERGY, INC., Manufacturer Rebate for 321-0230, End Date 3/31/2022, Max Qty. 5, Q-00015424, 6136 The Solar Guys Inc. DBA Compass Solar Energy | -12.75 |  | No | Other | Shippable | 0 |  | Not Applicable as per Item Classification |  | Not Applicable
953-7918 | 953-7918 | SPA, SOLAREDGE TECHNOLOGIES INC, Manufacturer Rebate for 310-0596, End Date 12/31/2022, SOL1540, 4202957 Meraki Installers LLC | -383.2 |  | No | Other | Shippable | 0 |  | Not Applicable as per Item Classification |  | Not Applicable
953-7919 | 953-7919 | SPA, SOLAREDGE TECHNOLOGIES INC, Manufacturer Rebate for 310-0597, End Date 12/31/2022, SOL1540, 4202957 Meraki Installers LLC | -399.66 |  | No | Other | Shippable | 0 |  | Not Applicable as per Item Classification |  | Not Applicable
953-7920 | 953-7920 | SPA, SOLAREDGE TECHNOLOGIES INC, Manufacturer Rebate for 310-0598, End Date 12/31/2022, SOL1540, 4202957 Meraki Installers LLC | -387 |  | No | Other | Shippable | 0 |  | Not Applicable as per Item Classification |  | Not Applicable
953-7921 | 953-7921 | SPA, SOLAREDGE TECHNOLOGIES INC, Manufacturer Rebate for 310-0599, End Date 12/31/2022, SOL1540, 4202957 Meraki Installers LLC | -399.24 |  | No | Other | Shippable | 0 |  | Not Applicable as per Item Classification |  | Not Applicable
953-7922 | 953-7922 | SPA, SOLAREDGE TECHNOLOGIES INC, Manufacturer Rebate for 310-0600, End Date 12/31/2022, SOL1540, 4202957 Meraki Installers LLC | -426.12 |  | No | Other | Shippable | 0 |  | Not Applicable as per Item Classification |  | Not Applicable
953-7923 | 953-7923 | SPA, SOLAREDGE TECHNOLOGIES INC, Manufacturer Rebate for 570-0240, End Date 12/31/2022, SOL1540, 4202957 Meraki Installers LLC | -81.63 |  | No | Other | Shippable | 0 |  | Not Applicable as per Item Classification |  | Not Applicable
953-7924 | 953-7924 | SPA, SOLAREDGE TECHNOLOGIES INC, Manufacturer Rebate for MK-565-0230, End Date 12/31/2022, SOL1540, 4202957 Meraki Installers LLC | -15.88 |  | No | Other | Shippable | 0 |  | Not Applicable as per Item Classification |  | Not Applicable
953-7925 | 953-7925 | SPA, SOLAREDGE TECHNOLOGIES INC, Manufacturer Rebate for 565-0230, End Date 12/31/2022, SOL1540, 4202957 Meraki Installers LLC | -15.88 |  | No | Other | Shippable | 0 |  | Not Applicable as per Item Classification |  | Not Applicable
953-7926 | 953-7926 | SPA, SOLAREDGE TECHNOLOGIES INC, Manufacturer Rebate for 310-0595, End Date 12/31/2022, SOL1540, 4202957 Meraki Installers LLC | -260.42 |  | No | Other | Shippable | 0 |  | Not Applicable as per Item Classification |  | Not Applicable
953-7927 | 953-7927 | SPA, IRONRIDGE, Manufacturer Rebate for 270-0152, End Date 9/30/2022, IronRidge - Modern Concepts SPA, 4204977 Modern Concepts Construction | -0.06 |  | No | Other | Shippable | 0 |  | Not Applicable as per Item Classification |  | Not Applicable
953-7928 | 953-7928 | SPA, IRONRIDGE, Manufacturer Rebate for 590-0115, End Date 9/30/2022, IronRidge - Modern Concepts SPA, 4204977 Modern Concepts Construction | -0.07 |  | No | Other | Shippable | 0 |  | Not Applicable as per Item Classification |  | Not Applicable
953-7929 | 953-7929 | SPA, IRONRIDGE, Manufacturer Rebate for 210-0999, End Date 9/30/2022, IronRidge - Modern Concepts SPA, 4204977 Modern Concepts Construction | -0.65 |  | No | Other | Shippable | 0 |  | Not Applicable as per Item Classification |  | Not Applicable
953-7930 | 953-7930 | SPA, IRONRIDGE, Manufacturer Rebate for 590-0115, End Date 9/30/2022, IronRidge - Modern Concepts SPA, 4204977 Modern Concepts Construction | -0.07 |  | No | Other | Shippable | 0 |  | Not Applicable as per Item Classification |  | Not Applicable
953-7931 | 953-7931 | SPA, IRONRIDGE, Manufacturer Rebate for 210-1026, End Date 9/30/2022, IronRidge - Modern Concepts SPA, 4204977 Modern Concepts Construction | -0.77 |  | No | Other | Shippable | 0 |  | Not Applicable as per Item Classification |  | Not Applicable
953-7932 | 953-7932 | SPA, IRONRIDGE, Manufacturer Rebate for 210-1000, End Date 9/30/2022, IronRidge - Modern Concepts SPA, 4204977 Modern Concepts Construction | -0.79 |  | No | Other | Shippable | 0 |  | Not Applicable as per Item Classification |  | Not Applicable
953-7933 | 953-7933 | SPA, IRONRIDGE, Manufacturer Rebate for 210-1003, End Date 9/30/2022, IronRidge - Modern Concepts SPA, 4204977 Modern Concepts Construction | -0.9 |  | No | Other | Shippable | 0 |  | Not Applicable as per Item Classification |  | Not Applicable
953-7934 | 953-7934 | SPA, IRONRIDGE, Manufacturer Rebate for 210-1004, End Date 9/30/2022, IronRidge - Modern Concepts SPA, 4204977 Modern Concepts Construction | -1.05 |  | No | Other | Shippable | 0 |  | Not Applicable as per Item Classification |  | Not Applicable
953-7935 | 953-7935 | SPA, IRONRIDGE, Manufacturer Rebate for 590-0116, End Date 9/30/2022, IronRidge - Modern Concepts SPA, 4204977 Modern Concepts Construction | -0.09 |  | No | Other | Shippable | 0 |  | Not Applicable as per Item Classification |  | Not Applicable
953-7936 | 953-7936 | SPA, IRONRIDGE, Manufacturer Rebate for 270-1045, End Date 9/30/2022, IronRidge - Modern Concepts SPA, 4204977 Modern Concepts Construction | -0.13 |  | No | Other | Shippable | 0 |  | Not Applicable as per Item Classification |  | Not Applicable
953-7937 | 953-7937 | SPA, ENPHASE ENERGY, INC., Manufacturer Rebate for 321-0216, End Date 3/31/2022, Max Qty. 2500, Q-00015520, 4204475 Solar Solutions and Distributions LLC | -18.23 |  | No | Other | Shippable | 0 |  | Not Applicable as per Item Classification |  | Not Applicable
953-7938 | 953-7938 | SPA, ENPHASE ENERGY, INC., Manufacturer Rebate for 321-0215, End Date 3/31/2022, Max Qty. 1, Q-00015520, 4204475 Solar Solutions and Distributions LLC | -18.88 |  | No | Other | Shippable | 0 |  | Not Applicable as per Item Classification |  | Not Applicable
953-7939 | 953-7939 | SPA, ENPHASE ENERGY, INC., Manufacturer Rebate for 321-0229, End Date 3/31/2022, Max Qty. 1, Q-00015520, 4204475 Solar Solutions and Distributions LLC | -21.69 |  | No | Other | Shippable | 0 |  | Not Applicable as per Item Classification |  | Not Applicable
953-7940 | 953-7940 | SPA, ENPHASE ENERGY, INC., Manufacturer Rebate for 321-0233, End Date 3/31/2022, Max Qty. 2500, Q-00015520, 4204475 Solar Solutions and Distributions LLC | -20.95 |  | No | Other | Shippable | 0 |  | Not Applicable as per Item Classification |  | Not Applicable
953-7941 | 953-7941 | SPA, ENPHASE ENERGY, INC., Manufacturer Rebate for 321-0215, End Date 3/31/2022, Q-00015484, 4204140 Solar Solutions of America | -12.82 |  | No | Other | Shippable | 0 |  | Not Applicable as per Item Classification |  | Not Applicable
953-7942 | 953-7942 | SPA, ENPHASE ENERGY, INC., Manufacturer Rebate for 321-0216, End Date 3/31/2022, Q-00015484, 4204140 Solar Solutions of America | -12.39 |  | No | Other | Shippable | 0 |  | Not Applicable as per Item Classification |  | Not Applicable
953-7943 | 953-7943 | SPA, ENPHASE ENERGY, INC., Manufacturer Rebate for 321-0229, End Date 3/31/2022, Q-00015484, 4204140 Solar Solutions of America | -14.79 |  | No | Other | Shippable | 0 |  | Not Applicable as per Item Classification |  | Not Applicable
953-7944 | 953-7944 | SPA, ENPHASE ENERGY, INC., Manufacturer Rebate for 321-0233, End Date 3/31/2022, Q-00015484, 4204140 Solar Solutions of America | -14.25 |  | No | Other | Shippable | 0 |  | Not Applicable as per Item Classification |  | Not Applicable
953-7945 | 953-7945 | SPA, ENPHASE ENERGY, INC., Manufacturer Rebate for 321-0215, End Date 3/31/2022, Q-00015488, 6900 Aberration, Inc. dba South Texas Solar Systems, Inc. | -25.42 |  | No | Other | Shippable | 0 |  | Not Applicable as per Item Classification |  | Not Applicable
953-7946 | 953-7946 | SPA, ENPHASE ENERGY, INC., Manufacturer Rebate for 321-0216, End Date 3/31/2022, Q-00015488, 6900 Aberration, Inc. dba South Texas Solar Systems, Inc. | -24.99 |  | No | Other | Shippable | 0 |  | Not Applicable as per Item Classification |  | Not Applicable
953-7947 | 953-7947 | SPA, ENPHASE ENERGY, INC., Manufacturer Rebate for 321-0219, End Date 3/31/2022, Q-00015488, 6900 Aberration, Inc. dba South Texas Solar Systems, Inc. | -25.54 |  | No | Other | Shippable | 0 |  | Not Applicable as per Item Classification |  | Not Applicable
953-7948 | 953-7948 | SPA, ENPHASE ENERGY, INC., Manufacturer Rebate for 321-0229, End Date 3/31/2022, Q-00015488, 6900 Aberration, Inc. dba South Texas Solar Systems, Inc. | -29.19 |  | No | Other | Shippable | 0 |  | Not Applicable as per Item Classification |  | Not Applicable
953-7949 | 953-7949 | SPA, ENPHASE ENERGY, INC., Manufacturer Rebate for 321-0233, End Date 3/31/2022, Q-00015488, 6900 Aberration, Inc. dba South Texas Solar Systems, Inc. | -28.75 |  | No | Other | Shippable | 0 |  | Not Applicable as per Item Classification |  | Not Applicable
953-7950 | 953-7950 | SPA, ENPHASE ENERGY, INC., Manufacturer Rebate for 321-0232, End Date 3/31/2022, Q-00015488, 6900 Aberration, Inc. dba South Texas Solar Systems, Inc. | -29.89 |  | No | Other | Shippable | 0 |  | Not Applicable as per Item Classification |  | Not Applicable
953-7951 | 953-7951 | SPA, ENPHASE ENERGY, INC., Manufacturer Rebate for 321-0230, End Date 3/31/2022, Q-00015488, 6900 Aberration, Inc. dba South Texas Solar Systems, Inc. | -30.62 |  | No | Other | Shippable | 0 |  | Not Applicable as per Item Classification |  | Not Applicable
953-7952 | 953-7952 | SPA, ENPHASE ENERGY, INC., Manufacturer Rebate for 321-0231, End Date 3/31/2022, Q-00015488, 6900 Aberration, Inc. dba South Texas Solar Systems, Inc. | -32.42 |  | No | Other | Shippable | 0 |  | Not Applicable as per Item Classification |  | Not Applicable
953-7953 | 953-7953 | SPA, ENPHASE ENERGY, INC., Manufacturer Rebate for 321-0230, End Date 3/31/2022, Max Qty. 60, Q-00015417, 4203321 3 Guys Solar LLC | -12.75 |  | No | Other | Shippable | 0 |  | Not Applicable as per Item Classification |  | Not Applicable
953-7954 | 953-7954 | SPA, ENPHASE ENERGY, INC., Manufacturer Rebate for 321-0233, End Date 3/31/2022, Max Qty. 650, Q-00015417, 4203321 3 Guys Solar LLC | -12.22 |  | No | Other | Shippable | 0 |  | Not Applicable as per Item Classification |  | Not Applicable
953-7955 | 953-7955 | SPA, ENPHASE ENERGY, INC., Manufacturer Rebate for 321-0215, End Date 3/31/2022, Max Qty. 250, Q-00015490, 4203118 Speir Innovations LLC | -18.87 |  | No | Other | Shippable | 0 |  | Not Applicable as per Item Classification |  | Not Applicable
953-7956 | 953-7956 | SPA, ENPHASE ENERGY, INC., Manufacturer Rebate for 321-0216, End Date 3/31/2022, Max Qty. 2500, Q-00015490, 4203118 Speir Innovations LLC | -25.69 |  | No | Other | Shippable | 0 |  | Not Applicable as per Item Classification |  | Not Applicable
953-7957 | 953-7957 | SPA, ENPHASE ENERGY, INC., Manufacturer Rebate for 321-0223, End Date 3/31/2022, Max Qty. 1, Q-00015490, 4203118 Speir Innovations LLC | -19.22 |  | No | Other | Shippable | 0 |  | Not Applicable as per Item Classification |  | Not Applicable
953-7958 | 953-7958 | SPA, ENPHASE ENERGY, INC., Manufacturer Rebate for 321-0229, End Date 3/31/2022, Max Qty. 250, Q-00015490, 4203118 Speir Innovations LLC | -21.68 |  | No | Other | Shippable | 0 |  | Not Applicable as per Item Classification |  | Not Applicable
953-7959 | 953-7959 | SPA, ENPHASE ENERGY, INC., Manufacturer Rebate for 321-0233, End Date 3/31/2022, Max Qty. 2500, Q-00015490, 4203118 Speir Innovations LLC | -29.53 |  | No | Other | Shippable | 0 |  | Not Applicable as per Item Classification |  | Not Applicable
953-7960 | 953-7960 | SPA, ENPHASE ENERGY, INC., Manufacturer Rebate for 321-0230, End Date 3/31/2022, Max Qty. 1, Q-00015490, 4203118 Speir Innovations LLC | -22.07 |  | No | Other | Shippable | 0 |  | Not Applicable as per Item Classification |  | Not Applicable
953-7961 | 953-7961 | SPA, ENPHASE ENERGY, INC., Manufacturer Rebate for 321-0215, End Date 3/31/2022, Max Qty. 1500, Q-00015535, 203043 G3 Solar | -24.37 |  | No | Other | Shippable | 0 |  | Not Applicable as per Item Classification |  | Not Applicable
953-7962 | 953-7962 | SPA, ENPHASE ENERGY, INC., Manufacturer Rebate for 321-0229, End Date 3/31/2022, Max Qty. 1500, Q-00015535, 203043 G3 Solar | -28.01 |  | No | Other | Shippable | 0 |  | Not Applicable as per Item Classification |  | Not Applicable
953-7963 | 953-7963 | SPA, SOLAREDGE TECHNOLOGIES INC, Manufacturer Rebate for 310-0595, End Date 12/31/2022, SOL1585, 4204821 Tron Solar | -76.86 |  | No | Other | Shippable | 0 |  | Not Applicable as per Item Classification |  | Not Applicable
953-7964 | 953-7964 | SPA, SOLAREDGE TECHNOLOGIES INC, Manufacturer Rebate for 310-0596, End Date 12/31/2022, SOL1585, 4204821 Tron Solar | -256.44 |  | No | Other | Shippable | 0 |  | Not Applicable as per Item Classification |  | Not Applicable
953-7965 | 953-7965 | SPA, ENPHASE ENERGY, INC., Manufacturer Rebate for 321-0216, End Date 3/31/2022, Max Qty. 600, Q-00015766, 4205145 Titanium Solar LLC | -12.27 |  | No | Other | Shippable | 0 |  | Not Applicable as per Item Classification |  | Not Applicable
953-7966 | 953-7966 | SPA, SOLAREDGE TECHNOLOGIES INC, Manufacturer Rebate for 310-0598, End Date 12/31/2022, SOL1585, 4204821 Tron Solar | -266.62 |  | No | Other | Shippable | 0 |  | Not Applicable as per Item Classification |  | Not Applicable
953-7967 | 953-7967 | SPA, SOLAREDGE TECHNOLOGIES INC, Manufacturer Rebate for 310-0599, End Date 12/31/2022, SOL1585, 4204821 Tron Solar | -195.22 |  | No | Other | Shippable | 0 |  | Not Applicable as per Item Classification |  | Not Applicable
953-7968 | 953-7968 | SPA, SOLAREDGE TECHNOLOGIES INC, Manufacturer Rebate for MK-565-0230, End Date 12/31/2022, SOL1585, 4204821 Tron Solar | -12.22 |  | No | Other | Shippable | 0 |  | Not Applicable as per Item Classification |  | Not Applicable
953-7969 | 953-7969 | SPA, SOLARIA CORP, Manufacturer Rebate for 110-1254, End Date 3/31/2022, Solaria SPA Colorado Energy Systems, 89263 Colorado Energy Systems LLC | -32.67 |  | No | Other | Shippable | 0 |  | Not Applicable as per Item Classification |  | Not Applicable
953-7970 | 953-7970 | SPA, SOLARIA CORP, Manufacturer Rebate for 110-1254, End Date 3/31/2022, Giles-$0.08 Solaria Spa, 120823 Giles Construction | -32 |  | No | Other | Shippable | 0 |  | Not Applicable as per Item Classification |  | Not Applicable
953-7971 | 953-7971 | SPA, SOLARIA CORP, Manufacturer Rebate for 110-1254, End Date 3/31/2022, Diamond 12.22.21, 90148 Pinnacle Roofing Professionals, LLC | -72.67 |  | No | Other | Shippable | 0 |  | Not Applicable as per Item Classification |  | Not Applicable
953-7972 | 953-7972 | SPA, ENPHASE ENERGY, INC., Manufacturer Rebate for 321-0215, End Date 3/31/2022, Max Qty. 500, Q-00015697, 4204527 Premier Solar Energy, Inc | -9.8 |  | No | Other | Shippable | 0 |  | Not Applicable as per Item Classification |  | Not Applicable
953-7973 | 953-7973 | SPA, ENPHASE ENERGY, INC., Manufacturer Rebate for 321-0216, End Date 3/31/2022, Max Qty. 500, Q-00015697, 4204527 Premier Solar Energy, Inc | -10.41 |  | No | Other | Shippable | 0 |  | Not Applicable as per Item Classification |  | Not Applicable
953-7974 | 953-7974 | SPA, ENPHASE ENERGY, INC., Manufacturer Rebate for 321-0229, End Date 3/31/2022, Q-00015697, 4204527 Premier Solar Energy, Inc | -11.34 |  | No | Other | Shippable | 0 |  | Not Applicable as per Item Classification |  | Not Applicable
953-7975 | 953-7975 | SPA, ENPHASE ENERGY, INC., Manufacturer Rebate for 321-0233, End Date 3/31/2022, Max Qty. 500, Q-00015697, 4204527 Premier Solar Energy, Inc | -11.96 |  | No | Other | Shippable | 0 |  | Not Applicable as per Item Classification |  | Not Applicable
953-7976 | 953-7976 | SPA, SOLAREDGE TECHNOLOGIES INC, Manufacturer Rebate for 565-0228, End Date 6/30/2022, SOL1250, 4204719 Motive Energy Telecommunications Group, Inc. dba Motive Infrastructure Solutions | -23.5 |  | No | Other | Shippable | 0 |  | Not Applicable as per Item Classification |  | Not Applicable
953-7977 | 953-7977 | SPA, SOLAREDGE TECHNOLOGIES INC, Manufacturer Rebate for 565-0235, End Date 6/30/2022, SOL1250, 4204719 Motive Energy Telecommunications Group, Inc. dba Motive Infrastructure Solutions | -7.5 |  | No | Other | Shippable | 0 |  | Not Applicable as per Item Classification |  | Not Applicable
953-7978 | 953-7978 | SPA, ENPHASE ENERGY, INC., Manufacturer Rebate for 321-0215, End Date 3/31/2022, Max Qty. 2400, Q-00015837, 7290 SONRAY SOLAR, INC. DBA SONRAY CONSTRUCTION | -15.69 |  | No | Other | Shippable | 0 |  | Not Applicable as per Item Classification |  | Not Applicable
953-7979 | 953-7979 | SPA, ENPHASE ENERGY, INC., Manufacturer Rebate for 321-0216, End Date 3/31/2022, Max Qty. 600, Q-00015837, 7290 SONRAY SOLAR, INC. DBA SONRAY CONSTRUCTION | -15.68 |  | No | Other | Shippable | 0 |  | Not Applicable as per Item Classification |  | Not Applicable
953-7980 | 953-7980 | SPA, ENPHASE ENERGY, INC., Manufacturer Rebate for 321-0229, End Date 3/31/2022, Max Qty. 2400, Q-00015837, 7290 SONRAY SOLAR, INC. DBA SONRAY CONSTRUCTION | -18.03 |  | No | Other | Shippable | 0 |  | Not Applicable as per Item Classification |  | Not Applicable
953-7981 | 953-7981 | SPA, ENPHASE ENERGY, INC., Manufacturer Rebate for 321-0233, End Date 3/31/2022, Max Qty. 600, Q-00015837, 7290 SONRAY SOLAR, INC. DBA SONRAY CONSTRUCTION | -18.02 |  | No | Other | Shippable | 0 |  | Not Applicable as per Item Classification |  | Not Applicable
953-7982 | 953-7982 | SPA, ENPHASE ENERGY, INC., Manufacturer Rebate for 321-0216, End Date 3/31/2022, Q-00015992, 88596 American Array Solar | -16.89 |  | No | Other | Shippable | 0 |  | Not Applicable as per Item Classification |  | Not Applicable
953-7983 | 953-7983 | SPA, ENPHASE ENERGY, INC., Manufacturer Rebate for 321-0215, End Date 3/31/2022, Q-00015992, 88596 American Array Solar | -14.57 |  | No | Other | Shippable | 0 |  | Not Applicable as per Item Classification |  | Not Applicable
953-7984 | 953-7984 | SPA, ENPHASE ENERGY, INC., Manufacturer Rebate for 321-0223, End Date 3/31/2022, Q-00015992, 88596 American Array Solar | -14.55 |  | No | Other | Shippable | 0 |  | Not Applicable as per Item Classification |  | Not Applicable
953-7985 | 953-7985 | SPA, ENPHASE ENERGY, INC., Manufacturer Rebate for 321-0229, End Date 3/31/2022, Q-00015992, 88596 American Array Solar | -16.73 |  | No | Other | Shippable | 0 |  | Not Applicable as per Item Classification |  | Not Applicable
953-7986 | 953-7986 | SPA, ENPHASE ENERGY, INC., Manufacturer Rebate for 321-0233, End Date 3/31/2022, Q-00015992, 88596 American Array Solar | -19.74 |  | No | Other | Shippable | 0 |  | Not Applicable as per Item Classification |  | Not Applicable
953-7987 | 953-7987 | SPA, ENPHASE ENERGY, INC., Manufacturer Rebate for 321-0230, End Date 3/31/2022, Q-00015992, 88596 American Array Solar | -16.69 |  | No | Other | Shippable | 0 |  | Not Applicable as per Item Classification |  | Not Applicable
953-7988 | 953-7988 | SPA, ENPHASE ENERGY, INC., Manufacturer Rebate for 321-0231, End Date 3/31/2022, Q-00015992, 88596 American Array Solar | -17.43 |  | No | Other | Shippable | 0 |  | Not Applicable as per Item Classification |  | Not Applicable
953-7989 | 953-7989 | SPA, ENPHASE ENERGY, INC., Manufacturer Rebate for 321-0232, End Date 3/31/2022, Q-00015992, 88596 American Array Solar | -17.08 |  | No | Other | Shippable | 0 |  | Not Applicable as per Item Classification |  | Not Applicable
953-7990 | 953-7990 | SPA, ENPHASE ENERGY, INC., Manufacturer Rebate for 321-0216, End Date 3/31/2022, Max Qty. 1000, Q-00015723, 4204494 Evergreen Solar and Construction dba Evergreen Builders | -15.14 |  | No | Other | Shippable | 0 |  | Not Applicable as per Item Classification |  | Not Applicable
953-7991 | 953-7991 | SPA, PANASONIC CORPORATION OF NORTH AMERICA, Manufacturer Rebate for 110-1265, End Date 3/31/2022, Panasonic2022 West Region SPA Soligent.CES - signed, 80786 FirstPV Inc dba SolarUnion | -37.87 |  | No | Other | Shippable | 0 |  | Not Applicable as per Item Classification |  | Not Applicable
953-7992 | 953-7992 | SPA, PANASONIC CORPORATION OF NORTH AMERICA, Manufacturer Rebate for 110-1264, End Date 3/31/2022, Panasonic2022 West Region SPA Soligent.CES - signed, 80786 FirstPV Inc dba SolarUnion | -37.15 |  | No | Other | Shippable | 0 |  | Not Applicable as per Item Classification |  | Not Applicable
953-7993 | 953-7993 | SPA, SOLARIA CORP, Manufacturer Rebate for 110-1254, End Date 3/31/2022, Max Qty. 1, Diamond Q1, 90148 Pinnacle Roofing Professionals, LLC | -72.67 |  | No | Other | Shippable | 0 |  | Not Applicable as per Item Classification |  | Not Applicable
953-7994 | 953-7994 | SPA, SOLARIA CORP, Manufacturer Rebate for 110-1254, End Date 6/30/2022, Solaria-Platinum Q1&Q2 22 Illuminate, 88279 Illuminate Solar Company | -52.67 |  | No | Other | Shippable | 0 |  | Not Applicable as per Item Classification |  | Not Applicable
953-7995 | 953-7995 | SPA, SOLARIA CORP, Manufacturer Rebate for 110-1254, End Date 6/30/2022, Solaria Diamond level Q1 & Q2 2022 American Array, 88596 American Array Solar | -74.67 |  | No | Other | Shippable | 0 |  | Not Applicable as per Item Classification |  | Not Applicable
953-7996 | 953-7996 | SPA, PANASONIC CORPORATION OF NORTH AMERICA, Manufacturer Rebate for 110-1265, End Date 12/31/2022, Panasonic2022 West Region SPA Soligent.CES - signed, 88596 American Array Solar | -45.89 |  | No | Other | Shippable | 0 |  | Not Applicable as per Item Classification |  | Not Applicable
953-7997 | 953-7997 | SPA, PANASONIC CORPORATION OF NORTH AMERICA, Manufacturer Rebate for 110-1264, End Date 12/31/2022, Panasonic 2022 West Region SPA Soligent.CES-American ArrayQ122, 88596 American Array Solar | -44.45 |  | No | Other | Shippable | 0 |  | Not Applicable as per Item Classification |  | Not Applicable
953-7998 | 953-7998 | SPA, PANASONIC CORPORATION OF NORTH AMERICA, Manufacturer Rebate for 110-1303, End Date 3/31/2022, Panasonic West, 80371 Addy Electric Inc | -48.29 |  | No | Other | Shippable | 0 |  | Not Applicable as per Item Classification |  | Not Applicable
953-7999 | 953-7999 | SPA, SOLARIA CORP, Manufacturer Rebate for 110-1254, End Date 3/31/2022, Solaria SPA_6731 Nova Alternative, 6731 NOVA ALTERNATIVE ENERGY SYSTEMS LLC | -47.67 |  | No | Other | Shippable | 0 |  | Not Applicable as per Item Classification |  | Not Applicable
953-8000 | 953-8000 | SPA, ENPHASE ENERGY, INC., Manufacturer Rebate for 321-0216, End Date 3/31/2022, Max Qty. 500, Q-00015436, 121482 Solar City, Inc. dba The LeverEdge | -7.69 |  | No | Other | Shippable | 0 |  | Not Applicable as per Item Classification |  | Not Applicable
953-8001 | 953-8001 | SPA, ENPHASE ENERGY, INC., Manufacturer Rebate for 321-0223, End Date 3/31/2022, Max Qty. 500, Q-00015436, 121482 Solar City, Inc. dba The LeverEdge | -9.31 |  | No | Other | Shippable | 0 |  | Not Applicable as per Item Classification |  | Not Applicable
953-8002 | 953-8002 | SPA, ENPHASE ENERGY, INC., Manufacturer Rebate for 321-0215, End Date 3/31/2022, Max Qty. 500, Q-00015436, 121482 Solar City, Inc. dba The LeverEdge | -6.61 |  | No | Other | Shippable | 0 |  | Not Applicable as per Item Classification |  | Not Applicable
953-8003 | 953-8003 | SPA, ENPHASE ENERGY, INC., Manufacturer Rebate for 321-0229, End Date 3/31/2022, Max Qty. 500, Q-00015436, 121482 Solar City, Inc. dba The LeverEdge | -7.58 |  | No | Other | Shippable | 0 |  | Not Applicable as per Item Classification |  | Not Applicable
953-8004 | 953-8004 | SPA, ENPHASE ENERGY, INC., Manufacturer Rebate for 321-0230, End Date 3/31/2022, Max Qty. 500, Q-00015436, 121482 Solar City, Inc. dba The LeverEdge | -10.68 |  | No | Other | Shippable | 0 |  | Not Applicable as per Item Classification |  | Not Applicable
953-8005 | 953-8005 | SPA, ENPHASE ENERGY, INC., Manufacturer Rebate for 321-0233, End Date 3/31/2022, Max Qty. 500, Q-00015436, 121482 Solar City, Inc. dba The LeverEdge | -8.83 |  | No | Other | Shippable | 0 |  | Not Applicable as per Item Classification |  | Not Applicable
953-8006 | 953-8006 | SPA, ENPHASE ENERGY, INC., Manufacturer Rebate for 321-0216, End Date 3/31/2022, Max Qty. 600, Q-00015468, 203319 Good Faith Energy | -16.75 |  | No | Other | Shippable | 0 |  | Not Applicable as per Item Classification |  | Not Applicable
953-8007 | 953-8007 | SPA, ENPHASE ENERGY, INC., Manufacturer Rebate for 321-0223, End Date 3/31/2022, Max Qty. 1, Q-00015468, 203319 Good Faith Energy | -25.5 |  | No | Other | Shippable | 0 |  | Not Applicable as per Item Classification |  | Not Applicable
953-8008 | 953-8008 | SPA, ENPHASE ENERGY, INC., Manufacturer Rebate for 321-0215, End Date 3/31/2022, Max Qty. 800, Q-00015468, 203319 Good Faith Energy | -15.09 |  | No | Other | Shippable | 0 |  | Not Applicable as per Item Classification |  | Not Applicable
953-8009 | 953-8009 | SPA, ENPHASE ENERGY, INC., Manufacturer Rebate for 321-0229, End Date 3/31/2022, Max Qty. 800, Q-00015468, 203319 Good Faith Energy | -17.33 |  | No | Other | Shippable | 0 |  | Not Applicable as per Item Classification |  | Not Applicable
953-8010 | 953-8010 | SPA, ENPHASE ENERGY, INC., Manufacturer Rebate for 321-0230, End Date 3/31/2022, Max Qty. 1, Q-00015468, 203319 Good Faith Energy | -29.3 |  | No | Other | Shippable | 0 |  | Not Applicable as per Item Classification |  | Not Applicable
953-8011 | 953-8011 | SPA, ENPHASE ENERGY, INC., Manufacturer Rebate for 321-0233, End Date 3/31/2022, Max Qty. 600, Q-00015468, 203319 Good Faith Energy | -19.25 |  | No | Other | Shippable | 0 |  | Not Applicable as per Item Classification |  | Not Applicable
953-8012 | 953-8012 | SPA, ENPHASE ENERGY, INC., Manufacturer Rebate for 321-0216, End Date 3/31/2022, Max Qty. 750, Q-00013617, 203313 Sunergy, Inc | -10.14 |  | No | Other | Shippable | 0 |  | Not Applicable as per Item Classification |  | Not Applicable
953-8013 | 953-8013 | SPA, ENPHASE ENERGY, INC., Manufacturer Rebate for 321-0215, End Date 3/31/2022, Q-00015989, 4271 HALCYON SOLAR CONSTRUCTION | -15.96 |  | No | Other | Shippable | 0 |  | Not Applicable as per Item Classification |  | Not Applicable
953-8014 | 953-8014 | SPA, ENPHASE ENERGY, INC., Manufacturer Rebate for 321-0216, End Date 3/31/2022, Max Qty. 1000, Q-00016009, 1547 ECO DIRECT INC. | -8.08 |  | No | Other | Shippable | 0 |  | Not Applicable as per Item Classification |  | Not Applicable
953-8015 | 953-8015 | SPA, ENPHASE ENERGY, INC., Manufacturer Rebate for 321-0223, End Date 3/31/2022, Max Qty. 1000, Q-00016009, 1547 ECO DIRECT INC. | -7.97 |  | No | Other | Shippable | 0 |  | Not Applicable as per Item Classification |  | Not Applicable
953-8016 | 953-8016 | SPA, ENPHASE ENERGY, INC., Manufacturer Rebate for 321-0215, End Date 3/31/2022, Max Qty. 600, Q-00016009, 1547 ECO DIRECT INC. | -5.2 |  | No | Other | Shippable | 0 |  | Not Applicable as per Item Classification |  | Not Applicable
953-8017 | 953-8017 | SPA, ENPHASE ENERGY, INC., Manufacturer Rebate for 321-0229, End Date 3/31/2022, Max Qty. 600, Q-00016009, 1547 ECO DIRECT INC. | -5.96 |  | No | Other | Shippable | 0 |  | Not Applicable as per Item Classification |  | Not Applicable
953-8018 | 953-8018 | SPA, ENPHASE ENERGY, INC., Manufacturer Rebate for 321-0230, End Date 3/31/2022, Max Qty. 1000, Q-00016009, 1547 ECO DIRECT INC. | -9.14 |  | No | Other | Shippable | 0 |  | Not Applicable as per Item Classification |  | Not Applicable
953-8019 | 953-8019 | SPA, ENPHASE ENERGY, INC., Manufacturer Rebate for 321-0233, End Date 3/31/2022, Max Qty. 1000, Q-00016009, 1547 ECO DIRECT INC. | -9.27 |  | No | Other | Shippable | 0 |  | Not Applicable as per Item Classification |  | Not Applicable
953-8020 | 953-8020 | SPA, ENPHASE ENERGY, INC., Manufacturer Rebate for 321-0216, End Date 3/31/2022, Q-00015993, 88279 Illuminate Solar Company | -4.29 |  | No | Other | Shippable | 0 |  | Not Applicable as per Item Classification |  | Not Applicable
953-8021 | 953-8021 | SPA, ENPHASE ENERGY, INC., Manufacturer Rebate for 321-0223, End Date 3/31/2022, Q-00015993, 88279 Illuminate Solar Company | -3.94 |  | No | Other | Shippable | 0 |  | Not Applicable as per Item Classification |  | Not Applicable
953-8022 | 953-8022 | SPA, ENPHASE ENERGY, INC., Manufacturer Rebate for 321-0233, End Date 3/31/2022, Q-00015993, 88279 Illuminate Solar Company | -4.91 |  | No | Other | Shippable | 0 |  | Not Applicable as per Item Classification |  | Not Applicable
953-8023 | 953-8023 | SPA, ENPHASE ENERGY, INC., Manufacturer Rebate for 321-0230, End Date 3/31/2022, Q-00015993, 88279 Illuminate Solar Company | -4.49 |  | No | Other | Shippable | 0 |  | Not Applicable as per Item Classification |  | Not Applicable
953-8024 | 953-8024 | SPA, ENPHASE ENERGY, INC., Manufacturer Rebate for 321-0231, End Date 3/31/2022, Q-00015993, 88279 Illuminate Solar Company | -4.16 |  | No | Other | Shippable | 0 |  | Not Applicable as per Item Classification |  | Not Applicable
953-8025 | 953-8025 | SPA, ENPHASE ENERGY, INC., Manufacturer Rebate for 321-0232, End Date 3/31/2022, Q-00015993, 88279 Illuminate Solar Company | -5.72 |  | No | Other | Shippable | 0 |  | Not Applicable as per Item Classification |  | Not Applicable
953-8026 | 953-8026 | SPA, PANASONIC CORPORATION OF NORTH AMERICA, Manufacturer Rebate for 110-1307, End Date 3/31/2022, Panasonic East Coast Spa, 19968 Energy Consultants Group, LLC | -41.37 |  | No | Other | Shippable | 0 |  | Not Applicable as per Item Classification |  | Not Applicable
953-8027 | 953-8027 | SPA, PANASONIC CORPORATION OF NORTH AMERICA, Manufacturer Rebate for 110-1265, End Date 3/31/2022, 2022 East Region SPA Soligent.CES, 4205383 Sky Solar Energy, Inc | -37 |  | No | Other | Shippable | 0 |  | Not Applicable as per Item Classification |  | Not Applicable
953-8028 | 953-8028 | SPA, ENPHASE ENERGY, INC., Manufacturer Rebate for 321-0233, End Date 3/31/2022, Q-00015505, 203176 Energy Solutions Direct | -41.95 |  | No | Other | Shippable | 0 |  | Not Applicable as per Item Classification |  | Not Applicable
953-8029 | 953-8029 | SPA, ENPHASE ENERGY, INC., Manufacturer Rebate for 321-0219, End Date 3/31/2022, 2022 East Region Spa, 19968 Energy Consultants Group, LLC | -20 |  | No | Other | Shippable | 0 |  | Not Applicable as per Item Classification |  | Not Applicable
953-8030 | 953-8030 | SPA, ENPHASE ENERGY, INC., Manufacturer Rebate for 321-0216, End Date 3/31/2022, Max Qty. 5000, Q-00014818, 89950 Urban Solar Group | -33.6 |  | No | Other | Shippable | 0 |  | Not Applicable as per Item Classification |  | Not Applicable
953-8031 | 953-8031 | SPA, ENPHASE ENERGY, INC., Manufacturer Rebate for 321-0232, End Date 3/31/2022, Max Qty. 1, Q-00014818, 89950 Urban Solar Group | -42.49 |  | No | Other | Shippable | 0 |  | Not Applicable as per Item Classification |  | Not Applicable
953-8032 | 953-8032 | SPA, ENPHASE ENERGY, INC., Manufacturer Rebate for 321-0233, End Date 3/31/2022, Max Qty. 1, Q-00014818, 89950 Urban Solar Group | -43.04 |  | No | Other | Shippable | 0 |  | Not Applicable as per Item Classification |  | Not Applicable
953-8033 | 953-8033 | SPA, ENPHASE ENERGY, INC., Manufacturer Rebate for 360-0328, End Date 3/31/2022, Max Qty. 7000, Q-00014818, 89950 Urban Solar Group | -3.28 |  | No | Other | Shippable | 0 |  | Not Applicable as per Item Classification |  | Not Applicable
953-8034 | 953-8034 | SPA, ENPHASE ENERGY, INC., Manufacturer Rebate for 570-1196, End Date 3/31/2022, Max Qty. 280, Q-00014818, 89950 Urban Solar Group | -103.5 |  | No | Other | Shippable | 0 |  | Not Applicable as per Item Classification |  | Not Applicable
953-8035 | 953-8035 | SPA, ENPHASE ENERGY, INC., Manufacturer Rebate for 360-0329, End Date 3/31/2022, Max Qty. 5, Q-00014818, 89950 Urban Solar Group | -3.35 |  | No | Other | Shippable | 0 |  | Not Applicable as per Item Classification |  | Not Applicable
953-8036 | 953-8036 | SPA, ENPHASE ENERGY, INC., Manufacturer Rebate for 321-0233, End Date 3/31/2022, Q-00015614, 4204627 Solair LLC | -19 |  | No | Other | Shippable | 0 |  | Not Applicable as per Item Classification |  | Not Applicable
953-8037 | 953-8037 | SPA, SOLAREDGE TECHNOLOGIES INC, Manufacturer Rebate for 310-0595, End Date 12/31/2022, SOL1546, 89424 Creative Solar USA Inc | -28.34 |  | No | Other | Shippable | 0 |  | Not Applicable as per Item Classification |  | Not Applicable
953-8038 | 953-8038 | SPA, SOLAREDGE TECHNOLOGIES INC, Manufacturer Rebate for 310-0596, End Date 12/31/2022, SOL1546, 89424 Creative Solar USA Inc | -66.94 |  | No | Other | Shippable | 0 |  | Not Applicable as per Item Classification |  | Not Applicable
953-8039 | 953-8039 | SPA, SOLAREDGE TECHNOLOGIES INC, Manufacturer Rebate for 310-0597, End Date 12/31/2022, SOL1546, 89424 Creative Solar USA Inc | -66.94 |  | No | Other | Shippable | 0 |  | Not Applicable as per Item Classification |  | Not Applicable
953-8040 | 953-8040 | SPA, SOLAREDGE TECHNOLOGIES INC, Manufacturer Rebate for 310-0598, End Date 12/31/2022, SOL1546, 89424 Creative Solar USA Inc | -66.94 |  | No | Other | Shippable | 0 |  | Not Applicable as per Item Classification |  | Not Applicable
953-8041 | 953-8041 | SPA, SOLAREDGE TECHNOLOGIES INC, Manufacturer Rebate for 310-0599, End Date 12/31/2022, SOL1546, 89424 Creative Solar USA Inc | -33.47 |  | No | Other | Shippable | 0 |  | Not Applicable as per Item Classification |  | Not Applicable
953-8042 | 953-8042 | SPA, SOLAREDGE TECHNOLOGIES INC, Manufacturer Rebate for 310-0600, End Date 12/31/2022, SOL1546, 89424 Creative Solar USA Inc | -33.47 |  | No | Other | Shippable | 0 |  | Not Applicable as per Item Classification |  | Not Applicable
953-8043 | 953-8043 | SPA, SOLAREDGE TECHNOLOGIES INC, Manufacturer Rebate for 565-0230, End Date 12/31/2022, SOL1546, 89424 Creative Solar USA Inc | -3.57 |  | No | Other | Shippable | 0 |  | Not Applicable as per Item Classification |  | Not Applicable
953-8044 | 953-8044 | SPA, SOLAREDGE TECHNOLOGIES INC, Manufacturer Rebate for 310-0647, End Date 12/31/2022, SOL1546, 89424 Creative Solar USA Inc | -66.94 |  | No | Other | Shippable | 0 |  | Not Applicable as per Item Classification |  | Not Applicable
953-8045 | 953-8045 | SPA, SOLAREDGE TECHNOLOGIES INC, Manufacturer Rebate for 310-0646, End Date 12/31/2022, SOL1546, 89424 Creative Solar USA Inc | -66.94 |  | No | Other | Shippable | 0 |  | Not Applicable as per Item Classification |  | Not Applicable
953-8046 | 953-8046 | SPA, SOLAREDGE TECHNOLOGIES INC, Manufacturer Rebate for 310-0644, End Date 12/31/2022, SOL1546, 89424 Creative Solar USA Inc | -33.47 |  | No | Other | Shippable | 0 |  | Not Applicable as per Item Classification |  | Not Applicable
953-8047 | 953-8047 | SPA, IRONRIDGE Manufacturer Rebate for # 210-0054, End Date 12/31/2022, Max Qty. , IR LOU Krannich East , 4202954 Krannich Solar East LLC | -2.3996 |  | No | Other | Shippable | 0 |  | Not Applicable as per Item Classification |  | Not Applicable
953-8048 | 953-8048 | SPA, IRONRIDGE Manufacturer Rebate for # 210-0501, End Date 12/31/2022, Max Qty. , IR LOU Krannich East , 4202954 Krannich Solar East LLC | -2.8852 |  | No | Other | Shippable | 0 |  | Not Applicable as per Item Classification |  | Not Applicable
953-8049 | 953-8049 | SPA, IRONRIDGE Manufacturer Rebate for # 210-0579, End Date 12/31/2022, Max Qty. , IR LOU Krannich East , 4202954 Krannich Solar East LLC | -3.3055 |  | No | Other | Shippable | 0 |  | Not Applicable as per Item Classification |  | Not Applicable
953-8050 | 953-8050 | SPA, IRONRIDGE Manufacturer Rebate for # 210-0674, End Date 12/31/2022, Max Qty. , IR LOU Krannich East , 4202954 Krannich Solar East LLC | -1.0934 |  | No | Other | Shippable | 0 |  | Not Applicable as per Item Classification |  | Not Applicable
953-8051 | 953-8051 | SPA, IRONRIDGE Manufacturer Rebate for # 210-0694, End Date 12/31/2022, Max Qty. , IR LOU Krannich East , 4202954 Krannich Solar East LLC | -0.904 |  | No | Other | Shippable | 0 |  | Not Applicable as per Item Classification |  | Not Applicable
953-8052 | 953-8052 | SPA, IRONRIDGE Manufacturer Rebate for # 210-0949, End Date 12/31/2022, Max Qty. , IR LOU Krannich East , 4202954 Krannich Solar East LLC | -3.6069 |  | No | Other | Shippable | 0 |  | Not Applicable as per Item Classification |  | Not Applicable
953-8053 | 953-8053 | SPA, IRONRIDGE Manufacturer Rebate for # 210-0989, End Date 12/31/2022, Max Qty. , IR LOU Krannich East , 4202954 Krannich Solar East LLC | -1.3496 |  | No | Other | Shippable | 0 |  | Not Applicable as per Item Classification |  | Not Applicable
953-8054 | 953-8054 | SPA, IRONRIDGE Manufacturer Rebate for # 210-0998, End Date 12/31/2022, Max Qty. , IR LOU Krannich East , 4202954 Krannich Solar East LLC | -0.5696 |  | No | Other | Shippable | 0 |  | Not Applicable as per Item Classification |  | Not Applicable
953-8055 | 953-8055 | SPA, IRONRIDGE Manufacturer Rebate for # 210-0999, End Date 12/31/2022, Max Qty. , IR LOU Krannich East , 4202954 Krannich Solar East LLC | -2.4916 |  | No | Other | Shippable | 0 |  | Not Applicable as per Item Classification |  | Not Applicable
953-8056 | 953-8056 | SPA, IRONRIDGE Manufacturer Rebate for # 210-1000, End Date 12/31/2022, Max Qty. , IR LOU Krannich East , 4202954 Krannich Solar East LLC | -3.0249 |  | No | Other | Shippable | 0 |  | Not Applicable as per Item Classification |  | Not Applicable
953-8057 | 953-8057 | SPA, IRONRIDGE Manufacturer Rebate for # 210-1001, End Date 12/31/2022, Max Qty. , IR LOU Krannich East , 4202954 Krannich Solar East LLC | -0.6784 |  | No | Other | Shippable | 0 |  | Not Applicable as per Item Classification |  | Not Applicable
953-8058 | 953-8058 | SPA, IRONRIDGE Manufacturer Rebate for # 210-1002, End Date 12/31/2022, Max Qty. , IR LOU Krannich East , 4202954 Krannich Solar East LLC | -1.0562 |  | No | Other | Shippable | 0 |  | Not Applicable as per Item Classification |  | Not Applicable
953-8059 | 953-8059 | SPA, IRONRIDGE Manufacturer Rebate for # 210-1003, End Date 12/31/2022, Max Qty. , IR LOU Krannich East , 4202954 Krannich Solar East LLC | -3.4795 |  | No | Other | Shippable | 0 |  | Not Applicable as per Item Classification |  | Not Applicable
953-8060 | 953-8060 | SPA, IRONRIDGE Manufacturer Rebate for # 210-1004, End Date 12/31/2022, Max Qty. , IR LOU Krannich East , 4202954 Krannich Solar East LLC | -4.0476 |  | No | Other | Shippable | 0 |  | Not Applicable as per Item Classification |  | Not Applicable
953-8061 | 953-8061 | SPA, IRONRIDGE Manufacturer Rebate for # 210-1005, End Date 12/31/2022, Max Qty. , IR LOU Krannich East , 4202954 Krannich Solar East LLC | -4.2268 |  | No | Other | Shippable | 0 |  | Not Applicable as per Item Classification |  | Not Applicable
953-8062 | 953-8062 | SPA, IRONRIDGE Manufacturer Rebate for # 210-1006, End Date 12/31/2022, Max Qty. , IR LOU Krannich East , 4202954 Krannich Solar East LLC | -4.9207 |  | No | Other | Shippable | 0 |  | Not Applicable as per Item Classification |  | Not Applicable
953-8063 | 953-8063 | SPA, IRONRIDGE Manufacturer Rebate for # 210-1007, End Date 12/31/2022, Max Qty. , IR LOU Krannich East , 4202954 Krannich Solar East LLC | -0.4244 |  | No | Other | Shippable | 0 |  | Not Applicable as per Item Classification |  | Not Applicable
953-8064 | 953-8064 | SPA, IRONRIDGE Manufacturer Rebate for # 210-1008, End Date 12/31/2022, Max Qty. , IR LOU Krannich East , 4202954 Krannich Solar East LLC | -5.3513 |  | No | Other | Shippable | 0 |  | Not Applicable as per Item Classification |  | Not Applicable
953-8065 | 953-8065 | SPA, IRONRIDGE Manufacturer Rebate for # 210-1009, End Date 12/31/2022, Max Qty. , IR LOU Krannich East , 4202954 Krannich Solar East LLC | -6.4998 |  | No | Other | Shippable | 0 |  | Not Applicable as per Item Classification |  | Not Applicable
953-8066 | 953-8066 | SPA, IRONRIDGE Manufacturer Rebate for # 210-1010, End Date 12/31/2022, Max Qty. , IR LOU Krannich East , 4202954 Krannich Solar East LLC | -1.3134 |  | No | Other | Shippable | 0 |  | Not Applicable as per Item Classification |  | Not Applicable
953-8067 | 953-8067 | SPA, IRONRIDGE Manufacturer Rebate for # 210-1025, End Date 12/31/2022, Max Qty. , IR LOU Krannich East , 4202954 Krannich Solar East LLC | -0.8764 |  | No | Other | Shippable | 0 |  | Not Applicable as per Item Classification |  | Not Applicable
953-8068 | 953-8068 | SPA, IRONRIDGE Manufacturer Rebate for # 210-1026, End Date 12/31/2022, Max Qty. , IR LOU Krannich East , 4202954 Krannich Solar East LLC | -2.9619 |  | No | Other | Shippable | 0 |  | Not Applicable as per Item Classification |  | Not Applicable
953-8069 | 953-8069 | SPA, IRONRIDGE Manufacturer Rebate for # 210-1027, End Date 12/31/2022, Max Qty. , IR LOU Krannich East , 4202954 Krannich Solar East LLC | -3.5962 |  | No | Other | Shippable | 0 |  | Not Applicable as per Item Classification |  | Not Applicable
953-8070 | 953-8070 | SPA, IRONRIDGE Manufacturer Rebate for # 210-1040, End Date 12/31/2022, Max Qty. , IR LOU Krannich East , 4202954 Krannich Solar East LLC | -0.71028 |  | No | Other | Shippable | 0 |  | Not Applicable as per Item Classification |  | Not Applicable
953-8071 | 953-8071 | SPA, IRONRIDGE Manufacturer Rebate for # 210-1042, End Date 12/31/2022, Max Qty. , IR LOU Krannich East , 4202954 Krannich Solar East LLC | -0.71028 |  | No | Other | Shippable | 0 |  | Not Applicable as per Item Classification |  | Not Applicable
953-8072 | 953-8072 | SPA, IRONRIDGE Manufacturer Rebate for # 210-1044, End Date 12/31/2022, Max Qty. , IR LOU Krannich East , 4202954 Krannich Solar East LLC | -0.71028 |  | No | Other | Shippable | 0 |  | Not Applicable as per Item Classification |  | Not Applicable
953-8073 | 953-8073 | SPA, IRONRIDGE Manufacturer Rebate for # 210-1051, End Date 12/31/2022, Max Qty. , IR LOU Krannich East , 4202954 Krannich Solar East LLC | -2.8534 |  | No | Other | Shippable | 0 |  | Not Applicable as per Item Classification |  | Not Applicable
953-8074 | 953-8074 | SPA, IRONRIDGE Manufacturer Rebate for # 210-1053, End Date 12/31/2022, Max Qty. , IR LOU Krannich East , 4202954 Krannich Solar East LLC | -2.7698 |  | No | Other | Shippable | 0 |  | Not Applicable as per Item Classification |  | Not Applicable
953-8075 | 953-8075 | SPA, IRONRIDGE Manufacturer Rebate for # 210-1066, End Date 12/31/2022, Max Qty. , IR LOU Krannich East , 4202954 Krannich Solar East LLC | -4.2488 |  | No | Other | Shippable | 0 |  | Not Applicable as per Item Classification |  | Not Applicable
953-8076 | 953-8076 | SPA, IRONRIDGE Manufacturer Rebate for # 211-0008, End Date 12/31/2022, Max Qty. , IR LOU Krannich East , 4202954 Krannich Solar East LLC | -0.18042 |  | No | Other | Shippable | 0 |  | Not Applicable as per Item Classification |  | Not Applicable
953-8077 | 953-8077 | SPA, IRONRIDGE Manufacturer Rebate for # 211-0016, End Date 12/31/2022, Max Qty. , IR LOU Krannich East , 4202954 Krannich Solar East LLC | -0.27025 |  | No | Other | Shippable | 0 |  | Not Applicable as per Item Classification |  | Not Applicable
953-8078 | 953-8078 | SPA, IRONRIDGE Manufacturer Rebate for # 211-0017, End Date 12/31/2022, Max Qty. , IR LOU Krannich East , 4202954 Krannich Solar East LLC | -0.29792 |  | No | Other | Shippable | 0 |  | Not Applicable as per Item Classification |  | Not Applicable
953-8079 | 953-8079 | SPA, IRONRIDGE Manufacturer Rebate for # 211-0018, End Date 12/31/2022, Max Qty. , IR LOU Krannich East , 4202954 Krannich Solar East LLC | -0.36984 |  | No | Other | Shippable | 0 |  | Not Applicable as per Item Classification |  | Not Applicable
953-8080 | 953-8080 | SPA, IRONRIDGE Manufacturer Rebate for # 211-0019, End Date 12/31/2022, Max Qty. , IR LOU Krannich East , 4202954 Krannich Solar East LLC | -0.49792 |  | No | Other | Shippable | 0 |  | Not Applicable as per Item Classification |  | Not Applicable
953-8081 | 953-8081 | SPA, IRONRIDGE Manufacturer Rebate for # 211-0020, End Date 12/31/2022, Max Qty. , IR LOU Krannich East , 4202954 Krannich Solar East LLC | -0.78666 |  | No | Other | Shippable | 0 |  | Not Applicable as per Item Classification |  | Not Applicable
953-8082 | 953-8082 | SPA, IRONRIDGE Manufacturer Rebate for # 211-0024, End Date 12/31/2022, Max Qty. , IR LOU Krannich East , 4202954 Krannich Solar East LLC | -0.82135 |  | No | Other | Shippable | 0 |  | Not Applicable as per Item Classification |  | Not Applicable
953-8083 | 953-8083 | SPA, IRONRIDGE Manufacturer Rebate for # 211-0039, End Date 12/31/2022, Max Qty. , IR LOU Krannich East , 4202954 Krannich Solar East LLC | -0.39731 |  | No | Other | Shippable | 0 |  | Not Applicable as per Item Classification |  | Not Applicable
953-8084 | 953-8084 | SPA, IRONRIDGE Manufacturer Rebate for # 211-0042, End Date 12/31/2022, Max Qty. , IR LOU Krannich East , 4202954 Krannich Solar East LLC | -0.4495 |  | No | Other | Shippable | 0 |  | Not Applicable as per Item Classification |  | Not Applicable
953-8085 | 953-8085 | SPA, IRONRIDGE Manufacturer Rebate for # 211-0057, End Date 12/31/2022, Max Qty. , IR LOU Krannich East , 4202954 Krannich Solar East LLC | -0.16067 |  | No | Other | Shippable | 0 |  | Not Applicable as per Item Classification |  | Not Applicable
953-8086 | 953-8086 | SPA, IRONRIDGE Manufacturer Rebate for # 211-0058, End Date 12/31/2022, Max Qty. , IR LOU Krannich East , 4202954 Krannich Solar East LLC | -0.17266 |  | No | Other | Shippable | 0 |  | Not Applicable as per Item Classification |  | Not Applicable
953-8087 | 953-8087 | SPA, IRONRIDGE Manufacturer Rebate for # 211-0061, End Date 12/31/2022, Max Qty. , IR LOU Krannich East , 4202954 Krannich Solar East LLC | -0.085284 |  | No | Other | Shippable | 0 |  | Not Applicable as per Item Classification |  | Not Applicable
953-8088 | 953-8088 | SPA, IRONRIDGE Manufacturer Rebate for # 211-0062, End Date 12/31/2022, Max Qty. , IR LOU Krannich East , 4202954 Krannich Solar East LLC | -0.098812 |  | No | Other | Shippable | 0 |  | Not Applicable as per Item Classification |  | Not Applicable
953-8089 | 953-8089 | SPA, IRONRIDGE Manufacturer Rebate for # 211-0064, End Date 12/31/2022, Max Qty. , IR LOU Krannich East , 4202954 Krannich Solar East LLC | -1.6514 |  | No | Other | Shippable | 0 |  | Not Applicable as per Item Classification |  | Not Applicable
953-8090 | 953-8090 | SPA, IRONRIDGE Manufacturer Rebate for # 211-0095, End Date 12/31/2022, Max Qty. , IR LOU Krannich East , 4202954 Krannich Solar East LLC | -0.48766 |  | No | Other | Shippable | 0 |  | Not Applicable as per Item Classification |  | Not Applicable
953-8091 | 953-8091 | SPA, IRONRIDGE Manufacturer Rebate for # 211-0096, End Date 12/31/2022, Max Qty. , IR LOU Krannich East , 4202954 Krannich Solar East LLC | -0.58454 |  | No | Other | Shippable | 0 |  | Not Applicable as per Item Classification |  | Not Applicable
953-8092 | 953-8092 | SPA, IRONRIDGE Manufacturer Rebate for # 211-0097, End Date 12/31/2022, Max Qty. , IR LOU Krannich East , 4202954 Krannich Solar East LLC | -1.522 |  | No | Other | Shippable | 0 |  | Not Applicable as per Item Classification |  | Not Applicable
953-8093 | 953-8093 | SPA, IRONRIDGE Manufacturer Rebate for # 211-0098, End Date 12/31/2022, Max Qty. , IR LOU Krannich East , 4202954 Krannich Solar East LLC | -1.348 |  | No | Other | Shippable | 0 |  | Not Applicable as per Item Classification |  | Not Applicable
953-8094 | 953-8094 | SPA, IRONRIDGE Manufacturer Rebate for # 211-0099, End Date 12/31/2022, Max Qty. , IR LOU Krannich East , 4202954 Krannich Solar East LLC | -1.184 |  | No | Other | Shippable | 0 |  | Not Applicable as per Item Classification |  | Not Applicable
953-8095 | 953-8095 | SPA, IRONRIDGE Manufacturer Rebate for # 211-0240, End Date 12/31/2022, Max Qty. , IR LOU Krannich East , 4202954 Krannich Solar East LLC | -0.48878 |  | No | Other | Shippable | 0 |  | Not Applicable as per Item Classification |  | Not Applicable
953-8096 | 953-8096 | SPA, IRONRIDGE Manufacturer Rebate for # 211-0242, End Date 12/31/2022, Max Qty. , IR LOU Krannich East , 4202954 Krannich Solar East LLC | -0.18042 |  | No | Other | Shippable | 0 |  | Not Applicable as per Item Classification |  | Not Applicable
953-8097 | 953-8097 | SPA, IRONRIDGE Manufacturer Rebate for # 211-0371, End Date 12/31/2022, Max Qty. , IR LOU Krannich East , 4202954 Krannich Solar East LLC | -1.0438 |  | No | Other | Shippable | 0 |  | Not Applicable as per Item Classification |  | Not Applicable
953-8098 | 953-8098 | SPA, IRONRIDGE Manufacturer Rebate for # 211-0463, End Date 12/31/2022, Max Qty. , IR LOU Krannich East , 4202954 Krannich Solar East LLC | -1.2521 |  | No | Other | Shippable | 0 |  | Not Applicable as per Item Classification |  | Not Applicable
953-8099 | 953-8099 | SPA, IRONRIDGE Manufacturer Rebate for # 211-0464, End Date 12/31/2022, Max Qty. , IR LOU Krannich East , 4202954 Krannich Solar East LLC | -1.2521 |  | No | Other | Shippable | 0 |  | Not Applicable as per Item Classification |  | Not Applicable
953-8100 | 953-8100 | SPA, IRONRIDGE Manufacturer Rebate for # 211-0465, End Date 12/31/2022, Max Qty. , IR LOU Krannich East , 4202954 Krannich Solar East LLC | -1.3501 |  | No | Other | Shippable | 0 |  | Not Applicable as per Item Classification |  | Not Applicable
953-8101 | 953-8101 | SPA, IRONRIDGE Manufacturer Rebate for # 211-0481, End Date 12/31/2022, Max Qty. , IR LOU Krannich East , 4202954 Krannich Solar East LLC | -2.9817 |  | No | Other | Shippable | 0 |  | Not Applicable as per Item Classification |  | Not Applicable
953-8102 | 953-8102 | SPA, IRONRIDGE Manufacturer Rebate for # 211-0482, End Date 12/31/2022, Max Qty. , IR LOU Krannich East , 4202954 Krannich Solar East LLC | -3.1644 |  | No | Other | Shippable | 0 |  | Not Applicable as per Item Classification |  | Not Applicable
953-8103 | 953-8103 | SPA, IRONRIDGE Manufacturer Rebate for # 211-0483, End Date 12/31/2022, Max Qty. , IR LOU Krannich East , 4202954 Krannich Solar East LLC | -3.3418 |  | No | Other | Shippable | 0 |  | Not Applicable as per Item Classification |  | Not Applicable
953-8104 | 953-8104 | SPA, IRONRIDGE Manufacturer Rebate for # 211-0484, End Date 12/31/2022, Max Qty. , IR LOU Krannich East , 4202954 Krannich Solar East LLC | -3.5143 |  | No | Other | Shippable | 0 |  | Not Applicable as per Item Classification |  | Not Applicable
953-8105 | 953-8105 | SPA, IRONRIDGE Manufacturer Rebate for # 211-0485, End Date 12/31/2022, Max Qty. , IR LOU Krannich East , 4202954 Krannich Solar East LLC | -3.6918 |  | No | Other | Shippable | 0 |  | Not Applicable as per Item Classification |  | Not Applicable
953-8106 | 953-8106 | SPA, IRONRIDGE Manufacturer Rebate for # 211-0497, End Date 12/31/2022, Max Qty. , IR LOU Krannich East , 4202954 Krannich Solar East LLC | -1.4069 |  | No | Other | Shippable | 0 |  | Not Applicable as per Item Classification |  | Not Applicable
953-8107 | 953-8107 | SPA, IRONRIDGE Manufacturer Rebate for # 211-0498, End Date 12/31/2022, Max Qty. , IR LOU Krannich East , 4202954 Krannich Solar East LLC | -1.5904 |  | No | Other | Shippable | 0 |  | Not Applicable as per Item Classification |  | Not Applicable
953-8108 | 953-8108 | SPA, IRONRIDGE Manufacturer Rebate for # 211-0501, End Date 12/31/2022, Max Qty. , IR LOU Krannich East , 4202954 Krannich Solar East LLC | -1.7839 |  | No | Other | Shippable | 0 |  | Not Applicable as per Item Classification |  | Not Applicable
953-8109 | 953-8109 | SPA, IRONRIDGE Manufacturer Rebate for # 212-0000, End Date 12/31/2022, Max Qty. , IR LOU Krannich East , 4202954 Krannich Solar East LLC | -0.68439 |  | No | Other | Shippable | 0 |  | Not Applicable as per Item Classification |  | Not Applicable
953-8110 | 953-8110 | SPA, IRONRIDGE Manufacturer Rebate for # 212-0001, End Date 12/31/2022, Max Qty. , IR LOU Krannich East , 4202954 Krannich Solar East LLC | -0.2792 |  | No | Other | Shippable | 0 |  | Not Applicable as per Item Classification |  | Not Applicable
953-8111 | 953-8111 | SPA, IRONRIDGE Manufacturer Rebate for # 212-0002, End Date 12/31/2022, Max Qty. , IR LOU Krannich East , 4202954 Krannich Solar East LLC | -1.393 |  | No | Other | Shippable | 0 |  | Not Applicable as per Item Classification |  | Not Applicable
953-8112 | 953-8112 | SPA, IRONRIDGE Manufacturer Rebate for # 212-0003, End Date 12/31/2022, Max Qty. , IR LOU Krannich East , 4202954 Krannich Solar East LLC | -1.47 |  | No | Other | Shippable | 0 |  | Not Applicable as per Item Classification |  | Not Applicable
953-8113 | 953-8113 | SPA, IRONRIDGE Manufacturer Rebate for # 212-0004, End Date 12/31/2022, Max Qty. , IR LOU Krannich East , 4202954 Krannich Solar East LLC | -1.47 |  | No | Other | Shippable | 0 |  | Not Applicable as per Item Classification |  | Not Applicable
953-8114 | 953-8114 | SPA, IRONRIDGE Manufacturer Rebate for # 212-0005, End Date 12/31/2022, Max Qty. , IR LOU Krannich East , 4202954 Krannich Solar East LLC | -1.47 |  | No | Other | Shippable | 0 |  | Not Applicable as per Item Classification |  | Not Applicable
953-8115 | 953-8115 | SPA, IRONRIDGE Manufacturer Rebate for # 220-0360, End Date 12/31/2022, Max Qty. , IR LOU Krannich East , 4202954 Krannich Solar East LLC | -16.9175 |  | No | Other | Shippable | 0 |  | Not Applicable as per Item Classification |  | Not Applicable
953-8116 | 953-8116 | SPA, IRONRIDGE Manufacturer Rebate for # 220-0361, End Date 12/31/2022, Max Qty. , IR LOU Krannich East , 4202954 Krannich Solar East LLC | -21.9247 |  | No | Other | Shippable | 0 |  | Not Applicable as per Item Classification |  | Not Applicable
953-8117 | 953-8117 | SPA, IRONRIDGE Manufacturer Rebate for # 220-0714, End Date 12/31/2022, Max Qty. , IR LOU Krannich East , 4202954 Krannich Solar East LLC | -18.4582 |  | No | Other | Shippable | 0 |  | Not Applicable as per Item Classification |  | Not Applicable
953-8118 | 953-8118 | SPA, IRONRIDGE Manufacturer Rebate for # 220-0715, End Date 12/31/2022, Max Qty. , IR LOU Krannich East , 4202954 Krannich Solar East LLC | -1.0521 |  | No | Other | Shippable | 0 |  | Not Applicable as per Item Classification |  | Not Applicable
953-8119 | 953-8119 | SPA, IRONRIDGE Manufacturer Rebate for # 220-0716, End Date 12/31/2022, Max Qty. , IR LOU Krannich East , 4202954 Krannich Solar East LLC | -1.0521 |  | No | Other | Shippable | 0 |  | Not Applicable as per Item Classification |  | Not Applicable
953-8120 | 953-8120 | SPA, IRONRIDGE Manufacturer Rebate for # 250-1051, End Date 12/31/2022, Max Qty. , IR LOU Krannich East , 4202954 Krannich Solar East LLC | -4.8261 |  | No | Other | Shippable | 0 |  | Not Applicable as per Item Classification |  | Not Applicable
953-8121 | 953-8121 | SPA, IRONRIDGE Manufacturer Rebate for # 250-1052, End Date 12/31/2022, Max Qty. , IR LOU Krannich East , 4202954 Krannich Solar East LLC | -4.8261 |  | No | Other | Shippable | 0 |  | Not Applicable as per Item Classification |  | Not Applicable
953-8122 | 953-8122 | SPA, IRONRIDGE Manufacturer Rebate for # 250-1053, End Date 12/31/2022, Max Qty. , IR LOU Krannich East , 4202954 Krannich Solar East LLC | -9.1543 |  | No | Other | Shippable | 0 |  | Not Applicable as per Item Classification |  | Not Applicable
953-8123 | 953-8123 | SPA, IRONRIDGE Manufacturer Rebate for # 250-1054, End Date 12/31/2022, Max Qty. , IR LOU Krannich East , 4202954 Krannich Solar East LLC | -0.3198 |  | No | Other | Shippable | 0 |  | Not Applicable as per Item Classification |  | Not Applicable
953-8124 | 953-8124 | SPA, IRONRIDGE Manufacturer Rebate for # 250-1055, End Date 12/31/2022, Max Qty. , IR LOU Krannich East , 4202954 Krannich Solar East LLC | -1.2162 |  | No | Other | Shippable | 0 |  | Not Applicable as per Item Classification |  | Not Applicable
953-8125 | 953-8125 | SPA, IRONRIDGE Manufacturer Rebate for # 260-0093, End Date 12/31/2022, Max Qty. , IR LOU Krannich East , 4202954 Krannich Solar East LLC | -0.29403 |  | No | Other | Shippable | 0 |  | Not Applicable as per Item Classification |  | Not Applicable
953-8126 | 953-8126 | SPA, IRONRIDGE Manufacturer Rebate for # 260-0099, End Date 12/31/2022, Max Qty. , IR LOU Krannich East , 4202954 Krannich Solar East LLC | -0.3068 |  | No | Other | Shippable | 0 |  | Not Applicable as per Item Classification |  | Not Applicable
953-8127 | 953-8127 | SPA, IRONRIDGE Manufacturer Rebate for # 260-0101, End Date 12/31/2022, Max Qty. , IR LOU Krannich East , 4202954 Krannich Solar East LLC | -0.69106 |  | No | Other | Shippable | 0 |  | Not Applicable as per Item Classification |  | Not Applicable
953-8128 | 953-8128 | SPA, IRONRIDGE Manufacturer Rebate for # 260-0102, End Date 12/31/2022, Max Qty. , IR LOU Krannich East , 4202954 Krannich Solar East LLC | -0.73914 |  | No | Other | Shippable | 0 |  | Not Applicable as per Item Classification |  | Not Applicable
953-8129 | 953-8129 | SPA, IRONRIDGE Manufacturer Rebate for # 260-0103, End Date 12/31/2022, Max Qty. , IR LOU Krannich East , 4202954 Krannich Solar East LLC | -0.24604 |  | No | Other | Shippable | 0 |  | Not Applicable as per Item Classification |  | Not Applicable
953-8130 | 953-8130 | SPA, IRONRIDGE Manufacturer Rebate for # 260-0104, End Date 12/31/2022, Max Qty. , IR LOU Krannich East , 4202954 Krannich Solar East LLC | -0.05568 |  | No | Other | Shippable | 0 |  | Not Applicable as per Item Classification |  | Not Applicable
953-8131 | 953-8131 | SPA, IRONRIDGE Manufacturer Rebate for # 260-0105, End Date 12/31/2022, Max Qty. , IR LOU Krannich East , 4202954 Krannich Solar East LLC | -0.11604 |  | No | Other | Shippable | 0 |  | Not Applicable as per Item Classification |  | Not Applicable
953-8132 | 953-8132 | SPA, IRONRIDGE Manufacturer Rebate for # 260-0106, End Date 12/31/2022, Max Qty. , IR LOU Krannich East , 4202954 Krannich Solar East LLC | -0.27568 |  | No | Other | Shippable | 0 |  | Not Applicable as per Item Classification |  | Not Applicable
953-8133 | 953-8133 | SPA, IRONRIDGE Manufacturer Rebate for # 260-0107, End Date 12/31/2022, Max Qty. , IR LOU Krannich East , 4202954 Krannich Solar East LLC | -0.24604 |  | No | Other | Shippable | 0 |  | Not Applicable as per Item Classification |  | Not Applicable
953-8134 | 953-8134 | SPA, IRONRIDGE Manufacturer Rebate for # 260-0108, End Date 12/31/2022, Max Qty. , IR LOU Krannich East , 4202954 Krannich Solar East LLC | -0.27568 |  | No | Other | Shippable | 0 |  | Not Applicable as per Item Classification |  | Not Applicable
953-8135 | 953-8135 | SPA, IRONRIDGE Manufacturer Rebate for # 260-0109, End Date 12/31/2022, Max Qty. , IR LOU Krannich East , 4202954 Krannich Solar East LLC | -0.24604 |  | No | Other | Shippable | 0 |  | Not Applicable as per Item Classification |  | Not Applicable
953-8136 | 953-8136 | SPA, IRONRIDGE Manufacturer Rebate for # 260-0110, End Date 12/31/2022, Max Qty. , IR LOU Krannich East , 4202954 Krannich Solar East LLC | -0.27568 |  | No | Other | Shippable | 0 |  | Not Applicable as per Item Classification |  | Not Applicable
953-8137 | 953-8137 | SPA, IRONRIDGE Manufacturer Rebate for # 260-0111, End Date 12/31/2022, Max Qty. , IR LOU Krannich East , 4202954 Krannich Solar East LLC | -0.24604 |  | No | Other | Shippable | 0 |  | Not Applicable as per Item Classification |  | Not Applicable
953-8138 | 953-8138 | SPA, IRONRIDGE Manufacturer Rebate for # 260-0112, End Date 12/31/2022, Max Qty. , IR LOU Krannich East , 4202954 Krannich Solar East LLC | -0.05568 |  | No | Other | Shippable | 0 |  | Not Applicable as per Item Classification |  | Not Applicable
953-8139 | 953-8139 | SPA, IRONRIDGE Manufacturer Rebate for # 260-0113, End Date 12/31/2022, Max Qty. , IR LOU Krannich East , 4202954 Krannich Solar East LLC | -0.24604 |  | No | Other | Shippable | 0 |  | Not Applicable as per Item Classification |  | Not Applicable
953-8140 | 953-8140 | SPA, IRONRIDGE Manufacturer Rebate for # 260-0114, End Date 12/31/2022, Max Qty. , IR LOU Krannich East , 4202954 Krannich Solar East LLC | -0.27568 |  | No | Other | Shippable | 0 |  | Not Applicable as per Item Classification |  | Not Applicable
953-8141 | 953-8141 | SPA, IRONRIDGE Manufacturer Rebate for # 260-0115, End Date 12/31/2022, Max Qty. , IR LOU Krannich East , 4202954 Krannich Solar East LLC | -0.037 |  | No | Other | Shippable | 0 |  | Not Applicable as per Item Classification |  | Not Applicable
953-8142 | 953-8142 | SPA, IRONRIDGE Manufacturer Rebate for # 260-0116, End Date 12/31/2022, Max Qty. , IR LOU Krannich East , 4202954 Krannich Solar East LLC | -0.204 |  | No | Other | Shippable | 0 |  | Not Applicable as per Item Classification |  | Not Applicable
953-8143 | 953-8143 | SPA, IRONRIDGE Manufacturer Rebate for # 260-0117, End Date 12/31/2022, Max Qty. , IR LOU Krannich East , 4202954 Krannich Solar East LLC | -0.24604 |  | No | Other | Shippable | 0 |  | Not Applicable as per Item Classification |  | Not Applicable
953-8144 | 953-8144 | SPA, IRONRIDGE Manufacturer Rebate for # 260-0118, End Date 12/31/2022, Max Qty. , IR LOU Krannich East , 4202954 Krannich Solar East LLC | -0.27568 |  | No | Other | Shippable | 0 |  | Not Applicable as per Item Classification |  | Not Applicable
953-8145 | 953-8145 | SPA, IRONRIDGE Manufacturer Rebate for # 260-0169, End Date 12/31/2022, Max Qty. , IR LOU Krannich East , 4202954 Krannich Solar East LLC | -0.29308 |  | No | Other | Shippable | 0 |  | Not Applicable as per Item Classification |  | Not Applicable
953-8146 | 953-8146 | SPA, IRONRIDGE Manufacturer Rebate for # 260-0170, End Date 12/31/2022, Max Qty. , IR LOU Krannich East , 4202954 Krannich Solar East LLC | -0.29308 |  | No | Other | Shippable | 0 |  | Not Applicable as per Item Classification |  | Not Applicable
953-8147 | 953-8147 | SPA, IRONRIDGE Manufacturer Rebate for # 260-0171, End Date 12/31/2022, Max Qty. , IR LOU Krannich East , 4202954 Krannich Solar East LLC | -0.29308 |  | No | Other | Shippable | 0 |  | Not Applicable as per Item Classification |  | Not Applicable
953-8148 | 953-8148 | SPA, IRONRIDGE Manufacturer Rebate for # 260-0172, End Date 12/31/2022, Max Qty. , IR LOU Krannich East , 4202954 Krannich Solar East LLC | -0.29308 |  | No | Other | Shippable | 0 |  | Not Applicable as per Item Classification |  | Not Applicable
953-8149 | 953-8149 | SPA, IRONRIDGE Manufacturer Rebate for # 260-0173, End Date 12/31/2022, Max Qty. , IR LOU Krannich East , 4202954 Krannich Solar East LLC | -0.29308 |  | No | Other | Shippable | 0 |  | Not Applicable as per Item Classification |  | Not Applicable
953-8150 | 953-8150 | SPA, IRONRIDGE Manufacturer Rebate for # 260-0174, End Date 12/31/2022, Max Qty. , IR LOU Krannich East , 4202954 Krannich Solar East LLC | -0.29308 |  | No | Other | Shippable | 0 |  | Not Applicable as per Item Classification |  | Not Applicable
953-8151 | 953-8151 | SPA, IRONRIDGE Manufacturer Rebate for # 260-0175, End Date 12/31/2022, Max Qty. , IR LOU Krannich East , 4202954 Krannich Solar East LLC | -0.36262 |  | No | Other | Shippable | 0 |  | Not Applicable as per Item Classification |  | Not Applicable
953-8152 | 953-8152 | SPA, IRONRIDGE Manufacturer Rebate for # 260-0281, End Date 12/31/2022, Max Qty. , IR LOU Krannich East , 4202954 Krannich Solar East LLC | -0.62988 |  | No | Other | Shippable | 0 |  | Not Applicable as per Item Classification |  | Not Applicable
953-8153 | 953-8153 | SPA, IRONRIDGE Manufacturer Rebate for # 260-0284, End Date 12/31/2022, Max Qty. , IR LOU Krannich East , 4202954 Krannich Solar East LLC | -0.4155 |  | No | Other | Shippable | 0 |  | Not Applicable as per Item Classification |  | Not Applicable
953-8154 | 953-8154 | SPA, IRONRIDGE Manufacturer Rebate for # 260-0584, End Date 12/31/2022, Max Qty. , IR LOU Krannich East , 4202954 Krannich Solar East LLC | -1.2892 |  | No | Other | Shippable | 0 |  | Not Applicable as per Item Classification |  | Not Applicable
953-8155 | 953-8155 | SPA, IRONRIDGE Manufacturer Rebate for # 260-0585, End Date 12/31/2022, Max Qty. , IR LOU Krannich East , 4202954 Krannich Solar East LLC | -1.1546 |  | No | Other | Shippable | 0 |  | Not Applicable as per Item Classification |  | Not Applicable
953-8156 | 953-8156 | SPA, IRONRIDGE Manufacturer Rebate for # 270-0146, End Date 12/31/2022, Max Qty. , IR LOU Krannich East , 4202954 Krannich Solar East LLC | -5.75 |  | No | Other | Shippable | 0 |  | Not Applicable as per Item Classification |  | Not Applicable
953-8157 | 953-8157 | SPA, IRONRIDGE Manufacturer Rebate for # 270-0157, End Date 12/31/2022, Max Qty. , IR LOU Krannich East , 4202954 Krannich Solar East LLC | -1.4366 |  | No | Other | Shippable | 0 |  | Not Applicable as per Item Classification |  | Not Applicable
953-8158 | 953-8158 | SPA, IRONRIDGE Manufacturer Rebate for # 270-0158, End Date 12/31/2022, Max Qty. , IR LOU Krannich East , 4202954 Krannich Solar East LLC | -1.4366 |  | No | Other | Shippable | 0 |  | Not Applicable as per Item Classification |  | Not Applicable
953-8159 | 953-8159 | SPA, IRONRIDGE Manufacturer Rebate for # 270-0159, End Date 12/31/2022, Max Qty. , IR LOU Krannich East , 4202954 Krannich Solar East LLC | -1.4366 |  | No | Other | Shippable | 0 |  | Not Applicable as per Item Classification |  | Not Applicable
953-8160 | 953-8160 | SPA, IRONRIDGE Manufacturer Rebate for # 270-0160, End Date 12/31/2022, Max Qty. , IR LOU Krannich East , 4202954 Krannich Solar East LLC | -2.896 |  | No | Other | Shippable | 0 |  | Not Applicable as per Item Classification |  | Not Applicable
953-8161 | 953-8161 | SPA, IRONRIDGE Manufacturer Rebate for # 270-0161, End Date 12/31/2022, Max Qty. , IR LOU Krannich East , 4202954 Krannich Solar East LLC | -3.263 |  | No | Other | Shippable | 0 |  | Not Applicable as per Item Classification |  | Not Applicable
953-8162 | 953-8162 | SPA, IRONRIDGE Manufacturer Rebate for # 270-0181, End Date 12/31/2022, Max Qty. , IR LOU Krannich East , 4202954 Krannich Solar East LLC | -0.346 |  | No | Other | Shippable | 0 |  | Not Applicable as per Item Classification |  | Not Applicable
953-8163 | 953-8163 | SPA, IRONRIDGE Manufacturer Rebate for # 270-0182, End Date 12/31/2022, Max Qty. , IR LOU Krannich East , 4202954 Krannich Solar East LLC | -1.4746 |  | No | Other | Shippable | 0 |  | Not Applicable as per Item Classification |  | Not Applicable
953-8164 | 953-8164 | SPA, IRONRIDGE Manufacturer Rebate for # 270-0725, End Date 12/31/2022, Max Qty. , IR LOU Krannich East , 4202954 Krannich Solar East LLC | -2.6159 |  | No | Other | Shippable | 0 |  | Not Applicable as per Item Classification |  | Not Applicable
953-8165 | 953-8165 | SPA, IRONRIDGE Manufacturer Rebate for # 270-0746, End Date 12/31/2022, Max Qty. , IR LOU Krannich East , 4202954 Krannich Solar East LLC | -4.0209 |  | No | Other | Shippable | 0 |  | Not Applicable as per Item Classification |  | Not Applicable
953-8166 | 953-8166 | SPA, IRONRIDGE Manufacturer Rebate for # 270-0776, End Date 12/31/2022, Max Qty. , IR LOU Krannich East , 4202954 Krannich Solar East LLC | -1.3873 |  | No | Other | Shippable | 0 |  | Not Applicable as per Item Classification |  | Not Applicable
953-8167 | 953-8167 | SPA, IRONRIDGE Manufacturer Rebate for # 270-0842, End Date 12/31/2022, Max Qty. , IR LOU Krannich East , 4202954 Krannich Solar East LLC | -0.82739 |  | No | Other | Shippable | 0 |  | Not Applicable as per Item Classification |  | Not Applicable
953-8168 | 953-8168 | SPA, IRONRIDGE Manufacturer Rebate for # 270-0870, End Date 12/31/2022, Max Qty. , IR LOU Krannich East , 4202954 Krannich Solar East LLC | -2.325 |  | No | Other | Shippable | 0 |  | Not Applicable as per Item Classification |  | Not Applicable
953-8169 | 953-8169 | SPA, IRONRIDGE Manufacturer Rebate for # 270-0898, End Date 12/31/2022, Max Qty. , IR LOU Krannich East , 4202954 Krannich Solar East LLC | -1.1897 |  | No | Other | Shippable | 0 |  | Not Applicable as per Item Classification |  | Not Applicable
953-8170 | 953-8170 | SPA, IRONRIDGE Manufacturer Rebate for # 270-0899, End Date 12/31/2022, Max Qty. , IR LOU Krannich East , 4202954 Krannich Solar East LLC | -1.3872 |  | No | Other | Shippable | 0 |  | Not Applicable as per Item Classification |  | Not Applicable
953-8171 | 953-8171 | SPA, IRONRIDGE Manufacturer Rebate for # 270-0900, End Date 12/31/2022, Max Qty. , IR LOU Krannich East , 4202954 Krannich Solar East LLC | -1.3872 |  | No | Other | Shippable | 0 |  | Not Applicable as per Item Classification |  | Not Applicable
953-8172 | 953-8172 | SPA, IRONRIDGE Manufacturer Rebate for # 270-0901, End Date 12/31/2022, Max Qty. , IR LOU Krannich East , 4202954 Krannich Solar East LLC | -1.3872 |  | No | Other | Shippable | 0 |  | Not Applicable as per Item Classification |  | Not Applicable
953-8173 | 953-8173 | SPA, IRONRIDGE Manufacturer Rebate for # 270-0902, End Date 12/31/2022, Max Qty. , IR LOU Krannich East , 4202954 Krannich Solar East LLC | -0.74652 |  | No | Other | Shippable | 0 |  | Not Applicable as per Item Classification |  | Not Applicable
953-8174 | 953-8174 | SPA, IRONRIDGE Manufacturer Rebate for # 270-0941, End Date 12/31/2022, Max Qty. , IR LOU Krannich East , 4202954 Krannich Solar East LLC | -0.58098 |  | No | Other | Shippable | 0 |  | Not Applicable as per Item Classification |  | Not Applicable
953-8175 | 953-8175 | SPA, IRONRIDGE Manufacturer Rebate for # 270-0942, End Date 12/31/2022, Max Qty. , IR LOU Krannich East , 4202954 Krannich Solar East LLC | -6.6312 |  | No | Other | Shippable | 0 |  | Not Applicable as per Item Classification |  | Not Applicable
953-8176 | 953-8176 | SPA, IRONRIDGE Manufacturer Rebate for # 270-1030, End Date 12/31/2022, Max Qty. , IR LOU Krannich East , 4202954 Krannich Solar East LLC | -1.163 |  | No | Other | Shippable | 0 |  | Not Applicable as per Item Classification |  | Not Applicable
953-8177 | 953-8177 | SPA, IRONRIDGE Manufacturer Rebate for # 270-1032, End Date 12/31/2022, Max Qty. , IR LOU Krannich East , 4202954 Krannich Solar East LLC | -2.2274 |  | No | Other | Shippable | 0 |  | Not Applicable as per Item Classification |  | Not Applicable
953-8178 | 953-8178 | SPA, IRONRIDGE Manufacturer Rebate for # 270-1033, End Date 12/31/2022, Max Qty. , IR LOU Krannich East , 4202954 Krannich Solar East LLC | -2.434 |  | No | Other | Shippable | 0 |  | Not Applicable as per Item Classification |  | Not Applicable
953-8179 | 953-8179 | SPA, IRONRIDGE Manufacturer Rebate for # 270-1034, End Date 12/31/2022, Max Qty. , IR LOU Krannich East , 4202954 Krannich Solar East LLC | -0.292 |  | No | Other | Shippable | 0 |  | Not Applicable as per Item Classification |  | Not Applicable
953-8180 | 953-8180 | SPA, IRONRIDGE Manufacturer Rebate for # 270-1044, End Date 12/31/2022, Max Qty. , IR LOU Krannich East , 4202954 Krannich Solar East LLC | -0.49272 |  | No | Other | Shippable | 0 |  | Not Applicable as per Item Classification |  | Not Applicable
953-8181 | 953-8181 | SPA, IRONRIDGE Manufacturer Rebate for # 270-1053, End Date 12/31/2022, Max Qty. , IR LOU Krannich East , 4202954 Krannich Solar East LLC | -0.2904 |  | No | Other | Shippable | 0 |  | Not Applicable as per Item Classification |  | Not Applicable
953-8182 | 953-8182 | SPA, IRONRIDGE Manufacturer Rebate for # 271-0008, End Date 12/31/2022, Max Qty. , IR LOU Krannich East , 4202954 Krannich Solar East LLC | -2.5281 |  | No | Other | Shippable | 0 |  | Not Applicable as per Item Classification |  | Not Applicable
953-8183 | 953-8183 | SPA, IRONRIDGE Manufacturer Rebate for # 271-0009, End Date 12/31/2022, Max Qty. , IR LOU Krannich East , 4202954 Krannich Solar East LLC | -1.4326 |  | No | Other | Shippable | 0 |  | Not Applicable as per Item Classification |  | Not Applicable
953-8184 | 953-8184 | SPA, IRONRIDGE Manufacturer Rebate for # 271-0010, End Date 12/31/2022, Max Qty. , IR LOU Krannich East , 4202954 Krannich Solar East LLC | -1.6516 |  | No | Other | Shippable | 0 |  | Not Applicable as per Item Classification |  | Not Applicable
953-8185 | 953-8185 | SPA, IRONRIDGE Manufacturer Rebate for # 271-0012, End Date 12/31/2022, Max Qty. , IR LOU Krannich East , 4202954 Krannich Solar East LLC | -1.4326 |  | No | Other | Shippable | 0 |  | Not Applicable as per Item Classification |  | Not Applicable
953-8186 | 953-8186 | SPA, IRONRIDGE Manufacturer Rebate for # 271-0014, End Date 12/31/2022, Max Qty. , IR LOU Krannich East , 4202954 Krannich Solar East LLC | -1.4326 |  | No | Other | Shippable | 0 |  | Not Applicable as per Item Classification |  | Not Applicable
953-8187 | 953-8187 | SPA, IRONRIDGE Manufacturer Rebate for # 271-0015, End Date 12/31/2022, Max Qty. , IR LOU Krannich East , 4202954 Krannich Solar East LLC | -1.4326 |  | No | Other | Shippable | 0 |  | Not Applicable as per Item Classification |  | Not Applicable
953-8188 | 953-8188 | SPA, IRONRIDGE Manufacturer Rebate for # 271-0016, End Date 12/31/2022, Max Qty. , IR LOU Krannich East , 4202954 Krannich Solar East LLC | -1.6516 |  | No | Other | Shippable | 0 |  | Not Applicable as per Item Classification |  | Not Applicable
953-8189 | 953-8189 | SPA, IRONRIDGE Manufacturer Rebate for # 271-0017, End Date 12/31/2022, Max Qty. , IR LOU Krannich East , 4202954 Krannich Solar East LLC | -1.6516 |  | No | Other | Shippable | 0 |  | Not Applicable as per Item Classification |  | Not Applicable
953-8190 | 953-8190 | SPA, IRONRIDGE Manufacturer Rebate for # 510-0258, End Date 12/31/2022, Max Qty. , IR LOU Krannich East , 4202954 Krannich Solar East LLC | -7.4901 |  | No | Other | Shippable | 0 |  | Not Applicable as per Item Classification |  | Not Applicable
953-8191 | 953-8191 | SPA, IRONRIDGE Manufacturer Rebate for # 550-0170, End Date 12/31/2022, Max Qty. , IR LOU Krannich East , 4202954 Krannich Solar East LLC | -0.034398 |  | No | Other | Shippable | 0 |  | Not Applicable as per Item Classification |  | Not Applicable
953-8192 | 953-8192 | SPA, IRONRIDGE Manufacturer Rebate for # 550-0287, End Date 12/31/2022, Max Qty. , IR LOU Krannich East , 4202954 Krannich Solar East LLC | -0.091312 |  | No | Other | Shippable | 0 |  | Not Applicable as per Item Classification |  | Not Applicable
953-8193 | 953-8193 | SPA, IRONRIDGE Manufacturer Rebate for # 550-0288, End Date 12/31/2022, Max Qty. , IR LOU Krannich East , 4202954 Krannich Solar East LLC | -0.012222 |  | No | Other | Shippable | 0 |  | Not Applicable as per Item Classification |  | Not Applicable
953-8194 | 953-8194 | SPA, IRONRIDGE Manufacturer Rebate for # 590-0112, End Date 12/31/2022, Max Qty. , IR LOU Krannich East , 4202954 Krannich Solar East LLC | -0.54363 |  | No | Other | Shippable | 0 |  | Not Applicable as per Item Classification |  | Not Applicable
953-8195 | 953-8195 | SPA, IRONRIDGE Manufacturer Rebate for # 590-0113, End Date 12/31/2022, Max Qty. , IR LOU Krannich East , 4202954 Krannich Solar East LLC | -0.24792 |  | No | Other | Shippable | 0 |  | Not Applicable as per Item Classification |  | Not Applicable
953-8196 | 953-8196 | SPA, IRONRIDGE Manufacturer Rebate for # 590-0115, End Date 12/31/2022, Max Qty. , IR LOU Krannich East , 4202954 Krannich Solar East LLC | -0.8916 |  | No | Other | Shippable | 0 |  | Not Applicable as per Item Classification |  | Not Applicable
953-8197 | 953-8197 | SPA, IRONRIDGE Manufacturer Rebate for # 590-0116, End Date 12/31/2022, Max Qty. , IR LOU Krannich East , 4202954 Krannich Solar East LLC | -0.4941 |  | No | Other | Shippable | 0 |  | Not Applicable as per Item Classification |  | Not Applicable
953-8198 | 953-8198 | SPA, IRONRIDGE Manufacturer Rebate for # 590-0117, End Date 12/31/2022, Max Qty. , IR LOU Krannich East , 4202954 Krannich Solar East LLC | -1.3376 |  | No | Other | Shippable | 0 |  | Not Applicable as per Item Classification |  | Not Applicable
953-8199 | 953-8199 | SPA, IRONRIDGE Manufacturer Rebate for # 590-0118, End Date 12/31/2022, Max Qty. , IR LOU Krannich East , 4202954 Krannich Solar East LLC | -0.44568 |  | No | Other | Shippable | 0 |  | Not Applicable as per Item Classification |  | Not Applicable
953-8200 | 953-8200 | SPA, IRONRIDGE Manufacturer Rebate for # 590-0119, End Date 12/31/2022, Max Qty. , IR LOU Krannich East , 4202954 Krannich Solar East LLC | -0.42656 |  | No | Other | Shippable | 0 |  | Not Applicable as per Item Classification |  | Not Applicable
953-8201 | 953-8201 | SPA, IRONRIDGE Manufacturer Rebate for # 590-0120, End Date 12/31/2022, Max Qty. , IR LOU Krannich East , 4202954 Krannich Solar East LLC | -0.96009 |  | No | Other | Shippable | 0 |  | Not Applicable as per Item Classification |  | Not Applicable
953-8202 | 953-8202 | SPA, IRONRIDGE Manufacturer Rebate for # 590-0121, End Date 12/31/2022, Max Qty. , IR LOU Krannich East , 4202954 Krannich Solar East LLC | -0.57436 |  | No | Other | Shippable | 0 |  | Not Applicable as per Item Classification |  | Not Applicable
953-8203 | 953-8203 | SPA, IRONRIDGE Manufacturer Rebate for # 590-0122, End Date 12/31/2022, Max Qty. , IR LOU Krannich East , 4202954 Krannich Solar East LLC | -0.048544 |  | No | Other | Shippable | 0 |  | Not Applicable as per Item Classification |  | Not Applicable
953-8204 | 953-8204 | SPA, IRONRIDGE Manufacturer Rebate for # DS-210-0054, End Date 12/31/2022, Max Qty. , IR LOU Krannich East , 4202954 Krannich Solar East LLC | -3.598 |  | No | Other | Shippable | 0 |  | Not Applicable as per Item Classification |  | Not Applicable
953-8205 | 953-8205 | SPA, IRONRIDGE Manufacturer Rebate for # DS-210-0501, End Date 12/31/2022, Max Qty. , IR LOU Krannich East , 4202954 Krannich Solar East LLC | -4.3335 |  | No | Other | Shippable | 0 |  | Not Applicable as per Item Classification |  | Not Applicable
953-8206 | 953-8206 | SPA, IRONRIDGE Manufacturer Rebate for # DS-210-0579, End Date 12/31/2022, Max Qty. , IR LOU Krannich East , 4202954 Krannich Solar East LLC | -4.965 |  | No | Other | Shippable | 0 |  | Not Applicable as per Item Classification |  | Not Applicable
953-8207 | 953-8207 | SPA, IRONRIDGE Manufacturer Rebate for # DS-210-0674, End Date 12/31/2022, Max Qty. , IR LOU Krannich East , 4202954 Krannich Solar East LLC | -1.643 |  | No | Other | Shippable | 0 |  | Not Applicable as per Item Classification |  | Not Applicable
953-8209 | 953-8209 | SPA, IRONRIDGE Manufacturer Rebate for # DS-210-0949, End Date 12/31/2022, Max Qty. , IR LOU Krannich East , 4202954 Krannich Solar East LLC | -5.4207 |  | No | Other | Shippable | 0 |  | Not Applicable as per Item Classification |  | Not Applicable
953-8210 | 953-8210 | SPA, IRONRIDGE Manufacturer Rebate for # DS-210-0989, End Date 12/31/2022, Max Qty. , IR LOU Krannich East , 4202954 Krannich Solar East LLC | -2.023 |  | No | Other | Shippable | 0 |  | Not Applicable as per Item Classification |  | Not Applicable
953-8211 | 953-8211 | SPA, IRONRIDGE Manufacturer Rebate for # DS-210-0998, End Date 12/31/2022, Max Qty. , IR LOU Krannich East , 4202954 Krannich Solar East LLC | -2.178 |  | No | Other | Shippable | 0 |  | Not Applicable as per Item Classification |  | Not Applicable
953-8212 | 953-8212 | SPA, IRONRIDGE Manufacturer Rebate for # DS-210-0999, End Date 12/31/2022, Max Qty. , IR LOU Krannich East , 4202954 Krannich Solar East LLC | -4.5533 |  | No | Other | Shippable | 0 |  | Not Applicable as per Item Classification |  | Not Applicable
953-8213 | 953-8213 | SPA, IRONRIDGE Manufacturer Rebate for # DS-210-1000, End Date 12/31/2022, Max Qty. , IR LOU Krannich East , 4202954 Krannich Solar East LLC | -5.5155 |  | No | Other | Shippable | 0 |  | Not Applicable as per Item Classification |  | Not Applicable
953-8214 | 953-8214 | SPA, IRONRIDGE Manufacturer Rebate for # DS-210-1001, End Date 12/31/2022, Max Qty. , IR LOU Krannich East , 4202954 Krannich Solar East LLC | -2.912 |  | No | Other | Shippable | 0 |  | Not Applicable as per Item Classification |  | Not Applicable
953-8215 | 953-8215 | SPA, IRONRIDGE Manufacturer Rebate for # DS-210-1002, End Date 12/31/2022, Max Qty. , IR LOU Krannich East , 4202954 Krannich Solar East LLC | -3.6648 |  | No | Other | Shippable | 0 |  | Not Applicable as per Item Classification |  | Not Applicable
953-8216 | 953-8216 | SPA, IRONRIDGE Manufacturer Rebate for # DS-210-1003, End Date 12/31/2022, Max Qty. , IR LOU Krannich East , 4202954 Krannich Solar East LLC | -6.3513 |  | No | Other | Shippable | 0 |  | Not Applicable as per Item Classification |  | Not Applicable
953-8217 | 953-8217 | SPA, IRONRIDGE Manufacturer Rebate for # DS-210-1004, End Date 12/31/2022, Max Qty. , IR LOU Krannich East , 4202954 Krannich Solar East LLC | -7.3803 |  | No | Other | Shippable | 0 |  | Not Applicable as per Item Classification |  | Not Applicable
953-8218 | 953-8218 | SPA, IRONRIDGE Manufacturer Rebate for # DS-210-1005, End Date 12/31/2022, Max Qty. , IR LOU Krannich East , 4202954 Krannich Solar East LLC | -9.8887 |  | No | Other | Shippable | 0 |  | Not Applicable as per Item Classification |  | Not Applicable
953-8219 | 953-8219 | SPA, IRONRIDGE Manufacturer Rebate for # DS-210-1006, End Date 12/31/2022, Max Qty. , IR LOU Krannich East , 4202954 Krannich Solar East LLC | -8.973 |  | No | Other | Shippable | 0 |  | Not Applicable as per Item Classification |  | Not Applicable
953-8220 | 953-8220 | SPA, IRONRIDGE Manufacturer Rebate for # DS-210-1007, End Date 12/31/2022, Max Qty. , IR LOU Krannich East , 4202954 Krannich Solar East LLC | -3.8645 |  | No | Other | Shippable | 0 |  | Not Applicable as per Item Classification |  | Not Applicable
953-8221 | 953-8221 | SPA, IRONRIDGE Manufacturer Rebate for # DS-210-1008, End Date 12/31/2022, Max Qty. , IR LOU Krannich East , 4202954 Krannich Solar East LLC | -9.7805 |  | No | Other | Shippable | 0 |  | Not Applicable as per Item Classification |  | Not Applicable
953-8222 | 953-8222 | SPA, IRONRIDGE Manufacturer Rebate for # DS-210-1009, End Date 12/31/2022, Max Qty. , IR LOU Krannich East , 4202954 Krannich Solar East LLC | -11.861 |  | No | Other | Shippable | 0 |  | Not Applicable as per Item Classification |  | Not Applicable
953-8223 | 953-8223 | SPA, IRONRIDGE Manufacturer Rebate for # DS-210-1010, End Date 12/31/2022, Max Qty. , IR LOU Krannich East , 4202954 Krannich Solar East LLC | -1.9683 |  | No | Other | Shippable | 0 |  | Not Applicable as per Item Classification |  | Not Applicable
953-8224 | 953-8224 | SPA, IRONRIDGE Manufacturer Rebate for # DS-210-1025, End Date 12/31/2022, Max Qty. , IR LOU Krannich East , 4202954 Krannich Solar East LLC | -2.782 |  | No | Other | Shippable | 0 |  | Not Applicable as per Item Classification |  | Not Applicable
953-8225 | 953-8225 | SPA, IRONRIDGE Manufacturer Rebate for # DS-210-1026, End Date 12/31/2022, Max Qty. , IR LOU Krannich East , 4202954 Krannich Solar East LLC | -5.408 |  | No | Other | Shippable | 0 |  | Not Applicable as per Item Classification |  | Not Applicable
953-8226 | 953-8226 | SPA, IRONRIDGE Manufacturer Rebate for # DS-210-1027, End Date 12/31/2022, Max Qty. , IR LOU Krannich East , 4202954 Krannich Solar East LLC | -6.5595 |  | No | Other | Shippable | 0 |  | Not Applicable as per Item Classification |  | Not Applicable
953-8227 | 953-8227 | SPA, IRONRIDGE Manufacturer Rebate for # DS-210-1040, End Date 12/31/2022, Max Qty. , IR LOU Krannich East , 4202954 Krannich Solar East LLC | -1.071 |  | No | Other | Shippable | 0 |  | Not Applicable as per Item Classification |  | Not Applicable
953-8228 | 953-8228 | SPA, IRONRIDGE Manufacturer Rebate for # DS-210-1042, End Date 12/31/2022, Max Qty. , IR LOU Krannich East , 4202954 Krannich Solar East LLC | -1.071 |  | No | Other | Shippable | 0 |  | Not Applicable as per Item Classification |  | Not Applicable
953-8229 | 953-8229 | SPA, IRONRIDGE Manufacturer Rebate for # DS-210-1044, End Date 12/31/2022, Max Qty. , IR LOU Krannich East , 4202954 Krannich Solar East LLC | -1.071 |  | No | Other | Shippable | 0 |  | Not Applicable as per Item Classification |  | Not Applicable
953-8230 | 953-8230 | SPA, IRONRIDGE Manufacturer Rebate for # DS-210-1049, End Date 12/31/2022, Max Qty. , IR LOU Krannich East , 4202954 Krannich Solar East LLC | -3.8425 |  | No | Other | Shippable | 0 |  | Not Applicable as per Item Classification |  | Not Applicable
953-8233 | 953-8233 | SPA, IRONRIDGE Manufacturer Rebate for # DS-210-1066, End Date 12/31/2022, Max Qty. , IR LOU Krannich East , 4202954 Krannich Solar East LLC | -5.8315 |  | No | Other | Shippable | 0 |  | Not Applicable as per Item Classification |  | Not Applicable
953-8241 | 953-8241 | SPA, IRONRIDGE Manufacturer Rebate for # DS-211-0039, End Date 12/31/2022, Max Qty. , IR LOU Krannich East , 4202954 Krannich Solar East LLC | -0.6915 |  | No | Other | Shippable | 0 |  | Not Applicable as per Item Classification |  | Not Applicable
953-8242 | 953-8242 | SPA, IRONRIDGE Manufacturer Rebate for # DS-211-0042, End Date 12/31/2022, Max Qty. , IR LOU Krannich East , 4202954 Krannich Solar East LLC | -0.78875 |  | No | Other | Shippable | 0 |  | Not Applicable as per Item Classification |  | Not Applicable
953-8243 | 953-8243 | SPA, IRONRIDGE Manufacturer Rebate for # DS-211-0057, End Date 12/31/2022, Max Qty. , IR LOU Krannich East , 4202954 Krannich Solar East LLC | -0.281 |  | No | Other | Shippable | 0 |  | Not Applicable as per Item Classification |  | Not Applicable
953-8244 | 953-8244 | SPA, IRONRIDGE Manufacturer Rebate for # DS-211-0058, End Date 12/31/2022, Max Qty. , IR LOU Krannich East , 4202954 Krannich Solar East LLC | -0.29875 |  | No | Other | Shippable | 0 |  | Not Applicable as per Item Classification |  | Not Applicable
953-8245 | 953-8245 | SPA, IRONRIDGE Manufacturer Rebate for # DS-211-0061, End Date 12/31/2022, Max Qty. , IR LOU Krannich East , 4202954 Krannich Solar East LLC | -0.15075 |  | No | Other | Shippable | 0 |  | Not Applicable as per Item Classification |  | Not Applicable
953-8247 | 953-8247 | SPA, IRONRIDGE Manufacturer Rebate for # DS-211-0064, End Date 12/31/2022, Max Qty. , IR LOU Krannich East , 4202954 Krannich Solar East LLC | -0.29425 |  | No | Other | Shippable | 0 |  | Not Applicable as per Item Classification |  | Not Applicable
953-8248 | 953-8248 | SPA, IRONRIDGE Manufacturer Rebate for # DS-211-0095, End Date 12/31/2022, Max Qty. , IR LOU Krannich East , 4202954 Krannich Solar East LLC | -0.3385 |  | No | Other | Shippable | 0 |  | Not Applicable as per Item Classification |  | Not Applicable
953-8249 | 953-8249 | SPA, IRONRIDGE Manufacturer Rebate for # DS-211-0096, End Date 12/31/2022, Max Qty. , IR LOU Krannich East , 4202954 Krannich Solar East LLC | -0.40625 |  | No | Other | Shippable | 0 |  | Not Applicable as per Item Classification |  | Not Applicable
953-8256 | 953-8256 | SPA, IRONRIDGE Manufacturer Rebate for # DS-211-0463, End Date 12/31/2022, Max Qty. , IR LOU Krannich East , 4202954 Krannich Solar East LLC | -1.9412 |  | No | Other | Shippable | 0 |  | Not Applicable as per Item Classification |  | Not Applicable
953-8257 | 953-8257 | SPA, IRONRIDGE Manufacturer Rebate for # DS-211-0464, End Date 12/31/2022, Max Qty. , IR LOU Krannich East , 4202954 Krannich Solar East LLC | -1.9412 |  | No | Other | Shippable | 0 |  | Not Applicable as per Item Classification |  | Not Applicable
953-8258 | 953-8258 | SPA, IRONRIDGE Manufacturer Rebate for # DS-211-0465, End Date 12/31/2022, Max Qty. , IR LOU Krannich East , 4202954 Krannich Solar East LLC | -2.093 |  | No | Other | Shippable | 0 |  | Not Applicable as per Item Classification |  | Not Applicable
953-8259 | 953-8259 | SPA, IRONRIDGE Manufacturer Rebate for # DS-211-0481, End Date 12/31/2022, Max Qty. , IR LOU Krannich East , 4202954 Krannich Solar East LLC | -4.627 |  | No | Other | Shippable | 0 |  | Not Applicable as per Item Classification |  | Not Applicable
953-8260 | 953-8260 | SPA, IRONRIDGE Manufacturer Rebate for # DS-211-0482, End Date 12/31/2022, Max Qty. , IR LOU Krannich East , 4202954 Krannich Solar East LLC | -4.912 |  | No | Other | Shippable | 0 |  | Not Applicable as per Item Classification |  | Not Applicable
953-8261 | 953-8261 | SPA, IRONRIDGE Manufacturer Rebate for # DS-211-0483, End Date 12/31/2022, Max Qty. , IR LOU Krannich East , 4202954 Krannich Solar East LLC | -5.188 |  | No | Other | Shippable | 0 |  | Not Applicable as per Item Classification |  | Not Applicable
953-8262 | 953-8262 | SPA, IRONRIDGE Manufacturer Rebate for # DS-211-0484, End Date 12/31/2022, Max Qty. , IR LOU Krannich East , 4202954 Krannich Solar East LLC | -5.4585 |  | No | Other | Shippable | 0 |  | Not Applicable as per Item Classification |  | Not Applicable
953-8263 | 953-8263 | SPA, IRONRIDGE Manufacturer Rebate for # DS-211-0485, End Date 12/31/2022, Max Qty. , IR LOU Krannich East , 4202954 Krannich Solar East LLC | -5.7348 |  | No | Other | Shippable | 0 |  | Not Applicable as per Item Classification |  | Not Applicable
953-8264 | 953-8264 | SPA, IRONRIDGE Manufacturer Rebate for # DS-211-0497, End Date 12/31/2022, Max Qty. , IR LOU Krannich East , 4202954 Krannich Solar East LLC | -1.7252 |  | No | Other | Shippable | 0 |  | Not Applicable as per Item Classification |  | Not Applicable
953-8265 | 953-8265 | SPA, IRONRIDGE Manufacturer Rebate for # DS-211-0498, End Date 12/31/2022, Max Qty. , IR LOU Krannich East , 4202954 Krannich Solar East LLC | -1.9495 |  | No | Other | Shippable | 0 |  | Not Applicable as per Item Classification |  | Not Applicable
953-8266 | 953-8266 | SPA, IRONRIDGE Manufacturer Rebate for # DS-211-0501, End Date 12/31/2022, Max Qty. , IR LOU Krannich East , 4202954 Krannich Solar East LLC | -1.2437 |  | No | Other | Shippable | 0 |  | Not Applicable as per Item Classification |  | Not Applicable
953-8267 | 953-8267 | SPA, IRONRIDGE Manufacturer Rebate for # DS-212-0000, End Date 12/31/2022, Max Qty. , IR LOU Krannich East , 4202954 Krannich Solar East LLC | -1.2075 |  | No | Other | Shippable | 0 |  | Not Applicable as per Item Classification |  | Not Applicable
953-8268 | 953-8268 | SPA, IRONRIDGE Manufacturer Rebate for # DS-212-0001, End Date 12/31/2022, Max Qty. , IR LOU Krannich East , 4202954 Krannich Solar East LLC | -0.4185 |  | No | Other | Shippable | 0 |  | Not Applicable as per Item Classification |  | Not Applicable
953-8269 | 953-8269 | SPA, IRONRIDGE Manufacturer Rebate for # DS-212-0002, End Date 12/31/2022, Max Qty. , IR LOU Krannich East , 4202954 Krannich Solar East LLC | -2.0913 |  | No | Other | Shippable | 0 |  | Not Applicable as per Item Classification |  | Not Applicable
953-8270 | 953-8270 | SPA, IRONRIDGE Manufacturer Rebate for # DS-212-0003, End Date 12/31/2022, Max Qty. , IR LOU Krannich East , 4202954 Krannich Solar East LLC | -2.205 |  | No | Other | Shippable | 0 |  | Not Applicable as per Item Classification |  | Not Applicable
953-8271 | 953-8271 | SPA, IRONRIDGE Manufacturer Rebate for # DS-212-0004, End Date 12/31/2022, Max Qty. , IR LOU Krannich East , 4202954 Krannich Solar East LLC | -2.205 |  | No | Other | Shippable | 0 |  | Not Applicable as per Item Classification |  | Not Applicable
953-8272 | 953-8272 | SPA, IRONRIDGE Manufacturer Rebate for # DS-212-0005, End Date 12/31/2022, Max Qty. , IR LOU Krannich East , 4202954 Krannich Solar East LLC | -2.205 |  | No | Other | Shippable | 0 |  | Not Applicable as per Item Classification |  | Not Applicable
953-8273 | 953-8273 | SPA, IRONRIDGE Manufacturer Rebate for # DS-220-0349, End Date 12/31/2022, Max Qty. , IR LOU Krannich East , 4202954 Krannich Solar East LLC | -6.8211 |  | No | Other | Shippable | 0 |  | Not Applicable as per Item Classification |  | Not Applicable
953-8274 | 953-8274 | SPA, IRONRIDGE Manufacturer Rebate for # DS-220-0350, End Date 12/31/2022, Max Qty. , IR LOU Krannich East , 4202954 Krannich Solar East LLC | -8.8732 |  | No | Other | Shippable | 0 |  | Not Applicable as per Item Classification |  | Not Applicable
953-8275 | 953-8275 | SPA, IRONRIDGE Manufacturer Rebate for # DS-220-0359, End Date 12/31/2022, Max Qty. , IR LOU Krannich East , 4202954 Krannich Solar East LLC | -22.6854 |  | No | Other | Shippable | 0 |  | Not Applicable as per Item Classification |  | Not Applicable
953-8276 | 953-8276 | SPA, IRONRIDGE Manufacturer Rebate for # DS-220-0360, End Date 12/31/2022, Max Qty. , IR LOU Krannich East , 4202954 Krannich Solar East LLC | -26.2645 |  | No | Other | Shippable | 0 |  | Not Applicable as per Item Classification |  | Not Applicable
953-8277 | 953-8277 | SPA, IRONRIDGE Manufacturer Rebate for # DS-220-0361, End Date 12/31/2022, Max Qty. , IR LOU Krannich East , 4202954 Krannich Solar East LLC | -34.0275 |  | No | Other | Shippable | 0 |  | Not Applicable as per Item Classification |  | Not Applicable
953-8278 | 953-8278 | SPA, IRONRIDGE Manufacturer Rebate for # DS-220-0714, End Date 12/31/2022, Max Qty. , IR LOU Krannich East , 4202954 Krannich Solar East LLC | -28.6575 |  | No | Other | Shippable | 0 |  | Not Applicable as per Item Classification |  | Not Applicable
953-8279 | 953-8279 | SPA, IRONRIDGE Manufacturer Rebate for # DS-220-0715, End Date 12/31/2022, Max Qty. , IR LOU Krannich East , 4202954 Krannich Solar East LLC | -2.4537 |  | No | Other | Shippable | 0 |  | Not Applicable as per Item Classification |  | Not Applicable
953-8280 | 953-8280 | SPA, IRONRIDGE Manufacturer Rebate for # DS-220-0716, End Date 12/31/2022, Max Qty. , IR LOU Krannich East , 4202954 Krannich Solar East LLC | -2.4537 |  | No | Other | Shippable | 0 |  | Not Applicable as per Item Classification |  | Not Applicable
953-8281 | 953-8281 | SPA, IRONRIDGE Manufacturer Rebate for # DS-250-1051, End Date 12/31/2022, Max Qty. , IR LOU Krannich East , 4202954 Krannich Solar East LLC | -7.2485 |  | No | Other | Shippable | 0 |  | Not Applicable as per Item Classification |  | Not Applicable
953-8282 | 953-8282 | SPA, IRONRIDGE Manufacturer Rebate for # DS-250-1052, End Date 12/31/2022, Max Qty. , IR LOU Krannich East , 4202954 Krannich Solar East LLC | -7.2485 |  | No | Other | Shippable | 0 |  | Not Applicable as per Item Classification |  | Not Applicable
953-8283 | 953-8283 | SPA, IRONRIDGE Manufacturer Rebate for # DS-250-1053, End Date 12/31/2022, Max Qty. , IR LOU Krannich East , 4202954 Krannich Solar East LLC | -13.7457 |  | No | Other | Shippable | 0 |  | Not Applicable as per Item Classification |  | Not Applicable
953-8284 | 953-8284 | SPA, IRONRIDGE Manufacturer Rebate for # DS-250-1054, End Date 12/31/2022, Max Qty. , IR LOU Krannich East , 4202954 Krannich Solar East LLC | -0.39175 |  | No | Other | Shippable | 0 |  | Not Applicable as per Item Classification |  | Not Applicable
953-8285 | 953-8285 | SPA, IRONRIDGE Manufacturer Rebate for # DS-250-1055, End Date 12/31/2022, Max Qty. , IR LOU Krannich East , 4202954 Krannich Solar East LLC | -1.8297 |  | No | Other | Shippable | 0 |  | Not Applicable as per Item Classification |  | Not Applicable
953-8286 | 953-8286 | SPA, IRONRIDGE Manufacturer Rebate for # DS-260-0093, End Date 12/31/2022, Max Qty. , IR LOU Krannich East , 4202954 Krannich Solar East LLC | -0.44375 |  | No | Other | Shippable | 0 |  | Not Applicable as per Item Classification |  | Not Applicable
953-8287 | 953-8287 | SPA, IRONRIDGE Manufacturer Rebate for # DS-260-0099, End Date 12/31/2022, Max Qty. , IR LOU Krannich East , 4202954 Krannich Solar East LLC | -0.4915 |  | No | Other | Shippable | 0 |  | Not Applicable as per Item Classification |  | Not Applicable
953-8288 | 953-8288 | SPA, IRONRIDGE Manufacturer Rebate for # DS-260-0101, End Date 12/31/2022, Max Qty. , IR LOU Krannich East , 4202954 Krannich Solar East LLC | -0.48425 |  | No | Other | Shippable | 0 |  | Not Applicable as per Item Classification |  | Not Applicable
953-8289 | 953-8289 | SPA, IRONRIDGE Manufacturer Rebate for # DS-260-0102, End Date 12/31/2022, Max Qty. , IR LOU Krannich East , 4202954 Krannich Solar East LLC | -0.5155 |  | No | Other | Shippable | 0 |  | Not Applicable as per Item Classification |  | Not Applicable
953-8290 | 953-8290 | SPA, IRONRIDGE Manufacturer Rebate for # DS-260-0103, End Date 12/31/2022, Max Qty. , IR LOU Krannich East , 4202954 Krannich Solar East LLC | -0.07975 |  | No | Other | Shippable | 0 |  | Not Applicable as per Item Classification |  | Not Applicable
953-8291 | 953-8291 | SPA, IRONRIDGE Manufacturer Rebate for # DS-260-0104, End Date 12/31/2022, Max Qty. , IR LOU Krannich East , 4202954 Krannich Solar East LLC | -0.09425 |  | No | Other | Shippable | 0 |  | Not Applicable as per Item Classification |  | Not Applicable
953-8292 | 953-8292 | SPA, IRONRIDGE Manufacturer Rebate for # DS-260-0105, End Date 12/31/2022, Max Qty. , IR LOU Krannich East , 4202954 Krannich Solar East LLC | -0.07975 |  | No | Other | Shippable | 0 |  | Not Applicable as per Item Classification |  | Not Applicable
953-8293 | 953-8293 | SPA, IRONRIDGE Manufacturer Rebate for # DS-260-0106, End Date 12/31/2022, Max Qty. , IR LOU Krannich East , 4202954 Krannich Solar East LLC | -0.09425 |  | No | Other | Shippable | 0 |  | Not Applicable as per Item Classification |  | Not Applicable
953-8294 | 953-8294 | SPA, IRONRIDGE Manufacturer Rebate for # DS-260-0107, End Date 12/31/2022, Max Qty. , IR LOU Krannich East , 4202954 Krannich Solar East LLC | -0.07975 |  | No | Other | Shippable | 0 |  | Not Applicable as per Item Classification |  | Not Applicable
953-8295 | 953-8295 | SPA, IRONRIDGE Manufacturer Rebate for # DS-260-0108, End Date 12/31/2022, Max Qty. , IR LOU Krannich East , 4202954 Krannich Solar East LLC | -0.09425 |  | No | Other | Shippable | 0 |  | Not Applicable as per Item Classification |  | Not Applicable
953-8296 | 953-8296 | SPA, IRONRIDGE Manufacturer Rebate for # DS-260-0109, End Date 12/31/2022, Max Qty. , IR LOU Krannich East , 4202954 Krannich Solar East LLC | -0.07975 |  | No | Other | Shippable | 0 |  | Not Applicable as per Item Classification |  | Not Applicable
953-8297 | 953-8297 | SPA, IRONRIDGE Manufacturer Rebate for # DS-260-0110, End Date 12/31/2022, Max Qty. , IR LOU Krannich East , 4202954 Krannich Solar East LLC | -0.09425 |  | No | Other | Shippable | 0 |  | Not Applicable as per Item Classification |  | Not Applicable
953-8298 | 953-8298 | SPA, IRONRIDGE Manufacturer Rebate for # DS-260-0111, End Date 12/31/2022, Max Qty. , IR LOU Krannich East , 4202954 Krannich Solar East LLC | -0.07975 |  | No | Other | Shippable | 0 |  | Not Applicable as per Item Classification |  | Not Applicable
953-8299 | 953-8299 | SPA, IRONRIDGE Manufacturer Rebate for # DS-260-0112, End Date 12/31/2022, Max Qty. , IR LOU Krannich East , 4202954 Krannich Solar East LLC | -0.09425 |  | No | Other | Shippable | 0 |  | Not Applicable as per Item Classification |  | Not Applicable
953-8300 | 953-8300 | SPA, IRONRIDGE Manufacturer Rebate for # DS-260-0113, End Date 12/31/2022, Max Qty. , IR LOU Krannich East , 4202954 Krannich Solar East LLC | -0.07975 |  | No | Other | Shippable | 0 |  | Not Applicable as per Item Classification |  | Not Applicable
953-8301 | 953-8301 | SPA, IRONRIDGE Manufacturer Rebate for # DS-260-0114, End Date 12/31/2022, Max Qty. , IR LOU Krannich East , 4202954 Krannich Solar East LLC | -0.09425 |  | No | Other | Shippable | 0 |  | Not Applicable as per Item Classification |  | Not Applicable
953-8304 | 953-8304 | SPA, IRONRIDGE Manufacturer Rebate for # DS-260-0117, End Date 12/31/2022, Max Qty. , IR LOU Krannich East , 4202954 Krannich Solar East LLC | -0.07975 |  | No | Other | Shippable | 0 |  | Not Applicable as per Item Classification |  | Not Applicable
953-8305 | 953-8305 | SPA, IRONRIDGE Manufacturer Rebate for # DS-260-0118, End Date 12/31/2022, Max Qty. , IR LOU Krannich East , 4202954 Krannich Solar East LLC | -0.09425 |  | No | Other | Shippable | 0 |  | Not Applicable as per Item Classification |  | Not Applicable
953-8306 | 953-8306 | SPA, IRONRIDGE Manufacturer Rebate for # DS-260-0169, End Date 12/31/2022, Max Qty. , IR LOU Krannich East , 4202954 Krannich Solar East LLC | -0.35825 |  | No | Other | Shippable | 0 |  | Not Applicable as per Item Classification |  | Not Applicable
953-8307 | 953-8307 | SPA, IRONRIDGE Manufacturer Rebate for # DS-260-0170, End Date 12/31/2022, Max Qty. , IR LOU Krannich East , 4202954 Krannich Solar East LLC | -0.35825 |  | No | Other | Shippable | 0 |  | Not Applicable as per Item Classification |  | Not Applicable
953-8308 | 953-8308 | SPA, IRONRIDGE Manufacturer Rebate for # DS-260-0171, End Date 12/31/2022, Max Qty. , IR LOU Krannich East , 4202954 Krannich Solar East LLC | -0.35825 |  | No | Other | Shippable | 0 |  | Not Applicable as per Item Classification |  | Not Applicable
953-8309 | 953-8309 | SPA, IRONRIDGE Manufacturer Rebate for # DS-260-0172, End Date 12/31/2022, Max Qty. , IR LOU Krannich East , 4202954 Krannich Solar East LLC | -0.35825 |  | No | Other | Shippable | 0 |  | Not Applicable as per Item Classification |  | Not Applicable
953-8310 | 953-8310 | SPA, IRONRIDGE Manufacturer Rebate for # DS-260-0173, End Date 12/31/2022, Max Qty. , IR LOU Krannich East , 4202954 Krannich Solar East LLC | -0.35825 |  | No | Other | Shippable | 0 |  | Not Applicable as per Item Classification |  | Not Applicable
953-8311 | 953-8311 | SPA, IRONRIDGE Manufacturer Rebate for # DS-260-0174, End Date 12/31/2022, Max Qty. , IR LOU Krannich East , 4202954 Krannich Solar East LLC | -0.35825 |  | No | Other | Shippable | 0 |  | Not Applicable as per Item Classification |  | Not Applicable
953-8312 | 953-8312 | SPA, IRONRIDGE Manufacturer Rebate for # DS-260-0175, End Date 12/31/2022, Max Qty. , IR LOU Krannich East , 4202954 Krannich Solar East LLC | -0.44425 |  | No | Other | Shippable | 0 |  | Not Applicable as per Item Classification |  | Not Applicable
953-8313 | 953-8313 | SPA, IRONRIDGE Manufacturer Rebate for # DS-260-0281, End Date 12/31/2022, Max Qty. , IR LOU Krannich East , 4202954 Krannich Solar East LLC | -0.97325 |  | No | Other | Shippable | 0 |  | Not Applicable as per Item Classification |  | Not Applicable
953-8315 | 953-8315 | SPA, IRONRIDGE Manufacturer Rebate for # DS-260-0584, End Date 12/31/2022, Max Qty. , IR LOU Krannich East , 4202954 Krannich Solar East LLC | -1.936 |  | No | Other | Shippable | 0 |  | Not Applicable as per Item Classification |  | Not Applicable
953-8316 | 953-8316 | SPA, IRONRIDGE Manufacturer Rebate for # DS-260-0585, End Date 12/31/2022, Max Qty. , IR LOU Krannich East , 4202954 Krannich Solar East LLC | -1.7335 |  | No | Other | Shippable | 0 |  | Not Applicable as per Item Classification |  | Not Applicable
953-8317 | 953-8317 | SPA, IRONRIDGE Manufacturer Rebate for # DS-270-0145, End Date 12/31/2022, Max Qty. , IR LOU Krannich East , 4202954 Krannich Solar East LLC | -1.1787 |  | No | Other | Shippable | 0 |  | Not Applicable as per Item Classification |  | Not Applicable
953-8319 | 953-8319 | SPA, IRONRIDGE Manufacturer Rebate for # DS-270-0157, End Date 12/31/2022, Max Qty. , IR LOU Krannich East , 4202954 Krannich Solar East LLC | -2.1578 |  | No | Other | Shippable | 0 |  | Not Applicable as per Item Classification |  | Not Applicable
953-8320 | 953-8320 | SPA, IRONRIDGE Manufacturer Rebate for # DS-270-0158, End Date 12/31/2022, Max Qty. , IR LOU Krannich East , 4202954 Krannich Solar East LLC | -2.1578 |  | No | Other | Shippable | 0 |  | Not Applicable as per Item Classification |  | Not Applicable
953-8321 | 953-8321 | SPA, IRONRIDGE Manufacturer Rebate for # DS-270-0159, End Date 12/31/2022, Max Qty. , IR LOU Krannich East , 4202954 Krannich Solar East LLC | -2.1578 |  | No | Other | Shippable | 0 |  | Not Applicable as per Item Classification |  | Not Applicable
953-8322 | 953-8322 | SPA, IRONRIDGE Manufacturer Rebate for # DS-270-0160, End Date 12/31/2022, Max Qty. , IR LOU Krannich East , 4202954 Krannich Solar East LLC | -2.0195 |  | No | Other | Shippable | 0 |  | Not Applicable as per Item Classification |  | Not Applicable
953-8323 | 953-8323 | SPA, IRONRIDGE Manufacturer Rebate for # DS-270-0161, End Date 12/31/2022, Max Qty. , IR LOU Krannich East , 4202954 Krannich Solar East LLC | -2.2793 |  | No | Other | Shippable | 0 |  | Not Applicable as per Item Classification |  | Not Applicable
953-8325 | 953-8325 | SPA, IRONRIDGE Manufacturer Rebate for # DS-270-0182, End Date 12/31/2022, Max Qty. , IR LOU Krannich East , 4202954 Krannich Solar East LLC | -2.2157 |  | No | Other | Shippable | 0 |  | Not Applicable as per Item Classification |  | Not Applicable
953-8326 | 953-8326 | SPA, IRONRIDGE Manufacturer Rebate for # DS-270-0725, End Date 12/31/2022, Max Qty. , IR LOU Krannich East , 4202954 Krannich Solar East LLC | -3.9297 |  | No | Other | Shippable | 0 |  | Not Applicable as per Item Classification |  | Not Applicable
953-8327 | 953-8327 | SPA, IRONRIDGE Manufacturer Rebate for # DS-270-0746, End Date 12/31/2022, Max Qty. , IR LOU Krannich East , 4202954 Krannich Solar East LLC | -6.037 |  | No | Other | Shippable | 0 |  | Not Applicable as per Item Classification |  | Not Applicable
953-8328 | 953-8328 | SPA, IRONRIDGE Manufacturer Rebate for # DS-270-0776, End Date 12/31/2022, Max Qty. , IR LOU Krannich East , 4202954 Krannich Solar East LLC | -2.0838 |  | No | Other | Shippable | 0 |  | Not Applicable as per Item Classification |  | Not Applicable
953-8330 | 953-8330 | SPA, IRONRIDGE Manufacturer Rebate for # DS-270-0870, End Date 12/31/2022, Max Qty. , IR LOU Krannich East , 4202954 Krannich Solar East LLC | -3.4905 |  | No | Other | Shippable | 0 |  | Not Applicable as per Item Classification |  | Not Applicable
953-8331 | 953-8331 | SPA, IRONRIDGE Manufacturer Rebate for # DS-270-0898, End Date 12/31/2022, Max Qty. , IR LOU Krannich East , 4202954 Krannich Solar East LLC | -2.705 |  | No | Other | Shippable | 0 |  | Not Applicable as per Item Classification |  | Not Applicable
953-8332 | 953-8332 | SPA, IRONRIDGE Manufacturer Rebate for # DS-270-0899, End Date 12/31/2022, Max Qty. , IR LOU Krannich East , 4202954 Krannich Solar East LLC | -2.0825 |  | No | Other | Shippable | 0 |  | Not Applicable as per Item Classification |  | Not Applicable
953-8333 | 953-8333 | SPA, IRONRIDGE Manufacturer Rebate for # DS-270-0900, End Date 12/31/2022, Max Qty. , IR LOU Krannich East , 4202954 Krannich Solar East LLC | -2.0825 |  | No | Other | Shippable | 0 |  | Not Applicable as per Item Classification |  | Not Applicable
953-8334 | 953-8334 | SPA, IRONRIDGE Manufacturer Rebate for # DS-270-0901, End Date 12/31/2022, Max Qty. , IR LOU Krannich East , 4202954 Krannich Solar East LLC | -2.0825 |  | No | Other | Shippable | 0 |  | Not Applicable as per Item Classification |  | Not Applicable
953-8335 | 953-8335 | SPA, IRONRIDGE Manufacturer Rebate for # DS-270-0902, End Date 12/31/2022, Max Qty. , IR LOU Krannich East , 4202954 Krannich Solar East LLC | -1.118 |  | No | Other | Shippable | 0 |  | Not Applicable as per Item Classification |  | Not Applicable
953-8336 | 953-8336 | SPA, IRONRIDGE Manufacturer Rebate for # DS-270-0941, End Date 12/31/2022, Max Qty. , IR LOU Krannich East , 4202954 Krannich Solar East LLC | -0.874 |  | No | Other | Shippable | 0 |  | Not Applicable as per Item Classification |  | Not Applicable
953-8337 | 953-8337 | SPA, IRONRIDGE Manufacturer Rebate for # DS-270-0942, End Date 12/31/2022, Max Qty. , IR LOU Krannich East , 4202954 Krannich Solar East LLC | -9.9582 |  | No | Other | Shippable | 0 |  | Not Applicable as per Item Classification |  | Not Applicable
953-8340 | 953-8340 | SPA, IRONRIDGE Manufacturer Rebate for # DS-270-1033, End Date 12/31/2022, Max Qty. , IR LOU Krannich East , 4202954 Krannich Solar East LLC | -2.9817 |  | No | Other | Shippable | 0 |  | Not Applicable as per Item Classification |  | Not Applicable
953-8344 | 953-8344 | SPA, IRONRIDGE Manufacturer Rebate for # DS-271-0008, End Date 12/31/2022, Max Qty. , IR LOU Krannich East , 4202954 Krannich Solar East LLC | -5.713 |  | No | Other | Shippable | 0 |  | Not Applicable as per Item Classification |  | Not Applicable
953-8345 | 953-8345 | SPA, IRONRIDGE Manufacturer Rebate for # DS-271-0009, End Date 12/31/2022, Max Qty. , IR LOU Krannich East , 4202954 Krannich Solar East LLC | -2.155 |  | No | Other | Shippable | 0 |  | Not Applicable as per Item Classification |  | Not Applicable
953-8346 | 953-8346 | SPA, IRONRIDGE Manufacturer Rebate for # DS-271-0010, End Date 12/31/2022, Max Qty. , IR LOU Krannich East , 4202954 Krannich Solar East LLC | -2.4755 |  | No | Other | Shippable | 0 |  | Not Applicable as per Item Classification |  | Not Applicable
953-8347 | 953-8347 | SPA, IRONRIDGE Manufacturer Rebate for # DS-271-0012, End Date 12/31/2022, Max Qty. , IR LOU Krannich East , 4202954 Krannich Solar East LLC | -2.155 |  | No | Other | Shippable | 0 |  | Not Applicable as per Item Classification |  | Not Applicable
953-8348 | 953-8348 | SPA, IRONRIDGE Manufacturer Rebate for # DS-271-0014, End Date 12/31/2022, Max Qty. , IR LOU Krannich East , 4202954 Krannich Solar East LLC | -2.155 |  | No | Other | Shippable | 0 |  | Not Applicable as per Item Classification |  | Not Applicable
953-8349 | 953-8349 | SPA, IRONRIDGE Manufacturer Rebate for # DS-271-0015, End Date 12/31/2022, Max Qty. , IR LOU Krannich East , 4202954 Krannich Solar East LLC | -2.155 |  | No | Other | Shippable | 0 |  | Not Applicable as per Item Classification |  | Not Applicable
953-8352 | 953-8352 | SPA, IRONRIDGE Manufacturer Rebate for # DS-510-0258, End Date 12/31/2022, Max Qty. , IR LOU Krannich East , 4202954 Krannich Solar East LLC | -11.2475 |  | No | Other | Shippable | 0 |  | Not Applicable as per Item Classification |  | Not Applicable
953-8354 | 953-8354 | SPA, IRONRIDGE Manufacturer Rebate for # DS-550-0287, End Date 12/31/2022, Max Qty. , IR LOU Krannich East , 4202954 Krannich Solar East LLC | -0.13425 |  | No | Other | Shippable | 0 |  | Not Applicable as per Item Classification |  | Not Applicable
953-8355 | 953-8355 | SPA, IRONRIDGE Manufacturer Rebate for # DS-550-0288, End Date 12/31/2022, Max Qty. , IR LOU Krannich East , 4202954 Krannich Solar East LLC | -0.02225 |  | No | Other | Shippable | 0 |  | Not Applicable as per Item Classification |  | Not Applicable
953-8356 | 953-8356 | SPA, IRONRIDGE Manufacturer Rebate for # DS-550-0382, End Date 12/31/2022, Max Qty. , IR LOU Krannich East , 4202954 Krannich Solar East LLC | -1.8206 |  | No | Other | Shippable | 0 |  | Not Applicable as per Item Classification |  | Not Applicable
953-8359 | 953-8359 | SPA, IRONRIDGE Manufacturer Rebate for # DS-590-0115, End Date 12/31/2022, Max Qty. , IR LOU Krannich East , 4202954 Krannich Solar East LLC | -0.28225 |  | No | Other | Shippable | 0 |  | Not Applicable as per Item Classification |  | Not Applicable
953-8360 | 953-8360 | SPA, IRONRIDGE Manufacturer Rebate for # DS-590-0116, End Date 12/31/2022, Max Qty. , IR LOU Krannich East , 4202954 Krannich Solar East LLC | -0.34275 |  | No | Other | Shippable | 0 |  | Not Applicable as per Item Classification |  | Not Applicable
953-8361 | 953-8361 | SPA, IRONRIDGE Manufacturer Rebate for # DS-590-0117, End Date 12/31/2022, Max Qty. , IR LOU Krannich East , 4202954 Krannich Solar East LLC | -0.93925 |  | No | Other | Shippable | 0 |  | Not Applicable as per Item Classification |  | Not Applicable
953-8362 | 953-8362 | SPA, IRONRIDGE Manufacturer Rebate for # DS-590-0118, End Date 12/31/2022, Max Qty. , IR LOU Krannich East , 4202954 Krannich Solar East LLC | -0.66675 |  | No | Other | Shippable | 0 |  | Not Applicable as per Item Classification |  | Not Applicable
953-8363 | 953-8363 | SPA, IRONRIDGE Manufacturer Rebate for # DS-590-0119, End Date 12/31/2022, Max Qty. , IR LOU Krannich East , 4202954 Krannich Solar East LLC | -0.637 |  | No | Other | Shippable | 0 |  | Not Applicable as per Item Classification |  | Not Applicable
953-8364 | 953-8364 | SPA, IRONRIDGE Manufacturer Rebate for # DS-590-0120, End Date 12/31/2022, Max Qty. , IR LOU Krannich East , 4202954 Krannich Solar East LLC | -1.439 |  | No | Other | Shippable | 0 |  | Not Applicable as per Item Classification |  | Not Applicable
953-8365 | 953-8365 | SPA, IRONRIDGE Manufacturer Rebate for # DS-590-0121, End Date 12/31/2022, Max Qty. , IR LOU Krannich East , 4202954 Krannich Solar East LLC | -0.8605 |  | No | Other | Shippable | 0 |  | Not Applicable as per Item Classification |  | Not Applicable
953-8366 | 953-8366 | SPA, IRONRIDGE Manufacturer Rebate for # DS-590-0122, End Date 12/31/2022, Max Qty. , IR LOU Krannich East , 4202954 Krannich Solar East LLC | -0.08975 |  | No | Other | Shippable | 0 |  | Not Applicable as per Item Classification |  | Not Applicable
953-8367 | 953-8367 | SPA, SOLAREDGE TECHNOLOGIES INC, Manufacturer Rebate for 310-0645, End Date 12/31/2022, SOL1546, 89424 Creative Solar USA Inc | -33.47 |  | No | Other | Shippable | 0 |  | Not Applicable as per Item Classification |  | Not Applicable
953-8368 | 953-8368 | SPA, ENPHASE ENERGY, INC., Manufacturer Rebate for 321-0216, End Date 3/31/2022, Q-00015620, 10454 Solar Solution LLC - (DC) | -30.64 |  | No | Other | Shippable | 0 |  | Not Applicable as per Item Classification |  | Not Applicable
953-8369 | 953-8369 | SPA, ENPHASE ENERGY, INC., Manufacturer Rebate for 321-0233, End Date 3/31/2022, Q-00015620, 10454 Solar Solution LLC - (DC) | -35.5 |  | No | Other | Shippable | 0 |  | Not Applicable as per Item Classification |  | Not Applicable
953-8370 | 953-8370 | SPA, ENPHASE ENERGY, INC., Manufacturer Rebate for 321-0216, End Date 3/31/2022, Q-00015614, 4204627 Solair LLC | -16.64 |  | No | Other | Shippable | 0 |  | Not Applicable as per Item Classification |  | Not Applicable
953-8371 | 953-8371 | SPA, ENPHASE ENERGY, INC., Manufacturer Rebate for 321-0215, End Date 3/31/2022, Q-00015614, 4204627 Solair LLC | -16.57 |  | No | Other | Shippable | 0 |  | Not Applicable as per Item Classification |  | Not Applicable
953-8372 | 953-8372 | SPA, ENPHASE ENERGY, INC., Manufacturer Rebate for 321-0229, End Date 3/31/2022, Q-00015614, 4204627 Solair LLC | -19.09 |  | No | Other | Shippable | 0 |  | Not Applicable as per Item Classification |  | Not Applicable
953-8373 | 953-8373 | SPA, ENPHASE ENERGY, INC., Manufacturer Rebate for 321-0216, End Date 3/31/2022, Max Qty. 1000, Q-00015983, 4204074 Ready Home Energy Inc | -33.69 |  | No | Other | Shippable | 0 |  | Not Applicable as per Item Classification |  | Not Applicable
953-8374 | 953-8374 | SPA, SOLARIA CORP, Manufacturer Rebate for 110-1254, End Date 3/31/2022, Green Integration MGMT - Solaria, 203603 Green Integrations and Management Inc | -36 |  | No | Other | Shippable | 0 |  | Not Applicable as per Item Classification |  | Not Applicable
953-8375 | 953-8375 | SPA, SOLARIA CORP, Manufacturer Rebate for 110-1254, End Date 3/31/2022, SonPower dba: Harrison Electric, 7085 Sonpower, Inc. dba Harrison Electric & Solar | -20 |  | No | Other | Shippable | 0 |  | Not Applicable as per Item Classification |  | Not Applicable
953-8376 | 953-8376 | SPA, SOLARIA CORP, Manufacturer Rebate for 110-1254, End Date 3/31/2022, Silver Fox - Solaria, 89613 Silver Fox Renewables LLC | -32 |  | No | Other | Shippable | 0 |  | Not Applicable as per Item Classification |  | Not Applicable
953-8377 | 953-8377 | SPA, SOLARIA CORP, Manufacturer Rebate for 110-1254, End Date 3/31/2022, Beach Cities Solar -Solaria, 83685 Beach Cities Solar Inc | -24 |  | No | Other | Shippable | 0 |  | Not Applicable as per Item Classification |  | Not Applicable
953-8378 | 953-8378 | SPA, SOLARIA CORP, Manufacturer Rebate for 110-1254, End Date 3/31/2022, San Marino Solar - Solaria, 203765 San Marino Solar & Electric, LLC | -24 |  | No | Other | Shippable | 0 |  | Not Applicable as per Item Classification |  | Not Applicable
953-8379 | 953-8379 | SPA, SOLARIA CORP, Manufacturer Rebate for 110-1247, End Date 3/31/2022, Nippon - Solaria $0.07, 31018 Nippon Energy Inc | -25.55 |  | No | Other | Shippable | 0 |  | Not Applicable as per Item Classification |  | Not Applicable
953-8380 | 953-8380 | SPA, SOLARIA CORP, Manufacturer Rebate for 110-1254, End Date 3/31/2022, Nippon - Solaria $0.07, 31018 Nippon Energy Inc | -28 |  | No | Other | Shippable | 0 |  | Not Applicable as per Item Classification |  | Not Applicable
953-8381 | 953-8381 | SPA, SOLARIA CORP, Manufacturer Rebate for 110-1254, End Date 6/30/2022, Solaria SPA_Sunblue, 3858 Florenton River LLC dba SUNBLUE ENERGY | -21.46 |  | No | Other | Shippable | 0 |  | Not Applicable as per Item Classification |  | Not Applicable
953-8382 | 953-8382 | SPA, IRONRIDGE, Manufacturer Rebate for 260-0114, End Date 3/31/2022, IronRidge SPA Meraki, 4202957 Meraki Installers LLC | -0.28 |  | No | Other | Shippable | 0 |  | Not Applicable as per Item Classification |  | Not Applicable
953-8383 | 953-8383 | SPA, ENPHASE ENERGY, INC., Manufacturer Rebate for 570-1226, End Date 3/31/2022, Max Qty. 1, Q-00014818, 89950 Urban Solar Group | -86 |  | No | Other | Shippable | 0 |  | Not Applicable as per Item Classification |  | Not Applicable
953-8384 | 953-8384 | SPA, ENPHASE ENERGY, INC., Manufacturer Rebate for 321-0233, End Date 3/31/2022, Q-00015795, 82214 Bermuda Engineering | -42.65 |  | No | Other | Shippable | 0 |  | Not Applicable as per Item Classification |  | Not Applicable
953-8385 | 953-8385 | SPA, ENPHASE ENERGY, INC., Manufacturer Rebate for 321-0232, End Date 3/31/2022, Q-00015795, 82214 Bermuda Engineering | -46.79 |  | No | Other | Shippable | 0 |  | Not Applicable as per Item Classification |  | Not Applicable
953-8386 | 953-8386 | SPA, ENPHASE ENERGY, INC., Manufacturer Rebate for 321-0231, End Date 3/31/2022, Q-00015795, 82214 Bermuda Engineering | -52.17 |  | No | Other | Shippable | 0 |  | Not Applicable as per Item Classification |  | Not Applicable
953-8387 | 953-8387 | SPA, ENPHASE ENERGY, INC., Manufacturer Rebate for 321-0230, End Date 3/31/2022, Q-00015795, 82214 Bermuda Engineering | -48.62 |  | No | Other | Shippable | 0 |  | Not Applicable as per Item Classification |  | Not Applicable
953-8388 | 953-8388 | SPA, ENPHASE ENERGY, INC., Manufacturer Rebate for 321-0219, End Date 3/31/2022, Q-00015795, 82214 Bermuda Engineering | -39.62 |  | No | Other | Shippable | 0 |  | Not Applicable as per Item Classification |  | Not Applicable
953-8389 | 953-8389 | SPA, ENPHASE ENERGY, INC., Manufacturer Rebate for 321-0216, End Date 3/31/2022, Q-00015795, 82214 Bermuda Engineering | -37.09 |  | No | Other | Shippable | 0 |  | Not Applicable as per Item Classification |  | Not Applicable
953-8390 | 953-8390 | SPA, ENPHASE ENERGY, INC., Manufacturer Rebate for 321-0223, End Date 3/31/2022, Q-00015795, 82214 Bermuda Engineering | -42.3 |  | No | Other | Shippable | 0 |  | Not Applicable as per Item Classification |  | Not Applicable
953-8391 | 953-8391 | SPA, ENPHASE ENERGY, INC., Manufacturer Rebate for 321-0229, End Date 3/31/2022, Q-00016159, 82214 Bermuda Engineering | -34.09 |  | No | Other | Shippable | 0 |  | Not Applicable as per Item Classification |  | Not Applicable
953-8392 | 953-8392 | SPA, ENPHASE ENERGY, INC., Manufacturer Rebate for 321-0231, End Date 3/31/2022, Q-00015795, 82214 Bermuda Engineering | -52.17 |  | No | Other | Shippable | 0 |  | Not Applicable as per Item Classification |  | Not Applicable
953-8393 | 953-8393 | SPA, SOLAREDGE TECHNOLOGIES INC, Manufacturer Rebate for 310-0599, End Date 3/31/2022, SOL1595, 4205358 Covenant Solar Tech dba Covenant Solar and Roofing | -50.28 |  | No | Other | Shippable | 0 |  | Not Applicable as per Item Classification |  | Not Applicable
953-8394 | 953-8394 | SPA, SOLAREDGE TECHNOLOGIES INC, Manufacturer Rebate for 310-0288, End Date 3/31/2022, SOL1595, 4205358 Covenant Solar Tech dba Covenant Solar and Roofing | -50.28 |  | No | Other | Shippable | 0 |  | Not Applicable as per Item Classification |  | Not Applicable
953-8395 | 953-8395 | SPA, SOLAREDGE TECHNOLOGIES INC, Manufacturer Rebate for 310-0595, End Date 3/31/2022, SOL1595, 4205358 Covenant Solar Tech dba Covenant Solar and Roofing | -42.57 |  | No | Other | Shippable | 0 |  | Not Applicable as per Item Classification |  | Not Applicable
953-8396 | 953-8396 | SPA, SOLAREDGE TECHNOLOGIES INC, Manufacturer Rebate for 310-0283, End Date 3/31/2022, SOL1595, 4205358 Covenant Solar Tech dba Covenant Solar and Roofing | -42.57 |  | No | Other | Shippable | 0 |  | Not Applicable as per Item Classification |  | Not Applicable
953-8397 | 953-8397 | SPA, SOLAREDGE TECHNOLOGIES INC, Manufacturer Rebate for 310-0596, End Date 3/31/2022, SOL1595, 4205358 Covenant Solar Tech dba Covenant Solar and Roofing | -100.57 |  | No | Other | Shippable | 0 |  | Not Applicable as per Item Classification |  | Not Applicable
953-8398 | 953-8398 | SPA, SOLAREDGE TECHNOLOGIES INC, Manufacturer Rebate for 310-0596, End Date 3/31/2022, SOL1595, 4205358 Covenant Solar Tech dba Covenant Solar and Roofing | -100.57 |  | No | Other | Shippable | 0 |  | Not Applicable as per Item Classification |  | Not Applicable
953-8399 | 953-8399 | SPA, SOLAREDGE TECHNOLOGIES INC, Manufacturer Rebate for 310-0284, End Date 3/31/2022, SOL1595, 4205358 Covenant Solar Tech dba Covenant Solar and Roofing | -100.57 |  | No | Other | Shippable | 0 |  | Not Applicable as per Item Classification |  | Not Applicable
953-8400 | 953-8400 | SPA, SOLAREDGE TECHNOLOGIES INC, Manufacturer Rebate for 310-0597, End Date 3/31/2022, SOL1595, 4205358 Covenant Solar Tech dba Covenant Solar and Roofing | -100.57 |  | No | Other | Shippable | 0 |  | Not Applicable as per Item Classification |  | Not Applicable
953-8401 | 953-8401 | SPA, SOLAREDGE TECHNOLOGIES INC, Manufacturer Rebate for 310-0285, End Date 3/31/2022, SOL1595, 4205358 Covenant Solar Tech dba Covenant Solar and Roofing | -100.57 |  | No | Other | Shippable | 0 |  | Not Applicable as per Item Classification |  | Not Applicable
953-8402 | 953-8402 | SPA, SOLAREDGE TECHNOLOGIES INC, Manufacturer Rebate for 310-0598, End Date 3/31/2022, SOL1595, 4205358 Covenant Solar Tech dba Covenant Solar and Roofing | -100.57 |  | No | Other | Shippable | 0 |  | Not Applicable as per Item Classification |  | Not Applicable
953-8403 | 953-8403 | SPA, SOLAREDGE TECHNOLOGIES INC, Manufacturer Rebate for 310-0286, End Date 3/31/2022, SOL1595, 4205358 Covenant Solar Tech dba Covenant Solar and Roofing | -100.57 |  | No | Other | Shippable | 0 |  | Not Applicable as per Item Classification |  | Not Applicable
953-8404 | 953-8404 | SPA, SOLAREDGE TECHNOLOGIES INC, Manufacturer Rebate for 310-0644, End Date 3/31/2022, SOL1595, 4205358 Covenant Solar Tech dba Covenant Solar and Roofing | -50.28 |  | No | Other | Shippable | 0 |  | Not Applicable as per Item Classification |  | Not Applicable
953-8405 | 953-8405 | SPA, SOLAREDGE TECHNOLOGIES INC, Manufacturer Rebate for 310-0647, End Date 3/31/2022, SOL1595, 4205358 Covenant Solar Tech dba Covenant Solar and Roofing | -100.57 |  | No | Other | Shippable | 0 |  | Not Applicable as per Item Classification |  | Not Applicable
953-8406 | 953-8406 | SPA, SOLAREDGE TECHNOLOGIES INC, Manufacturer Rebate for 310-0641, End Date 3/31/2022, SOL1595, 4205358 Covenant Solar Tech dba Covenant Solar and Roofing | -100.57 |  | No | Other | Shippable | 0 |  | Not Applicable as per Item Classification |  | Not Applicable
953-8407 | 953-8407 | SPA, SOLAREDGE TECHNOLOGIES INC, Manufacturer Rebate for 310-0648, End Date 3/31/2022, SOL1595, 4205358 Covenant Solar Tech dba Covenant Solar and Roofing | -100.57 |  | No | Other | Shippable | 0 |  | Not Applicable as per Item Classification |  | Not Applicable
953-8408 | 953-8408 | SPA, SOLAREDGE TECHNOLOGIES INC, Manufacturer Rebate for 310-0646, End Date 3/31/2022, SOL1595, 4205358 Covenant Solar Tech dba Covenant Solar and Roofing | -100.57 |  | No | Other | Shippable | 0 |  | Not Applicable as per Item Classification |  | Not Applicable
953-8409 | 953-8409 | SPA, SOLAREDGE TECHNOLOGIES INC, Manufacturer Rebate for 310-0645, End Date 3/31/2022, SOL1595, 4205358 Covenant Solar Tech dba Covenant Solar and Roofing | -50.28 |  | No | Other | Shippable | 0 |  | Not Applicable as per Item Classification |  | Not Applicable
953-8410 | 953-8410 | SPA, SOLAREDGE TECHNOLOGIES INC, Manufacturer Rebate for 565-0205, End Date 3/31/2022, SOL1595, 4205358 Covenant Solar Tech dba Covenant Solar and Roofing | -5.36 |  | No | Other | Shippable | 0 |  | Not Applicable as per Item Classification |  | Not Applicable
953-8411 | 953-8411 | SPA, SOLAREDGE TECHNOLOGIES INC, Manufacturer Rebate for 565-0220, End Date 3/31/2022, SOL1595, 4205358 Covenant Solar Tech dba Covenant Solar and Roofing | -5.36 |  | No | Other | Shippable | 0 |  | Not Applicable as per Item Classification |  | Not Applicable
953-8412 | 953-8412 | SPA, SOLAREDGE TECHNOLOGIES INC, Manufacturer Rebate for 565-0211, End Date 3/31/2022, SOL1595, 4205358 Covenant Solar Tech dba Covenant Solar and Roofing | -5.36 |  | No | Other | Shippable | 0 |  | Not Applicable as per Item Classification |  | Not Applicable
953-8413 | 953-8413 | SPA, SOLAREDGE TECHNOLOGIES INC, Manufacturer Rebate for 565-0206, End Date 3/31/2022, SOL1595, 4205358 Covenant Solar Tech dba Covenant Solar and Roofing | -5.36 |  | No | Other | Shippable | 0 |  | Not Applicable as per Item Classification |  | Not Applicable
953-8414 | 953-8414 | SPA, SOLAREDGE TECHNOLOGIES INC, Manufacturer Rebate for 565-0230, End Date 3/31/2022, SOL1595, 4205358 Covenant Solar Tech dba Covenant Solar and Roofing | -5.36 |  | No | Other | Shippable | 0 |  | Not Applicable as per Item Classification |  | Not Applicable
953-8415 | 953-8415 | SPA, SOLAREDGE TECHNOLOGIES INC, Manufacturer Rebate for 565-0238, End Date 3/31/2022, SOL1595, 4205358 Covenant Solar Tech dba Covenant Solar and Roofing | -5.36 |  | No | Other | Shippable | 0 |  | Not Applicable as per Item Classification |  | Not Applicable
953-8416 | 953-8416 | SPA, SOLAREDGE TECHNOLOGIES INC, Manufacturer Rebate for 565-0229, End Date 3/31/2022, SOL1595, 4205358 Covenant Solar Tech dba Covenant Solar and Roofing | -5.36 |  | No | Other | Shippable | 0 |  | Not Applicable as per Item Classification |  | Not Applicable
953-8417 | 953-8417 | SPA, SOLAREDGE TECHNOLOGIES INC, Manufacturer Rebate for 565-0108, End Date 3/31/2022, SOL1595, 4205358 Covenant Solar Tech dba Covenant Solar and Roofing | -5.36 |  | No | Other | Shippable | 0 |  | Not Applicable as per Item Classification |  | Not Applicable
953-8418 | 953-8418 | SPA, SOLAREDGE TECHNOLOGIES INC, Manufacturer Rebate for 310-0287, End Date 3/31/2022, SOL1595, 4205358 Covenant Solar Tech dba Covenant Solar and Roofing | -50.28 |  | No | Other | Shippable | 0 |  | Not Applicable as per Item Classification |  | Not Applicable
953-8419 | 953-8419 | SPA, SOLAREDGE TECHNOLOGIES INC, Manufacturer Rebate for 310-0600, End Date 3/31/2022, SOL1595, 4205358 Covenant Solar Tech dba Covenant Solar and Roofing | -50.28 |  | No | Other | Shippable | 0 |  | Not Applicable as per Item Classification |  | Not Applicable
953-8420 | 953-8420 | SPA, ENPHASE ENERGY, INC., Manufacturer Rebate for 321-0215, End Date 3/31/2022, Q-00015989, 4271 HALCYON SOLAR CONSTRUCTION | -15.97 |  | No | Other | Shippable | 0 |  | Not Applicable as per Item Classification |  | Not Applicable
953-8421 | 953-8421 | SPA, ENPHASE ENERGY, INC., Manufacturer Rebate for 321-0216, End Date 3/31/2022, Q-00015989, 4271 HALCYON SOLAR CONSTRUCTION | -15.69 |  | No | Other | Shippable | 0 |  | Not Applicable as per Item Classification |  | Not Applicable
953-8422 | 953-8422 | SPA, ENPHASE ENERGY, INC., Manufacturer Rebate for 321-0223, End Date 3/31/2022, Q-00015989, 4271 HALCYON SOLAR CONSTRUCTION | -16.9 |  | No | Other | Shippable | 0 |  | Not Applicable as per Item Classification |  | Not Applicable
953-8423 | 953-8423 | SPA, ENPHASE ENERGY, INC., Manufacturer Rebate for 321-0229, End Date 3/31/2022, Q-00015989, 4271 HALCYON SOLAR CONSTRUCTION | -18.34 |  | No | Other | Shippable | 0 |  | Not Applicable as per Item Classification |  | Not Applicable
953-8424 | 953-8424 | SPA, ENPHASE ENERGY, INC., Manufacturer Rebate for 321-0233, End Date 3/31/2022, Q-00015989, 4271 HALCYON SOLAR CONSTRUCTION | -18.05 |  | No | Other | Shippable | 0 |  | Not Applicable as per Item Classification |  | Not Applicable
953-8425 | 953-8425 | SPA, ENPHASE ENERGY, INC., Manufacturer Rebate for 321-0230, End Date 3/31/2022, Q-00015989, 4271 HALCYON SOLAR CONSTRUCTION | -19.42 |  | No | Other | Shippable | 0 |  | Not Applicable as per Item Classification |  | Not Applicable
953-8426 | 953-8426 | SPA, ENPHASE ENERGY, INC., Manufacturer Rebate for 321-0231, End Date 3/31/2022, Q-00015989, 4271 HALCYON SOLAR CONSTRUCTION | -20.42 |  | No | Other | Shippable | 0 |  | Not Applicable as per Item Classification |  | Not Applicable
953-8427 | 953-8427 | SPA, ENPHASE ENERGY, INC., Manufacturer Rebate for 321-0215, End Date 5/15/2022, Q-00014503, 5931 Richards Distributing Inc dba RES Alaska, Inc. | -24.37 |  | No | Other | Shippable | 0 |  | Not Applicable as per Item Classification |  | Not Applicable
953-8428 | 953-8428 | SPA, ENPHASE ENERGY, INC., Manufacturer Rebate for 321-0216, End Date 3/31/2022, Q-00014503, 5931 Richards Distributing Inc dba RES Alaska, Inc. | -23.64 |  | No | Other | Shippable | 0 |  | Not Applicable as per Item Classification |  | Not Applicable
953-8429 | 953-8429 | SPA, ENPHASE ENERGY, INC., Manufacturer Rebate for 321-0223, End Date 3/31/2022, Q-00014503, 5931 Richards Distributing Inc dba RES Alaska, Inc. | -25 |  | No | Other | Shippable | 0 |  | Not Applicable as per Item Classification |  | Not Applicable
953-8430 | 953-8430 | SPA, ENPHASE ENERGY, INC., Manufacturer Rebate for 321-0229, End Date 3/31/2022, Q-00014503, 5931 Richards Distributing Inc dba RES Alaska, Inc. | -28.04 |  | No | Other | Shippable | 0 |  | Not Applicable as per Item Classification |  | Not Applicable
953-8431 | 953-8431 | SPA, ENPHASE ENERGY, INC., Manufacturer Rebate for 321-0230, End Date 3/31/2022, Q-00014503, 5931 Richards Distributing Inc dba RES Alaska, Inc. | -28.67 |  | No | Other | Shippable | 0 |  | Not Applicable as per Item Classification |  | Not Applicable
953-8432 | 953-8432 | SPA, ENPHASE ENERGY, INC., Manufacturer Rebate for 321-0233, End Date 3/31/2022, Q-00014503, 5931 Richards Distributing Inc dba RES Alaska, Inc. | -27.2 |  | No | Other | Shippable | 0 |  | Not Applicable as per Item Classification |  | Not Applicable
953-8433 | 953-8433 | SPA, ENPHASE ENERGY, INC., Manufacturer Rebate for 321-0231, End Date 3/31/2022, Q-00014503, 5931 Richards Distributing Inc dba RES Alaska, Inc. | -30.57 |  | No | Other | Shippable | 0 |  | Not Applicable as per Item Classification |  | Not Applicable
953-8434 | 953-8434 | SPA, SOLAREDGE TECHNOLOGIES INC, Manufacturer Rebate for 310-0595, End Date 12/31/2022, SOL1585, 4204821 Tron Solar | -76.86 |  | No | Other | Shippable | 0 |  | Not Applicable as per Item Classification |  | Not Applicable
953-8435 | 953-8435 | SPA, SOLAREDGE TECHNOLOGIES INC, Manufacturer Rebate for 310-0596, End Date 12/31/2022, SOL1585, 4204821 Tron Solar | -173.56 |  | No | Other | Shippable | 0 |  | Not Applicable as per Item Classification |  | Not Applicable
953-8436 | 953-8436 | SPA, SOLAREDGE TECHNOLOGIES INC, Manufacturer Rebate for 310-0598, End Date 3/31/2022, SOL1585, 4204821 Tron Solar | -166.47 |  | No | Other | Shippable | 0 |  | Not Applicable as per Item Classification |  | Not Applicable
953-8437 | 953-8437 | SPA, SOLAREDGE TECHNOLOGIES INC, Manufacturer Rebate for 310-0599, End Date 3/31/2022, SOL1585, 4204821 Tron Solar | -124.14 |  | No | Other | Shippable | 0 |  | Not Applicable as per Item Classification |  | Not Applicable
953-8438 | 953-8438 | SPA, SOLAREDGE TECHNOLOGIES INC, Manufacturer Rebate for 310-0600, End Date 3/31/2022, SOL1585, 4204821 Tron Solar | -124.52 |  | No | Other | Shippable | 0 |  | Not Applicable as per Item Classification |  | Not Applicable
953-8439 | 953-8439 | SPA, SOLAREDGE TECHNOLOGIES INC, Manufacturer Rebate for 310-0283, End Date 3/31/2022, SOL1585, 4204821 Tron Solar | -74.45 |  | No | Other | Shippable | 0 |  | Not Applicable as per Item Classification |  | Not Applicable
953-8440 | 953-8440 | SPA, SOLAREDGE TECHNOLOGIES INC, Manufacturer Rebate for 310-0284, End Date 3/31/2022, SOL1585, 4204821 Tron Solar | -169.1 |  | No | Other | Shippable | 0 |  | Not Applicable as per Item Classification |  | Not Applicable
953-8441 | 953-8441 | SPA, SOLAREDGE TECHNOLOGIES INC, Manufacturer Rebate for 310-0286, End Date 3/31/2022, SOL1585, 4204821 Tron Solar | -162.01 |  | No | Other | Shippable | 0 |  | Not Applicable as per Item Classification |  | Not Applicable
953-8442 | 953-8442 | SPA, SOLAREDGE TECHNOLOGIES INC, Manufacturer Rebate for 310-0287, End Date 3/31/2022, SOL1585, 4204821 Tron Solar | 17.87 |  | No | Other | Shippable | 0 |  | Not Applicable as per Item Classification |  | Not Applicable
953-8443 | 953-8443 | SPA, SOLAREDGE TECHNOLOGIES INC, Manufacturer Rebate for 310-0288, End Date 3/31/2022, SOL1585, 4204821 Tron Solar | -125 |  | No | Other | Shippable | 0 |  | Not Applicable as per Item Classification |  | Not Applicable
953-8444 | 953-8444 | SPA, SOLAREDGE TECHNOLOGIES INC, Manufacturer Rebate for 565-0230, End Date 3/31/2022, SOL1585, 4204821 Tron Solar | -12.22 |  | No | Other | Shippable | 0 |  | Not Applicable as per Item Classification |  | Not Applicable
953-8445 | 953-8445 | SPA, SOLAREDGE TECHNOLOGIES INC, Manufacturer Rebate for MK-565-0230, End Date 12/31/2022, SOL1540, 4202957 Meraki Installers LLC | -14.14 |  | No | Other | Shippable | 0 |  | Not Applicable as per Item Classification |  | Not Applicable
953-8446 | 953-8446 | SPA, SOLAREDGE TECHNOLOGIES INC, Manufacturer Rebate for 565-0230, End Date 12/31/2022, SOL1540, 4202957 Meraki Installers LLC | -14.14 |  | No | Other | Shippable | 0 |  | Not Applicable as per Item Classification |  | Not Applicable
953-8447 | 953-8447 | SPA, SOLAREDGE TECHNOLOGIES INC, Manufacturer Rebate for 565-0206, End Date 12/31/2022, SOL1540, 4202957 Meraki Installers LLC | -14.14 |  | No | Other | Shippable | 0 |  | Not Applicable as per Item Classification |  | Not Applicable
953-8448 | 953-8448 | SPA, ENPHASE ENERGY, INC., Manufacturer Rebate for 321-0216, End Date 3/31/2022, Max Qty. 750, Q-00015865, 4203125:1 Renu Energy TCI (INTL Orders) | -32.65 |  | No | Other | Shippable | 0 |  | Not Applicable as per Item Classification |  | Not Applicable
953-8449 | 953-8449 | SPA, ENPHASE ENERGY, INC., Manufacturer Rebate for 321-0233, End Date 3/31/2022, Q-00015865, 4203125:1 Renu Energy TCI (INTL Orders) | -37.53 |  | No | Other | Shippable | 0 |  | Not Applicable as per Item Classification |  | Not Applicable
953-8450 | 953-8450 | SPA, SOLARIA CORP, Manufacturer Rebate for 110-1254, End Date 3/31/2022, Solaria DIAMOND Newport Solar Q1 2022, 82564 Newport Solar | -40 |  | No | Other | Shippable | 0 |  | Not Applicable as per Item Classification |  | Not Applicable
953-8451 | 953-8451 | SPA, SOLAREDGE TECHNOLOGIES INC, Manufacturer Rebate for 310-0596, End Date 6/30/2022, SOL1250, 4204719 Motive Energy Telecommunications Group, Inc. dba Motive Infrastructure Solutions | -33.38 |  | No | Other | Shippable | 0 |  | Not Applicable as per Item Classification |  | Not Applicable
953-8452 | 953-8452 | SPA, SOLARIA CORP, Manufacturer Rebate for 110-1254, End Date 3/31/2022, Howe - Solaria SPA - Platinum, 12713 Howe Custom Home Builders | -58.67 |  | No | Other | Shippable | 0 |  | Not Applicable as per Item Classification |  | Not Applicable
953-8453 | 953-8453 | SPA, SOLARIA CORP, Manufacturer Rebate for 110-1254, End Date 3/31/2022, Solaria Premier, 80633 Solar Roof Dynamics LLC | -59.67 |  | No | Other | Shippable | 0 |  | Not Applicable as per Item Classification |  | Not Applicable
953-8454 | 953-8454 | SPA, SOLARIA CORP, Manufacturer Rebate for 110-1254, End Date 6/30/2022, Solaria SPA for Del Sol NRG Q1 2022, 89803 Del Sol NRG | -78.67 |  | No | Other | Shippable | 0 |  | Not Applicable as per Item Classification |  | Not Applicable
953-8455 | 953-8455 | SPA, SOLARIA CORP, Manufacturer Rebate for 110-1254, End Date 6/30/2022, Solaria SPA for Element Q1 2022, 4203164 Element Electric Inc | -63.58 |  | No | Other | Shippable | 0 |  | Not Applicable as per Item Classification |  | Not Applicable
953-8456 | 953-8456 | SPA, SOLARIA CORP, Manufacturer Rebate for 110-1254, End Date 3/31/2022, Alderete - Solaria SPA - Platinum, 80290 Alderete Pools/Solar | -62.67 |  | No | Other | Shippable | 0 |  | Not Applicable as per Item Classification |  | Not Applicable
953-8457 | 953-8457 | SPA, SOLAREDGE TECHNOLOGIES INC, Manufacturer Rebate for 310-0283, End Date 3/31/2022, SOL1590, 122186 Energy Service Partners Inc. dba ESP Contracting | -313.5 |  | No | Other | Shippable | 0 |  | Not Applicable as per Item Classification |  | Not Applicable
953-8458 | 953-8458 | SPA, SOLAREDGE TECHNOLOGIES INC, Manufacturer Rebate for 310-0284, End Date 3/31/2022, SOL1590, 122186 Energy Service Partners Inc. dba ESP Contracting | -375 |  | No | Other | Shippable | 0 |  | Not Applicable as per Item Classification |  | Not Applicable
953-8459 | 953-8459 | SPA, SOLAREDGE TECHNOLOGIES INC, Manufacturer Rebate for 310-0285, End Date 3/31/2022, SOL1590, 122186 Energy Service Partners Inc. dba ESP Contracting | -391 |  | No | Other | Shippable | 0 |  | Not Applicable as per Item Classification |  | Not Applicable
953-8460 | 953-8460 | SPA, SOLAREDGE TECHNOLOGIES INC, Manufacturer Rebate for 310-0286, End Date 3/31/2022, SOL1590, 122186 Energy Service Partners Inc. dba ESP Contracting | -390 |  | No | Other | Shippable | 0 |  | Not Applicable as per Item Classification |  | Not Applicable
953-8461 | 953-8461 | SPA, SOLAREDGE TECHNOLOGIES INC, Manufacturer Rebate for 310-0287, End Date 3/31/2022, SOL1590, 122186 Energy Service Partners Inc. dba ESP Contracting | -443 |  | No | Other | Shippable | 0 |  | Not Applicable as per Item Classification |  | Not Applicable
953-8462 | 953-8462 | SPA, SOLAREDGE TECHNOLOGIES INC, Manufacturer Rebate for 310-0288, End Date 3/31/2022, SOL1590, 122186 Energy Service Partners Inc. dba ESP Contracting | -472.5 |  | No | Other | Shippable | 0 |  | Not Applicable as per Item Classification |  | Not Applicable
953-8463 | 953-8463 | SPA, ENPHASE ENERGY, INC., Manufacturer Rebate for 321-0223, End Date 3/31/2022, Q-00015607, 203313 Sunergy, Inc | -10.8 |  | No | Other | Shippable | 0 |  | Not Applicable as per Item Classification |  | Not Applicable
953-8464 | 953-8464 | SPA, ENPHASE ENERGY, INC., Manufacturer Rebate for 321-0230, End Date 3/31/2022, Q-00015607, 203313 Sunergy, Inc | -14.57 |  | No | Other | Shippable | 0 |  | Not Applicable as per Item Classification |  | Not Applicable
953-8465 | 953-8465 | SPA, ENPHASE ENERGY, INC., Manufacturer Rebate for 321-0231, End Date 3/31/2022, Q-00015607, 203313 Sunergy, Inc | -15.57 |  | No | Other | Shippable | 0 |  | Not Applicable as per Item Classification |  | Not Applicable
953-8466 | 953-8466 | SPA, ENPHASE ENERGY, INC., Manufacturer Rebate for 321-0232, End Date 3/31/2022, Q-00015607, 203313 Sunergy, Inc | -14.14 |  | No | Other | Shippable | 0 |  | Not Applicable as per Item Classification |  | Not Applicable
953-8467 | 953-8467 | SPA, ENPHASE ENERGY, INC., Manufacturer Rebate for 321-0233, End Date 3/31/2022, Q-00015607, 203313 Sunergy, Inc | -11 |  | No | Other | Shippable | 0 |  | Not Applicable as per Item Classification |  | Not Applicable
953-8468 | 953-8468 | SPA, SOLAREDGE TECHNOLOGIES INC, Manufacturer Rebate for 330-0575, End Date 3/31/2022, SOL651, 89630 MB Haynes Corporation | -50 |  | No | Other | Shippable | 0 |  | Not Applicable as per Item Classification |  | Not Applicable
953-8469 | 953-8469 | SPA, SOLAREDGE TECHNOLOGIES INC, Manufacturer Rebate for 330-0562, End Date 3/31/2022, SOL651, 89630 MB Haynes Corporation | -50 |  | No | Other | Shippable | 0 |  | Not Applicable as per Item Classification |  | Not Applicable
953-8470 | 953-8470 | SPA, PANASONIC CORPORATION OF NORTH AMERICA, Manufacturer Rebate for 110-1303, End Date 3/31/2022, 2022 East Region SPA Soligent.CES, 4203536 Newport Electric Construction Corp dba NEC Solar | -36 |  | No | Other | Shippable | 0 |  | Not Applicable as per Item Classification |  | Not Applicable
953-8471 | 953-8471 | SPA, SOLARIA CORP, Manufacturer Rebate for 110-1254, End Date 3/31/2022, SolarGem - Solaria Platinum, 6743 General Environmental Management Services, Inc. dba SolarGem Electrical | -59.67 |  | No | Other | Shippable | 0 |  | Not Applicable as per Item Classification |  | Not Applicable
953-8472 | 953-8472 | SPA, ENPHASE ENERGY, INC., Manufacturer Rebate for 321-0215, End Date 3/31/2022, Max Qty. 500, Q-00016004, 80633 Solar Roof Dynamics LLC | -14.57 |  | No | Other | Shippable | 0 |  | Not Applicable as per Item Classification |  | Not Applicable
953-8473 | 953-8473 | SPA, ENPHASE ENERGY, INC., Manufacturer Rebate for 321-0216, End Date 3/31/2022, Max Qty. 200, Q-00016004, 80633 Solar Roof Dynamics LLC | -16.14 |  | No | Other | Shippable | 0 |  | Not Applicable as per Item Classification |  | Not Applicable
953-8474 | 953-8474 | SPA, ENPHASE ENERGY, INC., Manufacturer Rebate for 321-0223, End Date 3/31/2022, Max Qty. 300, Q-00016004, 80633 Solar Roof Dynamics LLC | -17 |  | No | Other | Shippable | 0 |  | Not Applicable as per Item Classification |  | Not Applicable
953-8475 | 953-8475 | SPA, ENPHASE ENERGY, INC., Manufacturer Rebate for 321-0229, End Date 3/31/2022, Max Qty. 500, Q-00016004, 80633 Solar Roof Dynamics LLC | -16.94 |  | No | Other | Shippable | 0 |  | Not Applicable as per Item Classification |  | Not Applicable
953-8476 | 953-8476 | SPA, ENPHASE ENERGY, INC., Manufacturer Rebate for 321-0230, End Date 3/31/2022, Max Qty. 300, Q-00016004, 80633 Solar Roof Dynamics LLC | -18.57 |  | No | Other | Shippable | 0 |  | Not Applicable as per Item Classification |  | Not Applicable
953-8477 | 953-8477 | SPA, ENPHASE ENERGY, INC., Manufacturer Rebate for 321-0231, End Date 3/31/2022, Max Qty. 300, Q-00016004, 80633 Solar Roof Dynamics LLC | -15.7 |  | No | Other | Shippable | 0 |  | Not Applicable as per Item Classification |  | Not Applicable
953-8478 | 953-8478 | SPA, ENPHASE ENERGY, INC., Manufacturer Rebate for 321-0232, End Date 3/31/2022, Max Qty. 300, Q-00016004, 80633 Solar Roof Dynamics LLC | -15.36 |  | No | Other | Shippable | 0 |  | Not Applicable as per Item Classification |  | Not Applicable
953-8479 | 953-8479 | SPA, ENPHASE ENERGY, INC., Manufacturer Rebate for 321-0233, End Date 3/31/2022, Max Qty. 200, Q-00016004, 80633 Solar Roof Dynamics LLC | -14.85 |  | No | Other | Shippable | 0 |  | Not Applicable as per Item Classification |  | Not Applicable
953-8480 | 953-8480 | SPA, SOLARIA CORP, Manufacturer Rebate for 110-1254, End Date 3/31/2022, Sadler - Solaria SPA - Platinum, 203648 Sadler Solar Development | -61.46 |  | No | Other | Shippable | 0 |  | Not Applicable as per Item Classification |  | Not Applicable
953-8481 | 953-8481 | SPA, ENPHASE ENERGY, INC., Manufacturer Rebate for 321-0233, End Date 3/31/2022, Max Qty. 1, Q-00016416, 4205411 TLB Fortune LLC dba Nivo LLC | -28.57 |  | No | Other | Shippable | 0 |  | Not Applicable as per Item Classification |  | Not Applicable
953-8482 | 953-8482 | SPA, ENPHASE ENERGY, INC., Manufacturer Rebate for 321-0232, End Date 3/31/2022, Max Qty. 1, Q-00016416, 4205411 TLB Fortune LLC dba Nivo LLC | -36.56 |  | No | Other | Shippable | 0 |  | Not Applicable as per Item Classification |  | Not Applicable
953-8483 | 953-8483 | SPA, ENPHASE ENERGY, INC., Manufacturer Rebate for 321-0230, End Date 3/31/2022, Max Qty. 1, Q-00016416, 4205411 TLB Fortune LLC dba Nivo LLC | -30.44 |  | No | Other | Shippable | 0 |  | Not Applicable as per Item Classification |  | Not Applicable
953-8484 | 953-8484 | SPA, SOLARIA CORP, Manufacturer Rebate for 110-1254, End Date 3/31/2022, Basad dba:Elite Solar- Solaria SPA, 121208 Basad Construction DBA Elite Solar | -28 |  | No | Other | Shippable | 0 |  | Not Applicable as per Item Classification |  | Not Applicable
953-8485 | 953-8485 | SPA, ENPHASE ENERGY, INC., Manufacturer Rebate for 321-0216, End Date 3/31/2022, Max Qty. 1, Q-00016416, 4205411 TLB Fortune LLC dba Nivo LLC | -24.85 |  | No | Other | Shippable | 0 |  | Not Applicable as per Item Classification |  | Not Applicable
953-8486 | 953-8486 | SPA, ENPHASE ENERGY, INC., Manufacturer Rebate for 321-0223, End Date 3/31/2022, Max Qty. 1, Q-00016416, 4205411 TLB Fortune LLC dba Nivo LLC | -21.08 |  | No | Other | Shippable | 0 |  | Not Applicable as per Item Classification |  | Not Applicable
953-8487 | 953-8487 | SPA, ENPHASE ENERGY, INC., Manufacturer Rebate for 321-0233, End Date 3/31/2022, Max Qty. 5000, Q-00015687, 4204751 Kuubix Global | -41.28 |  | No | Other | Shippable | 0 |  | Not Applicable as per Item Classification |  | Not Applicable
953-8488 | 953-8488 | SPA, ENPHASE ENERGY, INC., Manufacturer Rebate for 321-0229, End Date 3/31/2022, Max Qty. 5000, Q-00015687, 4204751 Kuubix Global | -39.67 |  | No | Other | Shippable | 0 |  | Not Applicable as per Item Classification |  | Not Applicable
953-8489 | 953-8489 | SPA, ENPHASE ENERGY, INC., Manufacturer Rebate for 321-0216, End Date 3/31/2022, Max Qty. 5000, Q-00015687, 4204751 Kuubix Global | -35.91 |  | No | Other | Shippable | 0 |  | Not Applicable as per Item Classification |  | Not Applicable
953-8490 | 953-8490 | SPA, ENPHASE ENERGY, INC., Manufacturer Rebate for 321-0215, End Date 3/31/2022, Max Qty. 5000, Q-00015687, 4204751 Kuubix Global | -34.51 |  | No | Other | Shippable | 0 |  | Not Applicable as per Item Classification |  | Not Applicable
953-8491 | 953-8491 | SPA, ENPHASE ENERGY, INC., Manufacturer Rebate for 321-0216, End Date 3/31/2022, Q-00015424, 6136 The Solar Guys Inc. DBA Compass Solar Energy | -10.64 |  | No | Other | Shippable | 0 |  | Not Applicable as per Item Classification |  | Not Applicable
953-8492 | 953-8492 | SPA, ENPHASE ENERGY, INC., Manufacturer Rebate for 321-0233, End Date 3/31/2022, Q-00015424, 6136 The Solar Guys Inc. DBA Compass Solar Energy | -12.22 |  | No | Other | Shippable | 0 |  | Not Applicable as per Item Classification |  | Not Applicable
953-8493 | 953-8493 | SPA, ENPHASE ENERGY, INC., Manufacturer Rebate for 321-0216, End Date 3/31/2022, Q-00016137, 489453 Orbit Energy & Power, LLC | -33.55 |  | No | Other | Shippable | 0 |  | Not Applicable as per Item Classification |  | Not Applicable
953-8494 | 953-8494 | SPA, ENPHASE ENERGY, INC., Manufacturer Rebate for 321-0223, End Date 1/31/2022, Ready Home Energy - Q-00015983, 4204074 Ready Home Energy Inc | -34.72 |  | No | Other | Shippable | 0 |  | Not Applicable as per Item Classification |  | Not Applicable
953-8495 | 953-8495 | SPA, SOLAREDGE TECHNOLOGIES INC, Manufacturer Rebate for 310-0599, End Date 3/31/2022, SOL1617, 4203825 Powur PBC | -626.25 |  | No | Other | Shippable | 0 |  | Not Applicable as per Item Classification |  | Not Applicable
953-8496 | 953-8496 | SPA, SOLARIA CORP, Manufacturer Rebate for 110-1254, End Date 3/31/2022, Solaria Platinum, 4204839 A&J Solar Electric, Inc. | -64.67 |  | No | Other | Shippable | 0 |  | Not Applicable as per Item Classification |  | Not Applicable
953-8497 | 953-8497 | SPA, PANASONIC CORPORATION OF NORTH AMERICA, Manufacturer Rebate for 110-1307, End Date 3/31/2022, Panasonic SPA, 2161 SOLARGAINES, LLC | -28.1 |  | No | Other | Shippable | 0 |  | Not Applicable as per Item Classification |  | Not Applicable
953-8498 | 953-8498 | SPA, ENPHASE ENERGY, INC., Manufacturer Rebate for 321-0215, End Date 3/31/2022, Max Qty. 1000, Q-00016416, 4205411 TLB Fortune LLC dba Nivo LLC | -25.31 |  | No | Other | Shippable | 0 |  | Not Applicable as per Item Classification |  | Not Applicable
953-8499 | 953-8499 | SPA, ENPHASE ENERGY, INC., Manufacturer Rebate for 321-0230, End Date 3/31/2022, Q-00016422, 4204564 SunVena Solar | -53.76 |  | No | Other | Shippable | 0 |  | Not Applicable as per Item Classification |  | Not Applicable
953-8500 | 953-8500 | SPA, SOLARIA CORP, Manufacturer Rebate for 110-1254, End Date 3/31/2022, SolariaSPAEnergy Advantage Roofing and Solar, 4205327 Energy Advantage Roofing and Solar | -92.67 |  | No | Other | Shippable | 0 |  | Not Applicable as per Item Classification |  | Not Applicable
953-8501 | 953-8501 | SPA, ENPHASE ENERGY, INC., Manufacturer Rebate for 321-0223, End Date 3/31/2022, Q-00016422, 4204564 SunVena Solar | -46.77 |  | No | Other | Shippable | 0 |  | Not Applicable as per Item Classification |  | Not Applicable
953-8502 | 953-8502 | SPA, SOLAREDGE TECHNOLOGIES INC, Manufacturer Rebate for 310-0600, End Date 3/31/2022, SOL1617, 4203825 Powur PBC | -680.22 |  | No | Other | Shippable | 0 |  | Not Applicable as per Item Classification |  | Not Applicable
953-8503 | 953-8503 | SPA, SOLAREDGE TECHNOLOGIES INC, Manufacturer Rebate for 310-0288, End Date 3/31/2022, SOL1617, 4203825 Powur PBC | -762.52 |  | No | Other | Shippable | 0 |  | Not Applicable as per Item Classification |  | Not Applicable
953-8504 | 953-8504 | SPA, SOLAREDGE TECHNOLOGIES INC, Manufacturer Rebate for 310-0199, End Date 3/31/2022, SOL1617, 4203825 Powur PBC | -314.81 |  | No | Other | Shippable | 0 |  | Not Applicable as per Item Classification |  | Not Applicable
953-8505 | 953-8505 | SPA, SOLAREDGE TECHNOLOGIES INC, Manufacturer Rebate for 570-0240, End Date 3/31/2022, SOL1617, 4203825 Powur PBC | -125 |  | No | Other | Shippable | 0 |  | Not Applicable as per Item Classification |  | Not Applicable
953-8506 | 953-8506 | SPA, SOLAREDGE TECHNOLOGIES INC, Manufacturer Rebate for 570-0248, End Date 3/31/2022, SOL1617, 4203825 Powur PBC | -125 |  | No | Other | Shippable | 0 |  | Not Applicable as per Item Classification |  | Not Applicable
953-8507 | 953-8507 | SPA, SOLAREDGE TECHNOLOGIES INC, Manufacturer Rebate for 565-0108, End Date 3/31/2022, SOL1617, 4203825 Powur PBC | -15.9 |  | No | Other | Shippable | 0 |  | Not Applicable as per Item Classification |  | Not Applicable
953-8508 | 953-8508 | SPA, SOLAREDGE TECHNOLOGIES INC, Manufacturer Rebate for 565-0229, End Date 3/31/2022, SOL1617, 4203825 Powur PBC | -15.9 |  | No | Other | Shippable | 0 |  | Not Applicable as per Item Classification |  | Not Applicable
953-8509 | 953-8509 | SPA, SOLAREDGE TECHNOLOGIES INC, Manufacturer Rebate for 565-0238, End Date 3/31/2022, SOL1617, 4203825 Powur PBC | -15.9 |  | No | Other | Shippable | 0 |  | Not Applicable as per Item Classification |  | Not Applicable
953-8510 | 953-8510 | SPA, SOLAREDGE TECHNOLOGIES INC, Manufacturer Rebate for 565-0230, End Date 3/31/2022, SOL1617, 4203825 Powur PBC | -15.9 |  | No | Other | Shippable | 0 |  | Not Applicable as per Item Classification |  | Not Applicable
953-8511 | 953-8511 | SPA, SOLAREDGE TECHNOLOGIES INC, Manufacturer Rebate for 565-0206, End Date 3/31/2022, SOL1617, 4203825 Powur PBC | -15.9 |  | No | Other | Shippable | 0 |  | Not Applicable as per Item Classification |  | Not Applicable
953-8512 | 953-8512 | SPA, SOLAREDGE TECHNOLOGIES INC, Manufacturer Rebate for 310-0645, End Date 3/31/2022, SOL1617, 4203825 Powur PBC | -887.52 |  | No | Other | Shippable | 0 |  | Not Applicable as per Item Classification |  | Not Applicable
953-8513 | 953-8513 | SPA, SOLAREDGE TECHNOLOGIES INC, Manufacturer Rebate for 310-0646, End Date 3/31/2022, SOL1617, 4203825 Powur PBC | -772.2 |  | No | Other | Shippable | 0 |  | Not Applicable as per Item Classification |  | Not Applicable
953-8514 | 953-8514 | SPA, SOLAREDGE TECHNOLOGIES INC, Manufacturer Rebate for 310-0648, End Date 3/31/2022, SOL1617, 4203825 Powur PBC | -716.71 |  | No | Other | Shippable | 0 |  | Not Applicable as per Item Classification |  | Not Applicable
953-8515 | 953-8515 | SPA, SOLAREDGE TECHNOLOGIES INC, Manufacturer Rebate for 310-0641, End Date 3/31/2022, SOL1617, 4203825 Powur PBC | -716.71 |  | No | Other | Shippable | 0 |  | Not Applicable as per Item Classification |  | Not Applicable
953-8516 | 953-8516 | SPA, SOLAREDGE TECHNOLOGIES INC, Manufacturer Rebate for 310-0647, End Date 3/31/2022, SOL1617, 4203825 Powur PBC | -772.2 |  | No | Other | Shippable | 0 |  | Not Applicable as per Item Classification |  | Not Applicable
953-8517 | 953-8517 | SPA, SOLAREDGE TECHNOLOGIES INC, Manufacturer Rebate for 310-0644, End Date 3/31/2022, SOL1617, 4203825 Powur PBC | -833.55 |  | No | Other | Shippable | 0 |  | Not Applicable as per Item Classification |  | Not Applicable
953-8518 | 953-8518 | SPA, SOLAREDGE TECHNOLOGIES INC, Manufacturer Rebate for 310-0598, End Date 3/31/2022, SOL1617, 4203825 Powur PBC | -574.35 |  | No | Other | Shippable | 0 |  | Not Applicable as per Item Classification |  | Not Applicable
953-8519 | 953-8519 | SPA, SOLAREDGE TECHNOLOGIES INC, Manufacturer Rebate for 310-0285, End Date 3/31/2022, SOL1617, 4203825 Powur PBC | -591.71 |  | No | Other | Shippable | 0 |  | Not Applicable as per Item Classification |  | Not Applicable
953-8520 | 953-8520 | SPA, SOLAREDGE TECHNOLOGIES INC, Manufacturer Rebate for 310-0597, End Date 3/31/2022, SOL1617, 4203825 Powur PBC | -518.86 |  | No | Other | Shippable | 0 |  | Not Applicable as per Item Classification |  | Not Applicable
953-8521 | 953-8521 | SPA, SOLAREDGE TECHNOLOGIES INC, Manufacturer Rebate for 310-0284, End Date 3/31/2022, SOL1617, 4203825 Powur PBC | -549.8 |  | No | Other | Shippable | 0 |  | Not Applicable as per Item Classification |  | Not Applicable
953-8522 | 953-8522 | SPA, SOLAREDGE TECHNOLOGIES INC, Manufacturer Rebate for 310-0596, End Date 3/31/2022, SOL1617, 4203825 Powur PBC | -476.95 |  | No | Other | Shippable | 0 |  | Not Applicable as per Item Classification |  | Not Applicable
953-8523 | 953-8523 | SPA, SOLAREDGE TECHNOLOGIES INC, Manufacturer Rebate for 310-0283, End Date 3/31/2022, SOL1617, 4203825 Powur PBC | -344.23 |  | No | Other | Shippable | 0 |  | Not Applicable as per Item Classification |  | Not Applicable
953-8524 | 953-8524 | SPA, SOLAREDGE TECHNOLOGIES INC, Manufacturer Rebate for 310-0595, End Date 3/31/2022, SOL1617, 4203825 Powur PBC | -314.81 |  | No | Other | Shippable | 0 |  | Not Applicable as per Item Classification |  | Not Applicable
953-8525 | 953-8525 | SPA, SOLAREDGE TECHNOLOGIES INC, Manufacturer Rebate for 330-0578, End Date 12/31/2022, SOL1559, 203553 8MSolar | -150 |  | No | Other | Shippable | 0 |  | Not Applicable as per Item Classification |  | Not Applicable
953-8526 | 953-8526 | SPA, SOLAREDGE TECHNOLOGIES INC, Manufacturer Rebate for 330-0582, End Date 12/31/2022, SOL1559, 203553 8MSolar | -197.27 |  | No | Other | Shippable | 0 |  | Not Applicable as per Item Classification |  | Not Applicable
953-8527 | 953-8527 | SPA, SOLAREDGE TECHNOLOGIES INC, Manufacturer Rebate for 330-0573, End Date 12/31/2022, SOL1559, 203553 8MSolar | -100 |  | No | Other | Shippable | 0 |  | Not Applicable as per Item Classification |  | Not Applicable
953-8528 | 953-8528 | SPA, SOLAREDGE TECHNOLOGIES INC, Manufacturer Rebate for 330-0576, End Date 12/31/2022, SOL1559, 203553 8MSolar | -50 |  | No | Other | Shippable | 0 |  | Not Applicable as per Item Classification |  | Not Applicable
953-8529 | 953-8529 | SPA, SOLAREDGE TECHNOLOGIES INC, Manufacturer Rebate for 330-0574, End Date 3/31/2022, SOL651, 89630 MB Haynes Corporation | -120 |  | No | Other | Shippable | 0 |  | Not Applicable as per Item Classification |  | Not Applicable
953-8530 | 953-8530 | SPA, SOLAREDGE TECHNOLOGIES INC, Manufacturer Rebate for 310-0287, End Date 3/31/2022, SOL1617, 4203825 Powur PBC | -708.55 |  | No | Other | Shippable | 0 |  | Not Applicable as per Item Classification |  | Not Applicable
953-8531 | 953-8531 | SPA, ENPHASE ENERGY, INC., Manufacturer Rebate for 321-0216, End Date 5/14/2022, Max Qty. 100, Q-00014492, 4204197 SolKraft Inc. | -29.14 |  | No | Other | Shippable | 0 |  | Not Applicable as per Item Classification |  | Not Applicable
953-8532 | 953-8532 | SPA, SOLAREDGE TECHNOLOGIES INC, Manufacturer Rebate for 310-0597, End Date 12/31/2022, SOL1585 / 22108501, 4204821 Tron Solar | -171.39 |  | No | Other | Shippable | 0 |  | Not Applicable as per Item Classification |  | Not Applicable
953-8533 | 953-8533 | SPA, SOLARIA CORP, Manufacturer Rebate for 110-1254, End Date 3/31/2022, Ready Home Energy - Solaria SPA, 4204074 Ready Home Energy Inc | -48 |  | No | Other | Shippable | 0 |  | Not Applicable as per Item Classification |  | Not Applicable
953-8534 | 953-8534 | SPA, SOLAREDGE TECHNOLOGIES INC, Manufacturer Rebate for 565-0206, End Date 2/28/2022, SOL1628, 82322 Solar Energy Systems LLC | 1.24 |  | No | Other | Shippable | 0 |  | Not Applicable as per Item Classification |  | Not Applicable
953-8535 | 953-8535 | SPA, PANASONIC CORPORATION OF NORTH AMERICA, Manufacturer Rebate for 110-1303, End Date 3/31/2022, 2022 Q1 East Region SPA Soligent.CES.pdf, 4205383 Sky Solar Energy, Inc | -36 |  | No | Other | Shippable | 0 |  | Not Applicable as per Item Classification |  | Not Applicable
953-8536 | 953-8536 | SPA, SOLAREDGE TECHNOLOGIES INC, Manufacturer Rebate for 565-0206, End Date 2/28/2022, SOL1628, 82322 Solar Energy Systems LLC | -6.8 |  | No | Other | Shippable | 0 |  | Not Applicable as per Item Classification |  | Not Applicable
953-8537 | 953-8537 | SPA, SOLAREDGE TECHNOLOGIES INC, Manufacturer Rebate for 565-0230, End Date 6/30/2022, SOL1644, 4417 REVISION ENERGY LLC | -12.39 |  | No | Other | Shippable | 0 |  | Not Applicable as per Item Classification |  | Not Applicable
953-8538 | 953-8538 | SPA, ENPHASE ENERGY, INC., Manufacturer Rebate for 321-0219, End Date 3/31/2022, 2022 Q1 East Region SPA Soligent.CES, 4205383 Sky Solar Energy, Inc | -20 |  | No | Other | Shippable | 0 |  | Not Applicable as per Item Classification |  | Not Applicable
953-8539 | 953-8539 | SPA, ENPHASE ENERGY, INC., Manufacturer Rebate for 321-0216, End Date 3/31/2022, Q-00016562, 89609 Sunlight Enterprises, Inc dba Sunlight Solar | -21.82 |  | No | Other | Shippable | 0 |  | Not Applicable as per Item Classification |  | Not Applicable
953-8540 | 953-8540 | SPA, ENPHASE ENERGY, INC., Manufacturer Rebate for 321-0233, End Date 3/31/2022, Q-00016562, 89609 Sunlight Enterprises, Inc dba Sunlight Solar | -25.08 |  | No | Other | Shippable | 0 |  | Not Applicable as per Item Classification |  | Not Applicable
953-8541 | 953-8541 | SPA, PANASONIC CORPORATION OF NORTH AMERICA, Manufacturer Rebate for 110-1303, End Date 3/31/2022, Panasonic Centrol for Whole Sun Designs, 82467 Whole Sun Designs Inc. | -80.69 |  | No | Other | Shippable | 0 |  | Not Applicable as per Item Classification |  | Not Applicable
953-8542 | 953-8542 | SPA, PANASONIC CORPORATION OF NORTH AMERICA, Manufacturer Rebate for 110-1307, End Date 3/31/2022, 2022 Q1 East Region SPA Soligent.CES, 4205383 Sky Solar Energy, Inc | -33 |  | No | Other | Shippable | 0 |  | Not Applicable as per Item Classification |  | Not Applicable
953-8543 | 953-8543 | SPA, SOLAREDGE TECHNOLOGIES INC, Manufacturer Rebate for 330-0577, End Date 6/30/2022, SOL1250, 4204719 Motive Energy Telecommunications Group, Inc. dba Motive Infrastructure Solutions | -100 |  | No | Other | Shippable | 0 |  | Not Applicable as per Item Classification |  | Not Applicable
953-8544 | 953-8544 | SPA, SOLAREDGE TECHNOLOGIES INC, Manufacturer Rebate for 330-0583, End Date 6/30/2022, SOL1250, 4204719 Motive Energy Telecommunications Group, Inc. dba Motive Infrastructure Solutions | -450 |  | No | Other | Shippable | 0 |  | Not Applicable as per Item Classification |  | Not Applicable
953-8545 | 953-8545 | SPA, SOLAREDGE TECHNOLOGIES INC, Manufacturer Rebate for 330-0582, End Date 6/30/2022, SOL1250, 4204719 Motive Energy Telecommunications Group, Inc. dba Motive Infrastructure Solutions | -400 |  | No | Other | Shippable | 0 |  | Not Applicable as per Item Classification |  | Not Applicable
953-8546 | 953-8546 | SPA, ENPHASE ENERGY, INC., Manufacturer Rebate for 321-0216, End Date 3/31/2022, Q-00015370, 82909 PV MicroPower, LLC dba SunFarm Energy | -10.64 |  | No | Other | Shippable | 0 |  | Not Applicable as per Item Classification |  | Not Applicable
953-8547 | 953-8547 | SPA, ENPHASE ENERGY, INC., Manufacturer Rebate for 321-0229, End Date 3/31/2022, Q-00015370, 82909 PV MicroPower, LLC dba SunFarm Energy | -12.97 |  | No | Other | Shippable | 0 |  | Not Applicable as per Item Classification |  | Not Applicable
953-8548 | 953-8548 | SPA, ENPHASE ENERGY, INC., Manufacturer Rebate for 321-0230, End Date 3/31/2022, Q-00015370, 82909 PV MicroPower, LLC dba SunFarm Energy | -12.75 |  | No | Other | Shippable | 0 |  | Not Applicable as per Item Classification |  | Not Applicable
953-8549 | 953-8549 | SPA, ENPHASE ENERGY, INC., Manufacturer Rebate for 321-0231, End Date 3/31/2022, Q-00015370, 82909 PV MicroPower, LLC dba SunFarm Energy | -13.23 |  | No | Other | Shippable | 0 |  | Not Applicable as per Item Classification |  | Not Applicable
953-8550 | 953-8550 | SPA, ENPHASE ENERGY, INC., Manufacturer Rebate for 321-0232, End Date 3/31/2022, Q-00015370, 82909 PV MicroPower, LLC dba SunFarm Energy | -13.22 |  | No | Other | Shippable | 0 |  | Not Applicable as per Item Classification |  | Not Applicable
953-8551 | 953-8551 | SPA, ENPHASE ENERGY, INC., Manufacturer Rebate for 321-0233, End Date 3/31/2022, Q-00015370, 82909 PV MicroPower, LLC dba SunFarm Energy | -12.22 |  | No | Other | Shippable | 0 |  | Not Applicable as per Item Classification |  | Not Applicable
953-8552 | 953-8552 | SPA, IRONRIDGE, Manufacturer Rebate for 212-0003, End Date 3/31/2022, IronRidge SPA Meraki, 4202957 Meraki Installers LLC | -1.76 |  | No | Other | Shippable | 0 |  | Not Applicable as per Item Classification |  | Not Applicable
953-8553 | 953-8553 | SPA, IRONRIDGE, Manufacturer Rebate for 212-0002, End Date 3/31/2022, IronRidge SPA Meraki, 4202957 Meraki Installers LLC | -1.67 |  | No | Other | Shippable | 0 |  | Not Applicable as per Item Classification |  | Not Applicable
953-8554 | 953-8554 | SPA, SOLARIA CORP, Manufacturer Rebate for 110-1254, End Date 3/31/2022, Solaria Platinum, 4203600 AMPWRX, Inc | -84.67 |  | No | Other | Shippable | 0 |  | Not Applicable as per Item Classification |  | Not Applicable
953-8555 | 953-8555 | SPA, IRONRIDGE Manufacturer Rebate for # DS-211-0240, End Date 953-8555, Max Qty. , IR LOU Krannich East , 4202954 Krannich Solar East LLC | -0.26 |  | No | Other | Shippable | 0 |  | Not Applicable as per Item Classification |  | Not Applicable
953-8556 | 953-8556 | SPA, SOLAREDGE TECHNOLOGIES INC, Manufacturer Rebate for 310-0647, End Date 12/31/2022, SOL1540, 4202957 Meraki Installers LLC | -454.97 |  | No | Other | Shippable | 0 |  | Not Applicable as per Item Classification |  | Not Applicable
953-8557 | 953-8557 | SPA, SOLAREDGE TECHNOLOGIES INC, Manufacturer Rebate for 310-0648, End Date 12/31/2022, SOL1540, 4202957 Meraki Installers LLC | -467.53 |  | No | Other | Shippable | 0 |  | Not Applicable as per Item Classification |  | Not Applicable
953-8558 | 953-8558 | SPA, SOLAREDGE TECHNOLOGIES INC, Manufacturer Rebate for 310-0644, End Date 12/31/2022, SOL1540, 4202957 Meraki Installers LLC | -452.29 |  | No | Other | Shippable | 0 |  | Not Applicable as per Item Classification |  | Not Applicable
953-8559 | 953-8559 | SPA, SOLAREDGE TECHNOLOGIES INC, Manufacturer Rebate for 310-0645, End Date 12/31/2022, SOL1540, 4202957 Meraki Installers LLC | -478.42 |  | No | Other | Shippable | 0 |  | Not Applicable as per Item Classification |  | Not Applicable
953-8560 | 953-8560 | SPA, SOLAREDGE TECHNOLOGIES INC, Manufacturer Rebate for 310-0646, End Date 12/31/2022, SOL1540, 4202957 Meraki Installers LLC | -453.75 |  | No | Other | Shippable | 0 |  | Not Applicable as per Item Classification |  | Not Applicable
953-8561 | 953-8561 | SPA, PANASONIC CORPORATION OF NORTH AMERICA, Manufacturer Rebate for 110-1303, End Date 3/31/2022, 2022 West Region - panasonic, 4204910 Pure Energy Group, Inc. | -62.69 |  | No | Other | Shippable | 0 |  | Not Applicable as per Item Classification |  | Not Applicable
953-8562 | 953-8562 | SPA, PANASONIC CORPORATION OF NORTH AMERICA, Manufacturer Rebate for 110-1265, End Date 3/31/2022, 2022 West Region - Panasonic, 4204910 Pure Energy Group, Inc. | -62.97 |  | No | Other | Shippable | 0 |  | Not Applicable as per Item Classification |  | Not Applicable
953-8563 | 953-8563 | SPA, SOLAREDGE TECHNOLOGIES INC, Manufacturer Rebate for 330-0574, End Date 6/30/2022, SOL1250, 4204719 Motive Energy Telecommunications Group, Inc. dba Motive Infrastructure Solutions | -500 |  | No | Other | Shippable | 0 |  | Not Applicable as per Item Classification |  | Not Applicable
953-8564 | 953-8564 | SPA, ENPHASE ENERGY, INC., Manufacturer Rebate for 321-0215, End Date 3/31/2022, Q-00016308, 4205307 That Solar Company LLC | -14.07 |  | No | Other | Shippable | 0 |  | Not Applicable as per Item Classification |  | Not Applicable
953-8565 | 953-8565 | SPA, ENPHASE ENERGY, INC., Manufacturer Rebate for 321-0215, End Date 3/31/2022, Max Qty. 1800, Q-00015569, 489493 Sparrow Electric | -28.58 |  | No | Other | Shippable | 0 |  | Not Applicable as per Item Classification |  | Not Applicable
953-8566 | 953-8566 | SPA, ENPHASE ENERGY, INC., Manufacturer Rebate for 321-0223, End Date 3/31/2022, Max Qty. 200, Q-00015569, 489493 Sparrow Electric | -31.91 |  | No | Other | Shippable | 0 |  | Not Applicable as per Item Classification |  | Not Applicable
953-8567 | 953-8567 | SPA, ENPHASE ENERGY, INC., Manufacturer Rebate for 321-0230, End Date 3/31/2022, Max Qty. 200, Q-00015569, 489493 Sparrow Electric | -36.66 |  | No | Other | Shippable | 0 |  | Not Applicable as per Item Classification |  | Not Applicable
953-8568 | 953-8568 | SPA, ENPHASE ENERGY, INC., Manufacturer Rebate for 321-0231, End Date 3/31/2022, Max Qty. 200, Q-00015569, 489493 Sparrow Electric | -39.17 |  | No | Other | Shippable | 0 |  | Not Applicable as per Item Classification |  | Not Applicable
953-8569 | 953-8569 | SPA, ENPHASE ENERGY, INC., Manufacturer Rebate for 321-0216, End Date 3/31/2022, Max Qty. 1000, Q-00015569, 489493 Sparrow Electric | -29.72 |  | No | Other | Shippable | 0 |  | Not Applicable as per Item Classification |  | Not Applicable
953-8570 | 953-8570 | SPA, ENPHASE ENERGY, INC., Manufacturer Rebate for 321-0229, End Date 3/31/2022, Max Qty. 1800, Q-00015569, 489493 Sparrow Electric | -32.85 |  | No | Other | Shippable | 0 |  | Not Applicable as per Item Classification |  | Not Applicable
953-8571 | 953-8571 | SPA, ENPHASE ENERGY, INC., Manufacturer Rebate for 321-0232, End Date 3/31/2022, Max Qty. 200, Q-00015569, 489493 Sparrow Electric | -35.67 |  | No | Other | Shippable | 0 |  | Not Applicable as per Item Classification |  | Not Applicable
953-8572 | 953-8572 | SPA, ENPHASE ENERGY, INC., Manufacturer Rebate for 321-0233, End Date 3/31/2022, Max Qty. 1000, Q-00015569, 489493 Sparrow Electric | -34.16 |  | No | Other | Shippable | 0 |  | Not Applicable as per Item Classification |  | Not Applicable
953-8573 | 953-8573 | SPA, PANASONIC CORPORATION OF NORTH AMERICA, Manufacturer Rebate for 110-1307, End Date 3/31/2022, Central Region Panasonic Special Price Agreement, 6900 Aberration, Inc. dba South Texas Solar Systems, Inc. | -47.62 |  | No | Other | Shippable | 0 |  | Not Applicable as per Item Classification |  | Not Applicable
953-8574 | 953-8574 | SPA, ENPHASE ENERGY, INC., Manufacturer Rebate for 321-0215, End Date 3/31/2022, Q-00015486, 4202996 Solergy | -12.82 |  | No | Other | Shippable | 0 |  | Not Applicable as per Item Classification |  | Not Applicable
953-8575 | 953-8575 | SPA, ENPHASE ENERGY, INC., Manufacturer Rebate for 321-0216, End Date 3/31/2022, Q-00015486, 4202996 Solergy | -12.59 |  | No | Other | Shippable | 0 |  | Not Applicable as per Item Classification |  | Not Applicable
953-8576 | 953-8576 | SPA, ENPHASE ENERGY, INC., Manufacturer Rebate for 321-0219, End Date 3/31/2022, Q-00015486, 4202996 Solergy | -12.97 |  | No | Other | Shippable | 0 |  | Not Applicable as per Item Classification |  | Not Applicable
953-8577 | 953-8577 | SPA, ENPHASE ENERGY, INC., Manufacturer Rebate for 321-0229, End Date 3/31/2022, Q-00015486, 4202996 Solergy | -14.99 |  | No | Other | Shippable | 0 |  | Not Applicable as per Item Classification |  | Not Applicable
953-8578 | 953-8578 | SPA, ENPHASE ENERGY, INC., Manufacturer Rebate for 321-0233, End Date 3/31/2022, Q-00015486, 4202996 Solergy | -14.51 |  | No | Other | Shippable | 0 |  | Not Applicable as per Item Classification |  | Not Applicable
953-8579 | 953-8579 | SPA, ENPHASE ENERGY, INC., Manufacturer Rebate for 321-0223, End Date 3/31/2022, Q-00015472, 11779 HEsolar LLC | -14.05 |  | No | Other | Shippable | 0 |  | Not Applicable as per Item Classification |  | Not Applicable
953-8580 | 953-8580 | SPA, ENPHASE ENERGY, INC., Manufacturer Rebate for 321-0216, End Date 3/31/2022, Q-00015472, 11779 HEsolar LLC | -12.3 |  | No | Other | Shippable | 0 |  | Not Applicable as per Item Classification |  | Not Applicable
953-8581 | 953-8581 | SPA, ENPHASE ENERGY, INC., Manufacturer Rebate for 321-0219, End Date 3/31/2022, Q-00015472, 11779 HEsolar LLC | -12.92 |  | No | Other | Shippable | 0 |  | Not Applicable as per Item Classification |  | Not Applicable
953-8582 | 953-8582 | SPA, ENPHASE ENERGY, INC., Manufacturer Rebate for 321-0230, End Date 3/31/2022, Q-00015472, 11779 HEsolar LLC | -15.82 |  | No | Other | Shippable | 0 |  | Not Applicable as per Item Classification |  | Not Applicable
953-8583 | 953-8583 | SPA, ENPHASE ENERGY, INC., Manufacturer Rebate for 321-0231, End Date 3/31/2022, Q-00015472, 11779 HEsolar LLC | -16.31 |  | No | Other | Shippable | 0 |  | Not Applicable as per Item Classification |  | Not Applicable
953-8584 | 953-8584 | SPA, ENPHASE ENERGY, INC., Manufacturer Rebate for 321-0232, End Date 3/31/2022, Q-00015472, 11779 HEsolar LLC | -15.84 |  | No | Other | Shippable | 0 |  | Not Applicable as per Item Classification |  | Not Applicable
953-8585 | 953-8585 | SPA, ENPHASE ENERGY, INC., Manufacturer Rebate for 321-0233, End Date 3/31/2022, Q-00015472, 11779 HEsolar LLC | -14.43 |  | No | Other | Shippable | 0 |  | Not Applicable as per Item Classification |  | Not Applicable
953-8586 | 953-8586 | SPA, PANASONIC CORPORATION OF NORTH AMERICA, Manufacturer Rebate for 110-1307, End Date 3/31/2022, Panasonic SPA, 7748 MILESTONE SOLAR CONSULTANTS LLC | -32.57 |  | No | Other | Shippable | 0 |  | Not Applicable as per Item Classification |  | Not Applicable
953-8587 | 953-8587 | SPA, PANASONIC CORPORATION OF NORTH AMERICA, Manufacturer Rebate for 110-1307, End Date 3/31/2022, Panasonic SPA, 4203467 Sunteq Ltd | -25.37 |  | No | Other | Shippable | 0 |  | Not Applicable as per Item Classification |  | Not Applicable
953-8588 | 953-8588 | SPA, SOLARIA CORP, Manufacturer Rebate for 110-1254, End Date 3/31/2022, Hero_Solaria_SPA, 4205426 Hero Construction Group Inc. dba Hero Power | -28 |  | No | Other | Shippable | 0 |  | Not Applicable as per Item Classification |  | Not Applicable
953-8589 | 953-8589 | SPA, SOLAREDGE TECHNOLOGIES INC, Manufacturer Rebate for 565-0230, End Date 12/31/2022, SOL1594, 4204550 Convert Solar | -10.8 |  | No | Other | Shippable | 0 |  | Not Applicable as per Item Classification |  | Not Applicable
953-8590 | 953-8590 | SPA, SOLAREDGE TECHNOLOGIES INC, Manufacturer Rebate for 330-0576, End Date 6/30/2022, SOL1250, 4204719 Motive Energy Telecommunications Group, Inc. dba Motive Infrastructure Solutions | -500 |  | No | Other | Shippable | 0 |  | Not Applicable as per Item Classification |  | Not Applicable
953-8591 | 953-8591 | SPA, PANASONIC CORPORATION OF NORTH AMERICA, Manufacturer Rebate for 110-1264, End Date 3/31/2022, Panasonic West, 80371 Addy Electric Inc | -48.56 |  | No | Other | Shippable | 0 |  | Not Applicable as per Item Classification |  | Not Applicable
953-8592 | 953-8592 | SPA, SOLAREDGE TECHNOLOGIES INC, Manufacturer Rebate for 330-0584, End Date 6/30/2022, SOL1250, 4204719 Motive Energy Telecommunications Group, Inc. dba Motive Infrastructure Solutions | -1210 |  | No | Other | Shippable | 0 |  | Not Applicable as per Item Classification |  | Not Applicable
953-8593 | 953-8593 | SPA, PANASONIC CORPORATION OF NORTH AMERICA, Manufacturer Rebate for 110-1265, End Date 3/31/2022, Panasonic West, 80371 Addy Electric Inc | -50.41 |  | No | Other | Shippable | 0 |  | Not Applicable as per Item Classification |  | Not Applicable
953-8594 | 953-8594 | SPA, PANASONIC CORPORATION OF NORTH AMERICA, Manufacturer Rebate for 110-1265, End Date 3/31/2022, Panasonic West, 80371 Addy Electric Inc | -50.41 |  | No | Other | Shippable | 0 |  | Not Applicable as per Item Classification |  | Not Applicable
953-8595 | 953-8595 | SPA, PANASONIC CORPORATION OF NORTH AMERICA, Manufacturer Rebate for 110-1264, End Date 3/31/2022, Central Region Panasonic Special Price Agreement, 6900 Aberration, Inc. dba South Texas Solar Systems, Inc. | -55.1 |  | No | Other | Shippable | 0 |  | Not Applicable as per Item Classification |  | Not Applicable
953-8596 | 953-8596 | SPA, PANASONIC CORPORATION OF NORTH AMERICA, Manufacturer Rebate for 110-1307, End Date 12/31/2022, Panasonic SPA, 5155 AMERICAN SOLAR PARTNERS | -32.37 |  | No | Other | Shippable | 0 |  | Not Applicable as per Item Classification |  | Not Applicable
953-8597 | 953-8597 | SPA, GENERAC POWER SYSTEMS, INC, Manufacturer Rebate for 580-0147, End Date 12/31/2022, Generac SPA Meraki, 4202957 Meraki Installers LLC | -5.81 |  | No | Other | Shippable | 0 |  | Not Applicable as per Item Classification |  | Not Applicable
953-8598 | 953-8598 | SPA, GENERAC POWER SYSTEMS, INC, Manufacturer Rebate for 565-0024, End Date 12/31/2022, Generac SPA Meraki, 4202957 Meraki Installers LLC | -55.02 |  | No | Other | Shippable | 0 |  | Not Applicable as per Item Classification |  | Not Applicable
953-8599 | 953-8599 | SPA, GENERAC POWER SYSTEMS, INC, Manufacturer Rebate for 310-0044, End Date 12/31/2022, Generac SPA Meraki, 4202957 Meraki Installers LLC | -354.28 |  | No | Other | Shippable | 0 |  | Not Applicable as per Item Classification |  | Not Applicable
953-8600 | 953-8600 | SPA, GENERAC POWER SYSTEMS, INC, Manufacturer Rebate for 560-0070, End Date 12/31/2022, Generac SPA Meraki, 4202957 Meraki Installers LLC | -20.6 |  | No | Other | Shippable | 0 |  | Not Applicable as per Item Classification |  | Not Applicable
953-8601 | 953-8601 | SPA, GENERAC POWER SYSTEMS, INC, Manufacturer Rebate for 577-0227, End Date 12/31/2022, Generac SPA Meraki, 4202957 Meraki Installers LLC | -9.21 |  | No | Other | Shippable | 0 |  | Not Applicable as per Item Classification |  | Not Applicable
953-8602 | 953-8602 | SPA, GENERAC POWER SYSTEMS, INC, Manufacturer Rebate for 450-0167, End Date 12/31/2022, Generac SPA Meraki, 4202957 Meraki Installers LLC | -10.92 |  | No | Other | Shippable | 0 |  | Not Applicable as per Item Classification |  | Not Applicable
953-8603 | 953-8603 | SPA, GENERAC POWER SYSTEMS, INC, Manufacturer Rebate for 577-0228, End Date 12/31/2022, Generac SPA Meraki, 4202957 Meraki Installers LLC | -15.71 |  | No | Other | Shippable | 0 |  | Not Applicable as per Item Classification |  | Not Applicable
953-8604 | 953-8604 | SPA, SOLARIA CORP, Manufacturer Rebate for 110-1254, End Date 3/31/2022, Solaria Premier, 8095 MATSON SERVICES | -82.67 |  | No | Other | Shippable | 0 |  | Not Applicable as per Item Classification |  | Not Applicable
953-8605 | 953-8605 | SPA, SOLAREDGE TECHNOLOGIES INC, Manufacturer Rebate for 565-0238, End Date 12/31/2022, SOL1585, 4204821 Tron Solar | -12.28 |  | No | Other | Shippable | 0 |  | Not Applicable as per Item Classification |  | Not Applicable
953-8606 | 953-8606 | SPA, SOLARIA CORP, Manufacturer Rebate for 110-1254, End Date 3/31/2022, SES Ft. Pierce_Solaria SPA_v.2, 87248 Florida Solar Products, Inc dba Solar Energy Systems | -32 |  | No | Other | Shippable | 0 |  | Not Applicable as per Item Classification |  | Not Applicable
953-8607 | 953-8607 | SPA, UNIRAC INC, Manufacturer Rebate for 250-1374, End Date 12/31/2022, UniRac SPA CMTA, 4203245 CMTA Inc. | -3.45 |  | No | Other | Shippable | 0 |  | Not Applicable as per Item Classification |  | Not Applicable
953-8608 | 953-8608 | SPA, UNIRAC INC, Manufacturer Rebate for 250-1379, End Date 12/31/2022, UniRac SPA CMTA, 4203245 CMTA Inc. | -0.17 |  | No | Other | Shippable | 0 |  | Not Applicable as per Item Classification |  | Not Applicable
953-8609 | 953-8609 | SPA, UNIRAC INC, Manufacturer Rebate for 250-1381, End Date 12/31/2022, UniRac SPA CMTA, 4203245 CMTA Inc. | -0.07 |  | No | Other | Shippable | 0 |  | Not Applicable as per Item Classification |  | Not Applicable
953-8610 | 953-8610 | SPA, UNIRAC INC, Manufacturer Rebate for 250-1383, End Date 12/31/2022, UniRac SPA CMTA, 4203245 CMTA Inc. | -0.03 |  | No | Other | Shippable | 0 |  | Not Applicable as per Item Classification |  | Not Applicable
953-8611 | 953-8611 | SPA, UNIRAC INC, Manufacturer Rebate for 250-1382, End Date 12/31/2022, UniRac SPA CMTA, 4203245 CMTA Inc. | -0.04 |  | No | Other | Shippable | 0 |  | Not Applicable as per Item Classification |  | Not Applicable
953-8612 | 953-8612 | SPA, UNIRAC INC, Manufacturer Rebate for 250-1448, End Date 12/31/2022, UniRac SPA CMTA, 4203245 CMTA Inc. | -1.95 |  | No | Other | Shippable | 0 |  | Not Applicable as per Item Classification |  | Not Applicable
953-8613 | 953-8613 | SPA, PANASONIC CORPORATION OF NORTH AMERICA, Manufacturer Rebate for 110-1265, End Date 3/31/2022, Panasonic West, 80371 Addy Electric Inc | -46.77 |  | No | Other | Shippable | 0 |  | Not Applicable as per Item Classification |  | Not Applicable
953-8614 | 953-8614 | SPA, PANASONIC CORPORATION OF NORTH AMERICA, Manufacturer Rebate for 110-1265, End Date 3/31/2022, 2022 Q1 East Region SPA Soligent.CES.pdf, 3551 SOLAR-RAY INC | -37 |  | No | Other | Shippable | 0 |  | Not Applicable as per Item Classification |  | Not Applicable
953-8615 | 953-8615 | SPA, SOLARIA CORP, Manufacturer Rebate for 110-1254, End Date 6/30/2022, Solaria Platinum, 9210 MASELLIS ELECTRIC | -67.67 |  | No | Other | Shippable | 0 |  | Not Applicable as per Item Classification |  | Not Applicable
953-8616 | 953-8616 | SPA, ENPHASE ENERGY, INC., Manufacturer Rebate for 321-0216, End Date 3/31/2022, Q-00016002, 8426 High Definition Solar | -16.84 |  | No | Other | Shippable | 0 |  | Not Applicable as per Item Classification |  | Not Applicable
953-8617 | 953-8617 | SPA, ENPHASE ENERGY, INC., Manufacturer Rebate for 321-0216, End Date 3/31/2022, Q-00015584, 4204952 Evolution Solar, LLC dba Advanced Solar | -16.14 |  | No | Other | Shippable | 0 |  | Not Applicable as per Item Classification |  | Not Applicable
953-8618 | 953-8618 | SPA, PANASONIC CORPORATION OF NORTH AMERICA, Manufacturer Rebate for 110-1265, End Date 6/30/2022, Panasonic SPA- A-1 Contractors, 121052 A-1 Contractors Inc dba A-1 Electric | -18.5 |  | No | Other | Shippable | 0 |  | Not Applicable as per Item Classification |  | Not Applicable
953-8619 | 953-8619 | SPA, ENPHASE ENERGY, INC., Manufacturer Rebate for 321-0233, End Date 6/30/2022, Q-00016877, 4202957 Meraki Installers LLC | -52 |  | No | Other | Shippable | 0 |  | Not Applicable as per Item Classification |  | Not Applicable
953-8620 | 953-8620 | SPA, ENPHASE ENERGY, INC., Manufacturer Rebate for 360-0328, End Date 6/30/2022, Q-00016877, 4202957 Meraki Installers LLC | -2.2 |  | No | Other | Shippable | 0 |  | Not Applicable as per Item Classification |  | Not Applicable
953-8621 | 953-8621 | SPA, ENPHASE ENERGY, INC., Manufacturer Rebate for 360-0329, End Date 6/30/2022, Q-00016877, 4202957 Meraki Installers LLC | -2.2 |  | No | Other | Shippable | 0 |  | Not Applicable as per Item Classification |  | Not Applicable
953-8622 | 953-8622 | SPA, ENPHASE ENERGY, INC., Manufacturer Rebate for 570-1226, End Date 6/30/2022, Q-00016877, 4202957 Meraki Installers LLC | -80 |  | No | Other | Shippable | 0 |  | Not Applicable as per Item Classification |  | Not Applicable
953-8623 | 953-8623 | SPA, ENPHASE ENERGY, INC., Manufacturer Rebate for 321-0223, End Date 6/30/2022, Panasonic w/ Enphase Rebate -A-1 Contractors, 121052 A-1 Contractors Inc dba A-1 Electric | -7 |  | No | Other | Shippable | 0 |  | Not Applicable as per Item Classification |  | Not Applicable
953-8624 | 953-8624 | SPA, ENPHASE ENERGY, INC., Manufacturer Rebate for 321-0216, End Date 6/30/2022, Panasonic w/ Enphase Rebate -A-1 Contractors, 121052 A-1 Contractors Inc dba A-1 Electric | -7 |  | No | Other | Shippable | 0 |  | Not Applicable as per Item Classification |  | Not Applicable
953-8625 | 953-8625 | SPA, SOLAREDGE TECHNOLOGIES INC, Manufacturer Rebate for 330-0577, End Date 6/30/2022, Max Qty. 1, SOL1681, 4205421 Solar One, LLC | -100 |  | No | Other | Shippable | 0 |  | Not Applicable as per Item Classification |  | Not Applicable
953-8626 | 953-8626 | SPA, SOLAREDGE TECHNOLOGIES INC, Manufacturer Rebate for 330-0583, End Date 6/30/2022, Max Qty. 1, SOL1681, 4205421 Solar One, LLC | -60 |  | No | Other | Shippable | 0 |  | Not Applicable as per Item Classification |  | Not Applicable
953-8627 | 953-8627 | SPA, SOLARIA CORP, Manufacturer Rebate for 110-1254, End Date 6/1/2022, Solaria - Platinum, 3853 Unbound Renewable Energy Inc dba Unbound Solar | -64.67 |  | No | Other | Shippable | 0 |  | Not Applicable as per Item Classification |  | Not Applicable
953-8628 | 953-8628 | SPA, PANASONIC CORPORATION OF NORTH AMERICA, Manufacturer Rebate for 110-1265, End Date 3/31/2022, Central Region Panasonic Special Price Agreement, 11779 HEsolar LLC | -37.78 |  | No | Other | Shippable | 0 |  | Not Applicable as per Item Classification |  | Not Applicable
953-8629 | 953-8629 | SPA, ENPHASE ENERGY, INC., Manufacturer Rebate for 321-0232, End Date 6/30/2022, Panasonic w/ Enphase Rebate -A-1 Contractors, 121052 A-1 Contractors Inc dba A-1 Electric | -7 |  | No | Other | Shippable | 0 |  | Not Applicable as per Item Classification |  | Not Applicable
953-8630 | 953-8630 | SPA, ENPHASE ENERGY, INC., Manufacturer Rebate for 321-0233, End Date 6/30/2022, Panasonic w/ Enphase Rebate -A-1 Contractors, 121052 A-1 Contractors Inc dba A-1 Electric | -7 |  | No | Other | Shippable | 0 |  | Not Applicable as per Item Classification |  | Not Applicable
953-8631 | 953-8631 | SPA, SOLAREDGE TECHNOLOGIES INC, Manufacturer Rebate for 565-0235, End Date 6/30/2022, Max Qty. 1, SOL1681, 4205421 Solar One, LLC | -6.5 |  | No | Other | Shippable | 0 |  | Not Applicable as per Item Classification |  | Not Applicable
953-8632 | 953-8632 | SPA, IRONRIDGE, Manufacturer Rebate for 270-0160, End Date 3/31/2023, Convert Solar, 4204550 Convert Solar | -0.18 |  | No | Other | Shippable | 0 |  | Not Applicable as per Item Classification |  | Not Applicable
953-8633 | 953-8633 | SPA, IRONRIDGE, Manufacturer Rebate for 590-0116, End Date 3/31/2023, Convert Solar, 4204550 Convert Solar | -0.04 |  | No | Other | Shippable | 0 |  | Not Applicable as per Item Classification |  | Not Applicable
953-8634 | 953-8634 | SPA, IRONRIDGE, Manufacturer Rebate for 210-0999, End Date 3/31/2023, Convert Solar, 4204550 Convert Solar | -0.54 |  | No | Other | Shippable | 0 |  | Not Applicable as per Item Classification |  | Not Applicable
953-8635 | 953-8635 | SPA, IRONRIDGE, Manufacturer Rebate for 210-1000, End Date 3/31/2023, Convert Solar, 4204550 Convert Solar | -0.65 |  | No | Other | Shippable | 0 |  | Not Applicable as per Item Classification |  | Not Applicable
953-8636 | 953-8636 | SPA, IRONRIDGE, Manufacturer Rebate for 211-0497, End Date 3/31/2023, Convert Solar, 4204550 Convert Solar | -0.09 |  | No | Other | Shippable | 0 |  | Not Applicable as per Item Classification |  | Not Applicable
953-8637 | 953-8637 | SPA, IRONRIDGE, Manufacturer Rebate for 260-0102, End Date 3/31/2023, Convert Solar, 4204550 Convert Solar | -0.05 |  | No | Other | Shippable | 0 |  | Not Applicable as per Item Classification |  | Not Applicable
953-8638 | 953-8638 | SPA, IRONRIDGE, Manufacturer Rebate for 260-0281, End Date 3/31/2023, Convert Solar, 4204550 Convert Solar | -0.09 |  | No | Other | Shippable | 0 |  | Not Applicable as per Item Classification |  | Not Applicable
953-8639 | 953-8639 | SPA, IRONRIDGE, Manufacturer Rebate for 590-0117, End Date 3/31/2023, Convert Solar, 4204550 Convert Solar | -0.09 |  | No | Other | Shippable | 0 |  | Not Applicable as per Item Classification |  | Not Applicable
953-8640 | 953-8640 | SPA, IRONRIDGE, Manufacturer Rebate for 270-0152, End Date 3/31/2023, Convert Solar, 4204550 Convert Solar | -0.02 |  | No | Other | Shippable | 0 |  | Not Applicable as per Item Classification |  | Not Applicable
953-8641 | 953-8641 | SPA, ENPHASE ENERGY, INC., Manufacturer Rebate for 321-0223, End Date 3/31/2022, Max Qty. 500, Q-00016229, 4204322 DESERT VIEW REMODELERS LLC dba Universal Solar Direct | -27.19 |  | No | Other | Shippable | 0 |  | Not Applicable as per Item Classification |  | Not Applicable
953-8642 | 953-8642 | SPA, ENPHASE ENERGY, INC., Manufacturer Rebate for 321-0216, End Date 3/31/2022, Max Qty. 2500, Q-00016229, 4204322 DESERT VIEW REMODELERS LLC dba Universal Solar Direct | -26.23 |  | No | Other | Shippable | 0 |  | Not Applicable as per Item Classification |  | Not Applicable
953-8643 | 953-8643 | SPA, SOLARIA CORP, Manufacturer Rebate for 110-1254, End Date 6/30/2022, Solaria Platinum, 80633 Solar Roof Dynamics LLC | -59.67 |  | No | Other | Shippable | 0 |  | Not Applicable as per Item Classification |  | Not Applicable
953-8644 | 953-8644 | SPA, ENPHASE ENERGY, INC., Manufacturer Rebate for 321-0215, End Date 3/31/2022, Q-00015505, 203176 Energy Solutions Direct | -21.99 |  | No | Other | Shippable | 0 |  | Not Applicable as per Item Classification |  | Not Applicable
953-8645 | 953-8645 | SPA, SOLAREDGE TECHNOLOGIES INC, Manufacturer Rebate for 565-0108, End Date 6/30/2022, SOL1644, 4417 REVISION ENERGY LLC | -12.39 |  | No | Other | Shippable | 0 |  | Not Applicable as per Item Classification |  | Not Applicable
953-8646 | 953-8646 | SPA, SOLAREDGE TECHNOLOGIES INC, Manufacturer Rebate for 310-0287, End Date 6/30/2022, SOL1644, 4417 REVISION ENERGY LLC | -243.3 |  | No | Other | Shippable | 0 |  | Not Applicable as per Item Classification |  | Not Applicable
953-8647 | 953-8647 | SPA, SOLAREDGE TECHNOLOGIES INC, Manufacturer Rebate for 310-0644, End Date 6/30/2022, SOL1644, 4417 REVISION ENERGY LLC | -293.3 |  | No | Other | Shippable | 0 |  | Not Applicable as per Item Classification |  | Not Applicable
953-8648 | 953-8648 | SPA, SOLARIA CORP, Manufacturer Rebate for 110-1254, End Date 12/31/2022, TresFinale, Inc. dba Renew Roof & Solar, 4205540 TresFinale, Inc. dba ReNew Solar Solutions | -40 |  | No | Other | Shippable | 0 |  | Not Applicable as per Item Classification |  | Not Applicable
953-8649 | 953-8649 | SPA, ENPHASE ENERGY, INC., Manufacturer Rebate for 321-0216, End Date 6/30/2022, Q-00017098, 203176 Energy Solutions Direct | -36.49 |  | No | Other | Shippable | 0 |  | Not Applicable as per Item Classification |  | Not Applicable
953-8650 | 953-8650 | SPA, ENPHASE ENERGY, INC., Manufacturer Rebate for 321-0233, End Date 6/30/2022, Q-00017098, 203176 Energy Solutions Direct | -46 |  | No | Other | Shippable | 0 |  | Not Applicable as per Item Classification |  | Not Applicable
953-8651 | 953-8651 | SPA, SOLAREDGE TECHNOLOGIES INC, Manufacturer Rebate for 310-0645, End Date 12/31/2022, SOL1594, 4204550 Convert Solar | -146.83 |  | No | Other | Shippable | 0 |  | Not Applicable as per Item Classification |  | Not Applicable
953-8652 | 953-8652 | SPA, ENPHASE ENERGY, INC., Manufacturer Rebate for 321-0215, End Date 6/30/2022, Q-00016999, 4205145 Titanium Solar LLC | -19.07 |  | No | Other | Shippable | 0 |  | Not Applicable as per Item Classification |  | Not Applicable
953-8653 | 953-8653 | SPA, ENPHASE ENERGY, INC., Manufacturer Rebate for 321-0216, End Date 6/30/2022, Q-00016999, 4205145 Titanium Solar LLC | -18.14 |  | No | Other | Shippable | 0 |  | Not Applicable as per Item Classification |  | Not Applicable
953-8654 | 953-8654 | SPA, ENPHASE ENERGY, INC., Manufacturer Rebate for 321-0229, End Date 6/30/2022, Q-00016999, 4205145 Titanium Solar LLC | -22.94 |  | No | Other | Shippable | 0 |  | Not Applicable as per Item Classification |  | Not Applicable
953-8655 | 953-8655 | SPA, ENPHASE ENERGY, INC., Manufacturer Rebate for 321-0232, End Date 6/30/2022, Q-00016999, 4205145 Titanium Solar LLC | -33.14 |  | No | Other | Shippable | 0 |  | Not Applicable as per Item Classification |  | Not Applicable
953-8656 | 953-8656 | SPA, ENPHASE ENERGY, INC., Manufacturer Rebate for 321-0233, End Date 6/30/2022, Q-00016999, 4205145 Titanium Solar LLC | -25 |  | No | Other | Shippable | 0 |  | Not Applicable as per Item Classification |  | Not Applicable
953-8657 | 953-8657 | SPA, SOLARIA CORP, Manufacturer Rebate for 110-1254, End Date 6/30/2022, Treepublic- Solaria SPA, 89983 Treepublic | -28 |  | No | Other | Shippable | 0 |  | Not Applicable as per Item Classification |  | Not Applicable
953-8658 | 953-8658 | SPA, ENPHASE ENERGY, INC., Manufacturer Rebate for 480-0133, End Date 3/31/2022, Q-00016782, 11779 HEsolar LLC | -983.09 |  | No | Other | Shippable | 0 |  | Not Applicable as per Item Classification |  | Not Applicable
953-8659 | 953-8659 | SPA, SOLAREDGE TECHNOLOGIES INC, Manufacturer Rebate for 310-0597, End Date 6/30/2021, SOL1250, 4204719 Motive Energy Telecommunications Group, Inc. dba Motive Infrastructure Solutions | -33.38 |  | No | Other | Shippable | 0 |  | Not Applicable as per Item Classification |  | Not Applicable
953-8660 | 953-8660 | SPA, PANASONIC CORPORATION OF NORTH AMERICA, Manufacturer Rebate for 110-1318, End Date 6/30/2022, Max Qty. 759, HE Solar 15 cent SPA 370EV BOB, 11779 HEsolar LLC | -81.49 |  | No | Other | Shippable | 0 |  | Not Applicable as per Item Classification |  | Not Applicable
953-8661 | 953-8661 | SPA, REC SOLAR dba REC AMERICAS, LLC, Manufacturer Rebate for 110-1311, End Date 6/30/2022, Sunergy - REC Q2 $.03/w SPA, 203313 Sunergy, Inc | -30.45 |  | No | Other | Shippable | 0 |  | Not Applicable as per Item Classification |  | Not Applicable
953-8662 | 953-8662 | SPA, ENPHASE ENERGY, INC., Manufacturer Rebate for 321-0233, End Date 3/31/2022, Q-00016865, 4205007 Castaways Energy LLC | -7 |  | No | Other | Shippable | 0 |  | Not Applicable as per Item Classification |  | Not Applicable
953-8663 | 953-8663 | SPA, ENPHASE ENERGY, INC., Manufacturer Rebate for 321-0232, End Date 3/31/2022, Q-00016865, 4205007 Castaways Energy LLC | -7.75 |  | No | Other | Shippable | 0 |  | Not Applicable as per Item Classification |  | Not Applicable
953-8664 | 953-8664 | SPA, ENPHASE ENERGY, INC., Manufacturer Rebate for 321-0231, End Date 3/31/2022, Q-00016865, 4205007 Castaways Energy LLC | -8.95 |  | No | Other | Shippable | 0 |  | Not Applicable as per Item Classification |  | Not Applicable
953-8665 | 953-8665 | SPA, ENPHASE ENERGY, INC., Manufacturer Rebate for 321-0230, End Date 3/31/2022, Q-00016865, 4205007 Castaways Energy LLC | -8.25 |  | No | Other | Shippable | 0 |  | Not Applicable as per Item Classification |  | Not Applicable
953-8666 | 953-8666 | SPA, SOLAREDGE TECHNOLOGIES INC, Manufacturer Rebate for 565-0236, End Date 6/30/2022, SOL1250, 4204719 Motive Energy Telecommunications Group, Inc. dba Motive Infrastructure Solutions | -23.5 |  | No | Other | Shippable | 0 |  | Not Applicable as per Item Classification |  | Not Applicable
953-8667 | 953-8667 | SPA, ENPHASE ENERGY, INC., Manufacturer Rebate for 321-0233, End Date 6/30/2022, HE Solar $18.00 Blanket Micro SPA for 8+, 11779 HEsolar LLC | -23.01 |  | No | Other | Shippable | 0 |  | Not Applicable as per Item Classification |  | Not Applicable
953-8668 | 953-8668 | SPA, SOLARIA CORP, Manufacturer Rebate for 110-1254, End Date 6/30/2022, Premier $0.12ElectriCare, 1032 ELECTRICARE INC. | -48 |  | No | Other | Shippable | 0 |  | Not Applicable as per Item Classification |  | Not Applicable
953-8669 | 953-8669 | SPA, SOLARIA CORP, Manufacturer Rebate for 110-1254, End Date 6/30/2022, Platinum $.08/W – SilverFox, 89613 Silver Fox Renewables LLC | -32 |  | No | Other | Shippable | 0 |  | Not Applicable as per Item Classification |  | Not Applicable
953-8670 | 953-8670 | SPA, SOLARIA CORP, Manufacturer Rebate for 110-1254, End Date 6/30/2022, Alderete - Solaria SPA - Platinum, 80290 Alderete Pools/Solar | -63.67 |  | No | Other | Shippable | 0 |  | Not Applicable as per Item Classification |  | Not Applicable
953-8671 | 953-8671 | SPA, SOLAREDGE TECHNOLOGIES INC, Manufacturer Rebate for 310-0595, End Date 6/30/2021, SOL1250, 4204719 Motive Energy Telecommunications Group, Inc. dba Motive Infrastructure Solutions | -14.13 |  | No | Other | Shippable | 0 |  | Not Applicable as per Item Classification |  | Not Applicable
953-8672 | 953-8672 | SPA, ENPHASE ENERGY, INC., Manufacturer Rebate for 321-0223, End Date 6/30/2022, Max Qty. 1000, Q-00017858, 4203842 Bell Electrical Systems LLC | -24.36 |  | No | Other | Shippable | 0 |  | Not Applicable as per Item Classification |  | Not Applicable
953-8673 | 953-8673 | SPA, ENPHASE ENERGY, INC., Manufacturer Rebate for 321-0216, End Date 6/30/2022, Max Qty. 1500, Q-00017858, 4203842 Bell Electrical Systems LLC | -22.83 |  | No | Other | Shippable | 0 |  | Not Applicable as per Item Classification |  | Not Applicable
953-8674 | 953-8674 | SPA, ENPHASE ENERGY, INC., Manufacturer Rebate for 321-0230, End Date 6/30/2022, Max Qty. 1000, Q-00017858, 4203842 Bell Electrical Systems LLC | -27.97 |  | No | Other | Shippable | 0 |  | Not Applicable as per Item Classification |  | Not Applicable
953-8675 | 953-8675 | SPA, ENPHASE ENERGY, INC., Manufacturer Rebate for 321-0231, End Date 6/30/2022, Max Qty. 1000, Q-00017858, 4203842 Bell Electrical Systems LLC | -29.72 |  | No | Other | Shippable | 0 |  | Not Applicable as per Item Classification |  | Not Applicable
953-8676 | 953-8676 | SPA, ENPHASE ENERGY, INC., Manufacturer Rebate for 321-0232, End Date 6/30/2022, Max Qty. 1000, Q-00017858, 4203842 Bell Electrical Systems LLC | -27.59 |  | No | Other | Shippable | 0 |  | Not Applicable as per Item Classification |  | Not Applicable
953-8677 | 953-8677 | SPA, ENPHASE ENERGY, INC., Manufacturer Rebate for 321-0233, End Date 6/30/2022, Max Qty. 1000, Q-00017858, 4203842 Bell Electrical Systems LLC | -26.24 |  | No | Other | Shippable | 0 |  | Not Applicable as per Item Classification |  | Not Applicable
953-8678 | 953-8678 | SPA, ENPHASE ENERGY, INC., Manufacturer Rebate for 321-0223, End Date 6/30/2022, Q-00017393, 88583 SolFarm Solar Co | -11.11 |  | No | Other | Shippable | 0 |  | Not Applicable as per Item Classification |  | Not Applicable
953-8679 | 953-8679 | SPA, ENPHASE ENERGY, INC., Manufacturer Rebate for 321-0216, End Date 6/30/2022, Q-00017393, 88583 SolFarm Solar Co | -10.64 |  | No | Other | Shippable | 0 |  | Not Applicable as per Item Classification |  | Not Applicable
953-8680 | 953-8680 | SPA, ENPHASE ENERGY, INC., Manufacturer Rebate for 321-0219, End Date 6/30/2022, Q-00017393, 88583 SolFarm Solar Co | -10.96 |  | No | Other | Shippable | 0 |  | Not Applicable as per Item Classification |  | Not Applicable
953-8681 | 953-8681 | SPA, ENPHASE ENERGY, INC., Manufacturer Rebate for 321-0215, End Date 6/30/2022, Q-00017393, 88583 SolFarm Solar Co | -11.3 |  | No | Other | Shippable | 0 |  | Not Applicable as per Item Classification |  | Not Applicable
953-8682 | 953-8682 | SPA, ENPHASE ENERGY, INC., Manufacturer Rebate for 321-0229, End Date 6/30/2022, Q-00017393, 88583 SolFarm Solar Co | -12.97 |  | No | Other | Shippable | 0 |  | Not Applicable as per Item Classification |  | Not Applicable
953-8683 | 953-8683 | SPA, ENPHASE ENERGY, INC., Manufacturer Rebate for 321-0230, End Date 6/30/2022, Q-00017393, 88583 SolFarm Solar Co | -12.75 |  | No | Other | Shippable | 0 |  | Not Applicable as per Item Classification |  | Not Applicable
953-8684 | 953-8684 | SPA, ENPHASE ENERGY, INC., Manufacturer Rebate for 321-0231, End Date 6/30/2022, Q-00017393, 88583 SolFarm Solar Co | -13.23 |  | No | Other | Shippable | 0 |  | Not Applicable as per Item Classification |  | Not Applicable
953-8685 | 953-8685 | SPA, ENPHASE ENERGY, INC., Manufacturer Rebate for 321-0232, End Date 6/30/2022, Q-00017393, 88583 SolFarm Solar Co | -13.22 |  | No | Other | Shippable | 0 |  | Not Applicable as per Item Classification |  | Not Applicable
953-8686 | 953-8686 | SPA, ENPHASE ENERGY, INC., Manufacturer Rebate for 321-0233, End Date 6/30/2022, Q-00017393, 88583 SolFarm Solar Co | -12.22 |  | No | Other | Shippable | 0 |  | Not Applicable as per Item Classification |  | Not Applicable
953-8687 | 953-8687 | SPA, ENPHASE ENERGY, INC., Manufacturer Rebate for 321-0215, End Date 6/30/2022, Max Qty. 1000, Q-00017467, 89424 Creative Solar USA Inc | -11.3 |  | No | Other | Shippable | 0 |  | Not Applicable as per Item Classification |  | Not Applicable
953-8688 | 953-8688 | SPA, ENPHASE ENERGY, INC., Manufacturer Rebate for 321-0216, End Date 6/30/2022, Max Qty. 5, Q-00017467, 89424 Creative Solar USA Inc | -10.64 |  | No | Other | Shippable | 0 |  | Not Applicable as per Item Classification |  | Not Applicable
953-8689 | 953-8689 | SPA, ENPHASE ENERGY, INC., Manufacturer Rebate for 321-0229, End Date 6/30/2022, Max Qty. 1000, Q-00017467, 89424 Creative Solar USA Inc | -12.97 |  | No | Other | Shippable | 0 |  | Not Applicable as per Item Classification |  | Not Applicable
953-8690 | 953-8690 | SPA, ENPHASE ENERGY, INC., Manufacturer Rebate for 321-0233, End Date 6/30/2022, Max Qty. 5, Q-00017467, 89424 Creative Solar USA Inc | -12.22 |  | No | Other | Shippable | 0 |  | Not Applicable as per Item Classification |  | Not Applicable
953-8691 | 953-8691 | SPA, ENPHASE ENERGY, INC., Manufacturer Rebate for 321-0216, End Date 6/30/2022, Max Qty. 100, Q-00018192, 89609 Sunlight Enterprises, Inc dba Sunlight Solar | -21.82 |  | No | Other | Shippable | 0 |  | Not Applicable as per Item Classification |  | Not Applicable
953-8692 | 953-8692 | SPA, ENPHASE ENERGY, INC., Manufacturer Rebate for 321-0233, End Date 6/30/2022, Max Qty. 100, Q-00018192, 89609 Sunlight Enterprises, Inc dba Sunlight Solar | -25.08 |  | No | Other | Shippable | 0 |  | Not Applicable as per Item Classification |  | Not Applicable
953-8693 | 953-8693 | SPA, ENPHASE ENERGY, INC., Manufacturer Rebate for 321-0215, End Date 6/30/2022, Max Qty. 5000, Q-00018344, 4204564 SunVena Solar | -23.92 |  | No | Other | Shippable | 0 |  | Not Applicable as per Item Classification |  | Not Applicable
953-8694 | 953-8694 | SPA, ENPHASE ENERGY, INC., Manufacturer Rebate for 321-0216, End Date 6/30/2022, Max Qty. 5, Q-00018344, 4204564 SunVena Solar | -33.21 |  | No | Other | Shippable | 0 |  | Not Applicable as per Item Classification |  | Not Applicable
953-8695 | 953-8695 | SPA, ENPHASE ENERGY, INC., Manufacturer Rebate for 321-0229, End Date 6/30/2022, Max Qty. 5000, Q-00018344, 4204564 SunVena Solar | -27.49 |  | No | Other | Shippable | 0 |  | Not Applicable as per Item Classification |  | Not Applicable
953-8696 | 953-8696 | SPA, ENPHASE ENERGY, INC., Manufacturer Rebate for 321-0233, End Date 6/30/2022, Max Qty. 5, Q-00018344, 4204564 SunVena Solar | -38.17 |  | No | Other | Shippable | 0 |  | Not Applicable as per Item Classification |  | Not Applicable
953-8697 | 953-8697 | SPA, ENPHASE ENERGY, INC., Manufacturer Rebate for 321-0231, End Date 6/30/2022, Max Qty. 5, Q-00018344, 4204564 SunVena Solar | -30.14 |  | No | Other | Shippable | 0 |  | Not Applicable as per Item Classification |  | Not Applicable
953-8698 | 953-8698 | SPA, ENPHASE ENERGY, INC., Manufacturer Rebate for 321-0232, End Date 6/30/2022, Max Qty. 5, Q-00018344, 4204564 SunVena Solar | -27.68 |  | No | Other | Shippable | 0 |  | Not Applicable as per Item Classification |  | Not Applicable
953-8699 | 953-8699 | SPA, ENPHASE ENERGY, INC., Manufacturer Rebate for 321-0230, End Date 6/30/2022, Max Qty. 5, Q-00018344, 4204564 SunVena Solar | -53.76 |  | No | Other | Shippable | 0 |  | Not Applicable as per Item Classification |  | Not Applicable
953-8700 | 953-8700 | SPA, ENPHASE ENERGY, INC., Manufacturer Rebate for 321-0223, End Date 6/30/2022, Max Qty. 5, Q-00018344, 4204564 SunVena Solar | -46.77 |  | No | Other | Shippable | 0 |  | Not Applicable as per Item Classification |  | Not Applicable
953-8701 | 953-8701 | SPA, SOLARIA CORP, Manufacturer Rebate for 110-1254, End Date 6/30/2022, Effect - Solaria - Platinum, 4204221 Effect Energy Inc | -71 |  | No | Other | Shippable | 0 |  | Not Applicable as per Item Classification |  | Not Applicable
953-8702 | 953-8702 | SPA, ENPHASE ENERGY, INC., Manufacturer Rebate for 321-0223, End Date 3/31/2022, Q-00015865, 4203125:1 Renu Energy TCI (INTL Orders) | -29.54 |  | No | Other | Shippable | 0 |  | Not Applicable as per Item Classification |  | Not Applicable
953-8703 | 953-8703 | SPA, SOLARIA CORP, Manufacturer Rebate for 110-1254, End Date 6/30/2022, Effect - Solaria - Platinum, 4204221 Effect Energy Inc | -68.67 |  | No | Other | Shippable | 0 |  | Not Applicable as per Item Classification |  | Not Applicable
953-8704 | 953-8704 | SPA, SOLARIA CORP, Manufacturer Rebate for 110-1254, End Date 3/31/2022, San Marino Solar - Solaria, 203765 San Marino Solar & Electric, LLC | -24 |  | No | Other | Shippable | 0 |  | Not Applicable as per Item Classification |  | Not Applicable
953-8705 | 953-8705 | SPA, IRONRIDGE, Manufacturer Rebate for 212-0005, End Date 3/31/2022, IronRidge SPA Meraki, 4202957 Meraki Installers LLC | -1.86 |  | No | Other | Shippable | 0 |  | Not Applicable as per Item Classification |  | Not Applicable
953-8706 | 953-8706 | SPA, UNIRAC INC, Manufacturer Rebate for 250-1374, End Date 5/31/2022, 990904, 4204550 Convert Solar | -0.88 |  | No | Other | Shippable | 0 |  | Not Applicable as per Item Classification |  | Not Applicable
953-8707 | 953-8707 | SPA, UNIRAC INC, Manufacturer Rebate for 250-1377, End Date 5/31/2022, 990904, 4204550 Convert Solar | -0.88 |  | No | Other | Shippable | 0 |  | Not Applicable as per Item Classification |  | Not Applicable
953-8708 | 953-8708 | SPA, IRONRIDGE, Manufacturer Rebate for 211-0095, End Date 3/31/2023, Convert Solar, 4204550 Convert Solar | -0.03 |  | No | Other | Shippable | 0 |  | Not Applicable as per Item Classification |  | Not Applicable
953-8709 | 953-8709 | SPA, IRONRIDGE, Manufacturer Rebate for 211-0095, End Date 3/31/2023, Convert Solar, 4204550 Convert Solar | -0.03 |  | No | Other | Shippable | 0 |  | Not Applicable as per Item Classification |  | Not Applicable
953-8710 | 953-8710 | SPA, UNIRAC INC, Manufacturer Rebate for 270-1027, End Date 5/31/2022, 990904, 4204550 Convert Solar | -0.85 |  | No | Other | Shippable | 0 |  | Not Applicable as per Item Classification |  | Not Applicable
953-8711 | 953-8711 | SPA, IRONRIDGE, Manufacturer Rebate for 210-1008, End Date 3/31/2023, Convert Solar, 4204550 Convert Solar | -1.15 |  | No | Other | Shippable | 0 |  | Not Applicable as per Item Classification |  | Not Applicable
953-8712 | 953-8712 | SPA, IRONRIDGE, Manufacturer Rebate for 220-0716, End Date 3/31/2023, Convert Solar, 4204550 Convert Solar | -0.23 |  | No | Other | Shippable | 0 |  | Not Applicable as per Item Classification |  | Not Applicable
953-8713 | 953-8713 | SPA, IRONRIDGE, Manufacturer Rebate for 220-0350, End Date 3/31/2023, Convert Solar, 4204550 Convert Solar | -0.82 |  | No | Other | Shippable | 0 |  | Not Applicable as per Item Classification |  | Not Applicable
953-8714 | 953-8714 | SPA, ENPHASE ENERGY, INC., Manufacturer Rebate for 321-0233, End Date 6/30/2022, Max Qty. 2400, Q-00017756, 7290 SONRAY SOLAR, INC. DBA SONRAY CONSTRUCTION | -18.02 |  | No | Other | Shippable | 0 |  | Not Applicable as per Item Classification |  | Not Applicable
953-8715 | 953-8715 | SPA, ENPHASE ENERGY, INC., Manufacturer Rebate for 321-0229, End Date 6/30/2022, Max Qty. 2400, Q-00017756, 7290 SONRAY SOLAR, INC. DBA SONRAY CONSTRUCTION | -18.03 |  | No | Other | Shippable | 0 |  | Not Applicable as per Item Classification |  | Not Applicable
953-8716 | 953-8716 | SPA, ENPHASE ENERGY, INC., Manufacturer Rebate for 321-0215, End Date 6/30/2022, Max Qty. 1800, Q-00017525, 489493 Sparrow Electric | -36.8 |  | No | Other | Shippable | 0 |  | Not Applicable as per Item Classification |  | Not Applicable
953-8717 | 953-8717 | SPA, ENPHASE ENERGY, INC., Manufacturer Rebate for 321-0223, End Date 6/30/2022, Max Qty. 1000, Q-00017525, 489493 Sparrow Electric | -42.91 |  | No | Other | Shippable | 0 |  | Not Applicable as per Item Classification |  | Not Applicable
953-8718 | 953-8718 | SPA, ENPHASE ENERGY, INC., Manufacturer Rebate for 321-0216, End Date 6/30/2022, Max Qty. 1000, Q-00017525, 489493 Sparrow Electric | -39.06 |  | No | Other | Shippable | 0 |  | Not Applicable as per Item Classification |  | Not Applicable
953-8719 | 953-8719 | SPA, ENPHASE ENERGY, INC., Manufacturer Rebate for 321-0229, End Date 6/30/2022, Max Qty. 1800, Q-00017525, 489493 Sparrow Electric | -32.85 |  | No | Other | Shippable | 0 |  | Not Applicable as per Item Classification |  | Not Applicable
953-8720 | 953-8720 | SPA, ENPHASE ENERGY, INC., Manufacturer Rebate for 321-0231, End Date 6/30/2022, Max Qty. 200, Q-00017525, 489493 Sparrow Electric | -39.17 |  | No | Other | Shippable | 0 |  | Not Applicable as per Item Classification |  | Not Applicable
953-8721 | 953-8721 | SPA, ENPHASE ENERGY, INC., Manufacturer Rebate for 321-0232, End Date 6/30/2022, Max Qty. 200, Q-00017525, 489493 Sparrow Electric | -35.67 |  | No | Other | Shippable | 0 |  | Not Applicable as per Item Classification |  | Not Applicable
953-8722 | 953-8722 | SPA, ENPHASE ENERGY, INC., Manufacturer Rebate for 321-0233, End Date 6/30/2022, Max Qty. 1000, Q-00017525, 489493 Sparrow Electric | -34.16 |  | No | Other | Shippable | 0 |  | Not Applicable as per Item Classification |  | Not Applicable
953-8723 | 953-8723 | SPA, ENPHASE ENERGY, INC., Manufacturer Rebate for 321-0229, End Date 6/30/2022, Q-00017097, 4204977 Modern Concepts Construction | -27.5 |  | No | Other | Shippable | 0 |  | Not Applicable as per Item Classification |  | Not Applicable
953-8724 | 953-8724 | SPA, ENPHASE ENERGY, INC., Manufacturer Rebate for 321-0233, End Date 6/30/2022, Q-00017097, 4204977 Modern Concepts Construction | -31.68 |  | No | Other | Shippable | 0 |  | Not Applicable as per Item Classification |  | Not Applicable
953-8725 | 953-8725 | SPA, UNIRAC INC, Manufacturer Rebate for 250-1377, End Date 5/31/2022, 990904, 4204550 Convert Solar | -0.5 |  | No | Other | Shippable | 0 |  | Not Applicable as per Item Classification |  | Not Applicable
953-8726 | 953-8726 | SPA, UNIRAC INC, Manufacturer Rebate for 270-1027, End Date 5/31/2022, 990904, 4204550 Convert Solar | -0.84 |  | No | Other | Shippable | 0 |  | Not Applicable as per Item Classification |  | Not Applicable
953-8727 | 953-8727 | SPA, IRONRIDGE, Manufacturer Rebate for 212-0002, End Date 3/31/2023, IronRidge SPA Meraki NEW, 4202957 Meraki Installers LLC | -1.82 |  | No | Other | Shippable | 0 |  | Not Applicable as per Item Classification |  | Not Applicable
953-8728 | 953-8728 | SPA, IRONRIDGE, Manufacturer Rebate for 212-0005, End Date 3/31/2023, IronRidge SPA Meraki NEW, 4202957 Meraki Installers LLC | -1.93 |  | No | Other | Shippable | 0 |  | Not Applicable as per Item Classification |  | Not Applicable
953-8729 | 953-8729 | SPA, UNIRAC INC, Manufacturer Rebate for 250-1448, End Date 5/31/2022, 990904, 4204550 Convert Solar | -5.4 |  | No | Other | Shippable | 0 |  | Not Applicable as per Item Classification |  | Not Applicable
953-8730 | 953-8730 | SPA, UNIRAC INC, Manufacturer Rebate for 250-1382, End Date 5/31/2022, 990904, 4204550 Convert Solar | -0.15 |  | No | Other | Shippable | 0 |  | Not Applicable as per Item Classification |  | Not Applicable
953-8731 | 953-8731 | SPA, UNIRAC INC, Manufacturer Rebate for 250-1374, End Date 5/31/2022, 990904, 4204550 Convert Solar | -5 |  | No | Other | Shippable | 0 |  | Not Applicable as per Item Classification |  | Not Applicable
953-8732 | 953-8732 | SPA, UNIRAC INC, Manufacturer Rebate for 250-1383, End Date 5/31/2022, 990904, 4204550 Convert Solar | -0.05 |  | No | Other | Shippable | 0 |  | Not Applicable as per Item Classification |  | Not Applicable
953-8733 | 953-8733 | SPA, SOLARIA CORP, Manufacturer Rebate for 110-1254, End Date 6/30/2022, Hero Construction_Solaria SPA_Q2 2022, 4205426 Hero Construction Group Inc. dba Hero Power | -28 |  | No | Other | Shippable | 0 |  | Not Applicable as per Item Classification |  | Not Applicable
953-8734 | 953-8734 | SPA, SOLARIA CORP, Manufacturer Rebate for 110-1254, End Date 6/30/2022, SES Ft. Pierce_Solaria SPA_Q2 2022, 87248 Florida Solar Products, Inc dba Solar Energy Systems | -32 |  | No | Other | Shippable | 0 |  | Not Applicable as per Item Classification |  | Not Applicable
953-8735 | 953-8735 | SPA, PANASONIC CORPORATION OF NORTH AMERICA, Manufacturer Rebate for 110-1328, End Date 12/30/2022, HE Solar - EVPV410H 2022 Q3/Q4, 11779 HEsolar LLC | -66.61 |  | No | Other | Shippable | 0 |  | Not Applicable as per Item Classification |  | Not Applicable
953-8736 | 953-8736 | SPA, PANASONIC CORPORATION OF NORTH AMERICA, Manufacturer Rebate for 110-1307, End Date 3/31/2022, Panasonic SPA, 7097 Voltaic Solaire LLC | -29.27 |  | No | Other | Shippable | 0 |  | Not Applicable as per Item Classification |  | Not Applicable
953-8737 | 953-8737 | SPA, PANASONIC CORPORATION OF NORTH AMERICA, Manufacturer Rebate for 321-0219, End Date 3/31/2022, Panasonic SPA, 4907 SUNLIGHT TO THE RESCUE, LLC | -10.92 |  | No | Other | Shippable | 0 |  | Not Applicable as per Item Classification |  | Not Applicable
953-8738 | 953-8738 | SPA, ENPHASE ENERGY, INC., Manufacturer Rebate for 321-0230, End Date 6/30/2022, Max Qty. 200, Q-00017525, 489493 Sparrow Electric | -36.66 |  | No | Other | Shippable | 0 |  | Not Applicable as per Item Classification |  | Not Applicable
953-8739 | 953-8739 | SPA, ENPHASE ENERGY, INC., Manufacturer Rebate for 321-0216, End Date 6/30/2022, Q-00017097, 4204977 Modern Concepts Construction | -23.28 |  | No | Other | Shippable | 0 |  | Not Applicable as per Item Classification |  | Not Applicable
953-8740 | 953-8740 | SPA, ENPHASE ENERGY, INC., Manufacturer Rebate for 321-0230, End Date 6/30/2022, Q-00018259, 4205007 Castaways Energy LLC | -8.25 |  | No | Other | Shippable | 0 |  | Not Applicable as per Item Classification |  | Not Applicable
953-8741 | 953-8741 | SPA, ENPHASE ENERGY, INC., Manufacturer Rebate for 321-0231, End Date 6/30/2022, Q-00018259, 4205007 Castaways Energy LLC | -8.95 |  | No | Other | Shippable | 0 |  | Not Applicable as per Item Classification |  | Not Applicable
953-8742 | 953-8742 | SPA, ENPHASE ENERGY, INC., Manufacturer Rebate for 321-0232, End Date 6/30/2022, Q-00018259, 4205007 Castaways Energy LLC | -7.75 |  | No | Other | Shippable | 0 |  | Not Applicable as per Item Classification |  | Not Applicable
953-8743 | 953-8743 | SPA, ENPHASE ENERGY, INC., Manufacturer Rebate for 321-0233, End Date 6/30/2022, Q-00018259, 4205007 Castaways Energy LLC | -7 |  | No | Other | Shippable | 0 |  | Not Applicable as per Item Classification |  | Not Applicable
953-8744 | 953-8744 | SPA, ENPHASE ENERGY, INC., Manufacturer Rebate for 321-0229, End Date 6/30/2022, Q-00017477, 4204088 Unicity Solar Energy LLC | -36.34 |  | No | Other | Shippable | 0 |  | Not Applicable as per Item Classification |  | Not Applicable
953-8745 | 953-8745 | SPA, ENPHASE ENERGY, INC., Manufacturer Rebate for 321-0233, End Date 6/30/2022, Q-00017477, 4204088 Unicity Solar Energy LLC | -26.74 |  | No | Other | Shippable | 0 |  | Not Applicable as per Item Classification |  | Not Applicable
953-8746 | 953-8746 | SPA, ENPHASE ENERGY, INC., Manufacturer Rebate for 570-1196, End Date 6/30/2022, Q-00017477, 4204088 Unicity Solar Energy LLC | -51.8 |  | No | Other | Shippable | 0 |  | Not Applicable as per Item Classification |  | Not Applicable
953-8747 | 953-8747 | SPA, ENPHASE ENERGY, INC., Manufacturer Rebate for 570-1226, End Date 6/30/2022, Q-00017477, 4204088 Unicity Solar Energy LLC | -51.8 |  | No | Other | Shippable | 0 |  | Not Applicable as per Item Classification |  | Not Applicable
953-8748 | 953-8748 | SPA, ENPHASE ENERGY, INC., Manufacturer Rebate for 321-0215, End Date 6/30/2022, Q-00017477, 4204088 Unicity Solar Energy LLC | -31.62 |  | No | Other | Shippable | 0 |  | Not Applicable as per Item Classification |  | Not Applicable
953-8749 | 953-8749 | SPA, ENPHASE ENERGY, INC., Manufacturer Rebate for 321-0229, End Date 6/30/2022, Q-00018044, 4205307 That Solar Company LLC | -14.94 |  | No | Other | Shippable | 0 |  | Not Applicable as per Item Classification |  | Not Applicable
953-8750 | 953-8750 | SPA, ENPHASE ENERGY, INC., Manufacturer Rebate for 321-0215, End Date 6/30/2022, Q-00018044, 4205307 That Solar Company LLC | -22.29 |  | No | Other | Shippable | 0 |  | Not Applicable as per Item Classification |  | Not Applicable
953-8751 | 953-8751 | SPA, ENPHASE ENERGY, INC., Manufacturer Rebate for 321-0215, End Date 6/30/2022, Q-00017656, 4204494 Evergreen Solar and Construction dba Evergreen Builders | -25.79 |  | No | Other | Shippable | 0 |  | Not Applicable as per Item Classification |  | Not Applicable
953-8752 | 953-8752 | SPA, ENPHASE ENERGY, INC., Manufacturer Rebate for 321-0216, End Date 6/30/2022, Q-00017656, 4204494 Evergreen Solar and Construction dba Evergreen Builders | -21.48 |  | No | Other | Shippable | 0 |  | Not Applicable as per Item Classification |  | Not Applicable
953-8753 | 953-8753 | SPA, ENPHASE ENERGY, INC., Manufacturer Rebate for 321-0223, End Date 6/30/2022, Q-00017656, 4204494 Evergreen Solar and Construction dba Evergreen Builders | -25 |  | No | Other | Shippable | 0 |  | Not Applicable as per Item Classification |  | Not Applicable
953-8754 | 953-8754 | SPA, ENPHASE ENERGY, INC., Manufacturer Rebate for 321-0229, End Date 6/30/2022, Q-00017656, 4204494 Evergreen Solar and Construction dba Evergreen Builders | -20.94 |  | No | Other | Shippable | 0 |  | Not Applicable as per Item Classification |  | Not Applicable
953-8755 | 953-8755 | SPA, SOLARIA CORP, Manufacturer Rebate for 110-1254, End Date 6/30/2022, Solaria DIAMOND Newport Solar Q2 2022, 82564 Newport Solar | -40 |  | No | Other | Shippable | 0 |  | Not Applicable as per Item Classification |  | Not Applicable
953-8756 | 953-8756 | SPA, PANASONIC CORPORATION OF NORTH AMERICA, Manufacturer Rebate for 110-1307, End Date 6/30/2022, q2 spa, 4205383 Sky Solar Energy, Inc | -33 |  | No | Other | Shippable | 0 |  | Not Applicable as per Item Classification |  | Not Applicable
953-8757 | 953-8757 | SPA, ENPHASE ENERGY, INC., Manufacturer Rebate for 321-0219, End Date 6/30/2022, q2 SPA from Panasonic, 4205383 Sky Solar Energy, Inc | -20 |  | No | Other | Shippable | 0 |  | Not Applicable as per Item Classification |  | Not Applicable
953-8758 | 953-8758 | SPA, SOLARIA CORP, Manufacturer Rebate for 110-1254, End Date 6/30/2022, Nippon - Solaria $0.07, 31018 Nippon Energy Inc | -28 |  | No | Other | Shippable | 0 |  | Not Applicable as per Item Classification |  | Not Applicable
953-8759 | 953-8759 | SPA, IRONRIDGE, Manufacturer Rebate for 270-1033, End Date 3/31/2023, IronRidge SPA Meraki NEW, 4202957 Meraki Installers LLC | -2.55 |  | No | Other | Shippable | 0 |  | Not Applicable as per Item Classification |  | Not Applicable
953-8760 | 953-8760 | SPA, IRONRIDGE, Manufacturer Rebate for 260-0102, End Date 3/31/2023, IronRidge SPA Meraki NEW, 4202957 Meraki Installers LLC | -1.07 |  | No | Other | Shippable | 0 |  | Not Applicable as per Item Classification |  | Not Applicable
953-8761 | 953-8761 | SPA, IRONRIDGE, Manufacturer Rebate for 210-1004, End Date 3/31/2023, IronRidge SPA Meraki NEW, 4202957 Meraki Installers LLC | -4.67 |  | No | Other | Shippable | 0 |  | Not Applicable as per Item Classification |  | Not Applicable
953-8762 | 953-8762 | SPA, IRONRIDGE, Manufacturer Rebate for 270-0152, End Date 3/31/2023, IronRidge SPA Meraki NEW, 4202957 Meraki Installers LLC | -0.44 |  | No | Other | Shippable | 0 |  | Not Applicable as per Item Classification |  | Not Applicable
953-8763 | 953-8763 | SPA, IRONRIDGE, Manufacturer Rebate for 590-0116, End Date 3/31/2023, IronRidge SPA Meraki NEW, 4202957 Meraki Installers LLC | -0.66 |  | No | Other | Shippable | 0 |  | Not Applicable as per Item Classification |  | Not Applicable
953-8764 | 953-8764 | SPA, IRONRIDGE, Manufacturer Rebate for 260-0110, End Date 3/31/2023, IronRidge SPA Meraki NEW, 4202957 Meraki Installers LLC | -0.3 |  | No | Other | Shippable | 0 |  | Not Applicable as per Item Classification |  | Not Applicable
953-8765 | 953-8765 | SPA, IRONRIDGE, Manufacturer Rebate for 590-0115, End Date 3/31/2023, IronRidge SPA Meraki NEW, 4202957 Meraki Installers LLC | -1.08 |  | No | Other | Shippable | 0 |  | Not Applicable as per Item Classification |  | Not Applicable
953-8766 | 953-8766 | SPA, IRONRIDGE, Manufacturer Rebate for 590-0117, End Date 3/31/2023, IronRidge SPA Meraki NEW, 4202957 Meraki Installers LLC | -1.95 |  | No | Other | Shippable | 0 |  | Not Applicable as per Item Classification |  | Not Applicable
953-8767 | 953-8767 | SPA, IRONRIDGE, Manufacturer Rebate for 220-0360, End Date 3/31/2023, IronRidge SPA Meraki NEW, 4202957 Meraki Installers LLC | -24.37 |  | No | Other | Shippable | 0 |  | Not Applicable as per Item Classification |  | Not Applicable
953-8768 | 953-8768 | SPA, IRONRIDGE, Manufacturer Rebate for 220-0350, End Date 3/31/2023, IronRidge SPA Meraki NEW, 4202957 Meraki Installers LLC | -7.74 |  | No | Other | Shippable | 0 |  | Not Applicable as per Item Classification |  | Not Applicable
953-8769 | 953-8769 | SPA, IRONRIDGE, Manufacturer Rebate for 270-1044, End Date 3/31/2023, IronRidge SPA Meraki NEW, 4202957 Meraki Installers LLC | -0.58 |  | No | Other | Shippable | 0 |  | Not Applicable as per Item Classification |  | Not Applicable
953-8770 | 953-8770 | SPA, IRONRIDGE, Manufacturer Rebate for 220-0716, End Date 3/31/2023, IronRidge SPA Meraki NEW, 4202957 Meraki Installers LLC | -1.56 |  | No | Other | Shippable | 0 |  | Not Applicable as per Item Classification |  | Not Applicable
953-8771 | 953-8771 | SPA, IRONRIDGE, Manufacturer Rebate for 212-0003, End Date 3/31/2023, IronRidge SPA Meraki NEW, 4202957 Meraki Installers LLC | -1.92 |  | No | Other | Shippable | 0 |  | Not Applicable as per Item Classification |  | Not Applicable
953-8772 | 953-8772 | SPA, IRONRIDGE, Manufacturer Rebate for 211-0096, End Date 3/31/2023, IronRidge SPA Meraki NEW, 4202957 Meraki Installers LLC | -0.72 |  | No | Other | Shippable | 0 |  | Not Applicable as per Item Classification |  | Not Applicable
953-8773 | 953-8773 | SPA, IRONRIDGE, Manufacturer Rebate for 211-0095, End Date 3/31/2023, IronRidge SPA Meraki NEW, 4202957 Meraki Installers LLC | -0.61 |  | No | Other | Shippable | 0 |  | Not Applicable as per Item Classification |  | Not Applicable
953-8774 | 953-8774 | SPA, IRONRIDGE, Manufacturer Rebate for 210-1003, End Date 3/31/2023, IronRidge SPA Meraki NEW, 4202957 Meraki Installers LLC | -4.07 |  | No | Other | Shippable | 0 |  | Not Applicable as per Item Classification |  | Not Applicable
953-8775 | 953-8775 | SPA, IRONRIDGE, Manufacturer Rebate for 271-0008, End Date 3/31/2023, IronRidge SPA Meraki NEW, 4202957 Meraki Installers LLC | -3.79 |  | No | Other | Shippable | 0 |  | Not Applicable as per Item Classification |  | Not Applicable
953-8776 | 953-8776 | SPA, IRONRIDGE, Manufacturer Rebate for 271-0009, End Date 3/31/2023, IronRidge SPA Meraki NEW, 4202957 Meraki Installers LLC | -1.97 |  | No | Other | Shippable | 0 |  | Not Applicable as per Item Classification |  | Not Applicable
953-8777 | 953-8777 | SPA, IRONRIDGE, Manufacturer Rebate for 270-0942, End Date 3/31/2023, IronRidge SPA Meraki NEW, 4202957 Meraki Installers LLC | -9.15 |  | No | Other | Shippable | 0 |  | Not Applicable as per Item Classification |  | Not Applicable
953-8778 | 953-8778 | SPA, IRONRIDGE, Manufacturer Rebate for 260-0101, End Date 3/31/2023, IronRidge SPA Meraki NEW, 4202957 Meraki Installers LLC | -1.01 |  | No | Other | Shippable | 0 |  | Not Applicable as per Item Classification |  | Not Applicable
953-8779 | 953-8779 | SPA, IRONRIDGE, Manufacturer Rebate for 260-0109, End Date 3/31/2023, IronRidge SPA Meraki NEW, 4202957 Meraki Installers LLC | -0.28 |  | No | Other | Shippable | 0 |  | Not Applicable as per Item Classification |  | Not Applicable
953-8780 | 953-8780 | SPA, IRONRIDGE, Manufacturer Rebate for 211-0464, End Date 3/31/2023, IronRidge SPA Meraki NEW, 4202957 Meraki Installers LLC | -1.73 |  | No | Other | Shippable | 0 |  | Not Applicable as per Item Classification |  | Not Applicable
953-8781 | 953-8781 | SPA, IRONRIDGE, Manufacturer Rebate for 260-0106, End Date 3/31/2023, IronRidge SPA Meraki NEW, 4202957 Meraki Installers LLC | -0.3 |  | No | Other | Shippable | 0 |  | Not Applicable as per Item Classification |  | Not Applicable
953-8782 | 953-8782 | SPA, IRONRIDGE, Manufacturer Rebate for 260-0114, End Date 3/31/2023, IronRidge SPA Meraki NEW, 4202957 Meraki Installers LLC | -0.3 |  | No | Other | Shippable | 0 |  | Not Applicable as per Item Classification |  | Not Applicable
953-8783 | 953-8783 | SPA, ENPHASE ENERGY, INC., Manufacturer Rebate for 321-0230, End Date 6/30/2022, Q-00017656, 4204494 Evergreen Solar and Construction dba Evergreen Builders | -19.57 |  | No | Other | Shippable | 0 |  | Not Applicable as per Item Classification |  | Not Applicable
953-8784 | 953-8784 | SPA, ENPHASE ENERGY, INC., Manufacturer Rebate for 321-0231, End Date 6/30/2022, Q-00017656, 4204494 Evergreen Solar and Construction dba Evergreen Builders | -26.59 |  | No | Other | Shippable | 0 |  | Not Applicable as per Item Classification |  | Not Applicable
953-8785 | 953-8785 | SPA, ENPHASE ENERGY, INC., Manufacturer Rebate for 321-0232, End Date 6/30/2022, Q-00017656, 4204494 Evergreen Solar and Construction dba Evergreen Builders | -18.14 |  | No | Other | Shippable | 0 |  | Not Applicable as per Item Classification |  | Not Applicable
953-8786 | 953-8786 | SPA, ENPHASE ENERGY, INC., Manufacturer Rebate for 321-0233, End Date 6/30/2022, Q-00017656, 4204494 Evergreen Solar and Construction dba Evergreen Builders | -16 |  | No | Other | Shippable | 0 |  | Not Applicable as per Item Classification |  | Not Applicable
953-8787 | 953-8787 | SPA, ENPHASE ENERGY, INC., Manufacturer Rebate for 321-0223, End Date 6/30/2022, Q-00017296, 4203975 Solartime USA | -19.23 |  | No | Other | Shippable | 0 |  | Not Applicable as per Item Classification |  | Not Applicable
953-8788 | 953-8788 | SPA, ENPHASE ENERGY, INC., Manufacturer Rebate for 321-0216, End Date 6/30/2022, Q-00017296, 4203975 Solartime USA | -18.23 |  | No | Other | Shippable | 0 |  | Not Applicable as per Item Classification |  | Not Applicable
953-8789 | 953-8789 | SPA, ENPHASE ENERGY, INC., Manufacturer Rebate for 321-0230, End Date 6/30/2022, Q-00017296, 4203975 Solartime USA | -22.09 |  | No | Other | Shippable | 0 |  | Not Applicable as per Item Classification |  | Not Applicable
953-8790 | 953-8790 | SPA, ENPHASE ENERGY, INC., Manufacturer Rebate for 321-0232, End Date 6/30/2022, Q-00017296, 4203975 Solartime USA | -27.27 |  | No | Other | Shippable | 0 |  | Not Applicable as per Item Classification |  | Not Applicable
953-8791 | 953-8791 | SPA, ENPHASE ENERGY, INC., Manufacturer Rebate for 321-0233, End Date 6/30/2022, Q-00017296, 4203975 Solartime USA | -20.96 |  | No | Other | Shippable | 0 |  | Not Applicable as per Item Classification |  | Not Applicable
953-8792 | 953-8792 | SPA, ENPHASE ENERGY, INC., Manufacturer Rebate for 321-0216, End Date 6/30/2022, Q-00017477, 4204088 Unicity Solar Energy LLC | -23.27 |  | No | Other | Shippable | 0 |  | Not Applicable as per Item Classification |  | Not Applicable
953-8793 | 953-8793 | SPA, ENPHASE ENERGY, INC., Manufacturer Rebate for 321-0216, End Date 6/30/2022, Q-00018357, 489453 Orbit Energy & Power, LLC | -43.48 |  | No | Other | Shippable | 0 |  | Not Applicable as per Item Classification |  | Not Applicable
953-8794 | 953-8794 | SPA, ENPHASE ENERGY, INC., Manufacturer Rebate for 321-0215, End Date 6/30/2022, Q-00017490, 87248 Florida Solar Products, Inc dba Solar Energy Systems | -18.87 |  | No | Other | Shippable | 0 |  | Not Applicable as per Item Classification |  | Not Applicable
953-8795 | 953-8795 | SPA, ENPHASE ENERGY, INC., Manufacturer Rebate for 321-0216, End Date 6/30/2022, Q-00017490, 87248 Florida Solar Products, Inc dba Solar Energy Systems | -18.23 |  | No | Other | Shippable | 0 |  | Not Applicable as per Item Classification |  | Not Applicable
953-8796 | 953-8796 | SPA, ENPHASE ENERGY, INC., Manufacturer Rebate for 321-0229, End Date 6/30/2022, Q-00017490, 87248 Florida Solar Products, Inc dba Solar Energy Systems | -21.68 |  | No | Other | Shippable | 0 |  | Not Applicable as per Item Classification |  | Not Applicable
953-8797 | 953-8797 | SPA, ENPHASE ENERGY, INC., Manufacturer Rebate for 321-0233, End Date 6/30/2022, Q-00017490, 87248 Florida Solar Products, Inc dba Solar Energy Systems | -20.95 |  | No | Other | Shippable | 0 |  | Not Applicable as per Item Classification |  | Not Applicable
953-8798 | 953-8798 | SPA, IRONRIDGE, Manufacturer Rebate for 550-0382, End Date 3/31/2023, IronRidge SPA Meraki NEW, 4202957 Meraki Installers LLC | -1.62 |  | No | Other | Shippable | 0 |  | Not Applicable as per Item Classification |  | Not Applicable
953-8799 | 953-8799 | SPA, SOLAREDGE TECHNOLOGIES INC, Manufacturer Rebate for 310-0286, End Date 3/31/2022, SOL1617, 4203825 Powur PBC | -647.2 |  | No | Other | Shippable | 0 |  | Not Applicable as per Item Classification |  | Not Applicable
953-8800 | 953-8800 | SPA, SOLAREDGE TECHNOLOGIES INC, Manufacturer Rebate for 310-0286, End Date 3/31/2022, SOL1617, 4203825 Powur PBC | -647.2 |  | No | Other | Shippable | 0 |  | Not Applicable as per Item Classification |  | Not Applicable
953-8801 | 953-8801 | SPA, SOLARIA CORP, Manufacturer Rebate for 110-1254, End Date 6/30/2021, Jovic Construction- Solaria, 203664 Jovic Construction Inc | -24 |  | No | Other | Shippable | 0 |  | Not Applicable as per Item Classification |  | Not Applicable
953-8802 | 953-8802 | SPA, SOLARIA CORP, Manufacturer Rebate for 110-1254, End Date 6/30/2022, Beach Cities Solar -Solaria, 83685 Beach Cities Solar Inc | -24 |  | No | Other | Shippable | 0 |  | Not Applicable as per Item Classification |  | Not Applicable
953-8803 | 953-8803 | SPA, SOLARIA CORP, Manufacturer Rebate for 110-1254, End Date 6/30/2022, Harrison Electric, 7085 Sonpower, Inc. dba Harrison Electric & Solar | -20 |  | No | Other | Shippable | 0 |  | Not Applicable as per Item Classification |  | Not Applicable
953-8804 | 953-8804 | SPA, SOLARIA CORP, Manufacturer Rebate for 110-1254, End Date 6/30/2022, Sunergy - Solaria - Platinum, 203313 Sunergy, Inc | -87.67 |  | No | Other | Shippable | 0 |  | Not Applicable as per Item Classification |  | Not Applicable
953-8805 | 953-8805 | SPA, SOLARIA CORP, Manufacturer Rebate for 110-1254, End Date 6/30/2022, Platinum $.08/W – Giles Construction, 120823 Giles Construction | -32 |  | No | Other | Shippable | 0 |  | Not Applicable as per Item Classification |  | Not Applicable
953-8806 | 953-8806 | SPA, IRONRIDGE, Manufacturer Rebate for 210-1003, End Date 3/31/2023, Convert Solar, 4204550 Convert Solar | -0.75 |  | No | Other | Shippable | 0 |  | Not Applicable as per Item Classification |  | Not Applicable
953-8807 | 953-8807 | SPA, IRONRIDGE, Manufacturer Rebate for 211-0498, End Date 3/31/2023, Convert Solar, 4204550 Convert Solar | -0.1 |  | No | Other | Shippable | 0 |  | Not Applicable as per Item Classification |  | Not Applicable
953-8808 | 953-8808 | SPA, IRONRIDGE, Manufacturer Rebate for 270-0942, End Date 3/31/2023, Convert Solar, 4204550 Convert Solar | -0.95 |  | No | Other | Shippable | 0 |  | Not Applicable as per Item Classification |  | Not Applicable
953-8809 | 953-8809 | SPA, IRONRIDGE, Manufacturer Rebate for 211-0498, End Date 3/31/2023, IronRidge SPA Meraki NEW, 4202957 Meraki Installers LLC | -1.93 |  | No | Other | Shippable | 0 |  | Not Applicable as per Item Classification |  | Not Applicable
953-8810 | 953-8810 | SPA, PANASONIC CORPORATION OF NORTH AMERICA, Manufacturer Rebate for 110-1265, End Date 6/30/2022, PANASONIC Q2-22, 82467 Whole Sun Designs Inc. | -81.47 |  | No | Other | Shippable | 0 |  | Not Applicable as per Item Classification |  | Not Applicable
953-8811 | 953-8811 | SPA, PANASONIC CORPORATION OF NORTH AMERICA, Manufacturer Rebate for 110-1303, End Date 6/30/2022, Panasonic Q2-2022, 82467 Whole Sun Designs Inc. | -80.69 |  | No | Other | Shippable | 0 |  | Not Applicable as per Item Classification |  | Not Applicable
953-8812 | 953-8812 | SPA, ENPHASE ENERGY, INC., Manufacturer Rebate for 480-0133, End Date 6/30/2022, Max Qty. 30, Q-00018279, 203319 Good Faith Energy | -823.14 |  | No | Other | Shippable | 0 |  | Not Applicable as per Item Classification |  | Not Applicable
953-8813 | 953-8813 | SPA, ENPHASE ENERGY, INC., Manufacturer Rebate for 321-0215, End Date 6/30/2022, Max Qty. 800, Q-00018279, 203319 Good Faith Energy | -15.09 |  | No | Other | Shippable | 0 |  | Not Applicable as per Item Classification |  | Not Applicable
953-8814 | 953-8814 | SPA, ENPHASE ENERGY, INC., Manufacturer Rebate for 321-0223, End Date 6/30/2022, Max Qty. 1, Q-00018279, 203319 Good Faith Energy | -25.5 |  | No | Other | Shippable | 0 |  | Not Applicable as per Item Classification |  | Not Applicable
953-8815 | 953-8815 | SPA, ENPHASE ENERGY, INC., Manufacturer Rebate for 321-0216, End Date 6/30/2022, Max Qty. 600, Q-00018279, 203319 Good Faith Energy | -16.75 |  | No | Other | Shippable | 0 |  | Not Applicable as per Item Classification |  | Not Applicable
953-8816 | 953-8816 | SPA, ENPHASE ENERGY, INC., Manufacturer Rebate for 321-0229, End Date 6/30/2022, Max Qty. 800, Q-00018279, 203319 Good Faith Energy | -17.33 |  | No | Other | Shippable | 0 |  | Not Applicable as per Item Classification |  | Not Applicable
953-8817 | 953-8817 | SPA, ENPHASE ENERGY, INC., Manufacturer Rebate for 321-0230, End Date 6/30/2022, Max Qty. 1, Q-00018279, 203319 Good Faith Energy | -29.3 |  | No | Other | Shippable | 0 |  | Not Applicable as per Item Classification |  | Not Applicable
953-8818 | 953-8818 | SPA, ENPHASE ENERGY, INC., Manufacturer Rebate for 321-0233, End Date 6/30/2022, Max Qty. 1, Q-00018279, 203319 Good Faith Energy | -19.25 |  | No | Other | Shippable | 0 |  | Not Applicable as per Item Classification |  | Not Applicable
953-8819 | 953-8819 | SPA, SOLAREDGE TECHNOLOGIES INC, Manufacturer Rebate for 565-0238, End Date 12/31/2022, SOL1585, 4204821 Tron Solar | -12.43 |  | No | Other | Shippable | 0 |  | Not Applicable as per Item Classification |  | Not Applicable
953-8820 | 953-8820 | SPA, SOLAREDGE TECHNOLOGIES INC, Manufacturer Rebate for 565-0230, End Date 12/31/2022, SOL1585, 4204821 Tron Solar | -12.22 |  | No | Other | Shippable | 0 |  | Not Applicable as per Item Classification |  | Not Applicable
953-8821 | 953-8821 | SPA, SOLAREDGE TECHNOLOGIES INC, Manufacturer Rebate for 310-0288, End Date 12/31/2022, SOL1585, 4204821 Tron Solar | -172.42 |  | No | Other | Shippable | 0 |  | Not Applicable as per Item Classification |  | Not Applicable
953-8822 | 953-8822 | SPA, ENPHASE ENERGY, INC., Manufacturer Rebate for 321-0215, End Date 6/30/2022, Q-00017780, 89558 Sugar Hollow Solar, Inc | 6.39 |  | No | Other | Shippable | 0 |  | Not Applicable as per Item Classification |  | Not Applicable
953-8823 | 953-8823 | SPA, ENPHASE ENERGY, INC., Manufacturer Rebate for 321-0223, End Date 6/30/2022, Q-00017780, 89558 Sugar Hollow Solar, Inc | -11.24 |  | No | Other | Shippable | 0 |  | Not Applicable as per Item Classification |  | Not Applicable
953-8824 | 953-8824 | SPA, ENPHASE ENERGY, INC., Manufacturer Rebate for 321-0229, End Date 6/30/2022, Q-00017780, 89558 Sugar Hollow Solar, Inc | -12.97 |  | No | Other | Shippable | 0 |  | Not Applicable as per Item Classification |  | Not Applicable
953-8825 | 953-8825 | SPA, ENPHASE ENERGY, INC., Manufacturer Rebate for 321-0230, End Date 6/30/2022, Q-00017780, 89558 Sugar Hollow Solar, Inc | -12.9 |  | No | Other | Shippable | 0 |  | Not Applicable as per Item Classification |  | Not Applicable
953-8826 | 953-8826 | SPA, ENPHASE ENERGY, INC., Manufacturer Rebate for 321-0231, End Date 6/30/2022, Q-00017780, 89558 Sugar Hollow Solar, Inc | -13.39 |  | No | Other | Shippable | 0 |  | Not Applicable as per Item Classification |  | Not Applicable
953-8827 | 953-8827 | SPA, ENPHASE ENERGY, INC., Manufacturer Rebate for 321-0232, End Date 6/30/2022, Q-00017780, 89558 Sugar Hollow Solar, Inc | -13.36 |  | No | Other | Shippable | 0 |  | Not Applicable as per Item Classification |  | Not Applicable
953-8828 | 953-8828 | SPA, ENPHASE ENERGY, INC., Manufacturer Rebate for 321-0233, End Date 6/30/2022, Q-00017780, 89558 Sugar Hollow Solar, Inc | -12.23 |  | No | Other | Shippable | 0 |  | Not Applicable as per Item Classification |  | Not Applicable
953-8829 | 953-8829 | SPA, ENPHASE ENERGY, INC., Manufacturer Rebate for 321-0215, End Date 6/30/2022, Max Qty. 250, Q-00017457, 4203118:1 Speir Innovations LLC-GoodLeap | -18.87 |  | No | Other | Shippable | 0 |  | Not Applicable as per Item Classification |  | Not Applicable
953-8830 | 953-8830 | SPA, ENPHASE ENERGY, INC., Manufacturer Rebate for 321-0216, End Date 6/30/2022, Max Qty. 2500, Q-00017457, 4203118:1 Speir Innovations LLC-GoodLeap | -25.69 |  | No | Other | Shippable | 0 |  | Not Applicable as per Item Classification |  | Not Applicable
953-8831 | 953-8831 | SPA, ENPHASE ENERGY, INC., Manufacturer Rebate for 321-0223, End Date 6/30/2022, Max Qty. 1, Q-00017457, 4203118:1 Speir Innovations LLC-GoodLeap | -19.22 |  | No | Other | Shippable | 0 |  | Not Applicable as per Item Classification |  | Not Applicable
953-8832 | 953-8832 | SPA, ENPHASE ENERGY, INC., Manufacturer Rebate for 321-0229, End Date 6/30/2022, Max Qty. 250, Q-00017457, 4203118:1 Speir Innovations LLC-GoodLeap | -21.68 |  | No | Other | Shippable | 0 |  | Not Applicable as per Item Classification |  | Not Applicable
953-8833 | 953-8833 | SPA, ENPHASE ENERGY, INC., Manufacturer Rebate for 321-0233, End Date 6/30/2022, Max Qty. 2500, Q-00017457, 4203118:1 Speir Innovations LLC-GoodLeap | -29.53 |  | No | Other | Shippable | 0 |  | Not Applicable as per Item Classification |  | Not Applicable
953-8834 | 953-8834 | SPA, ENPHASE ENERGY, INC., Manufacturer Rebate for 321-0230, End Date 6/30/2022, Max Qty. 1, Q-00017457, 4203118:1 Speir Innovations LLC-GoodLeap | -22.07 |  | No | Other | Shippable | 0 |  | Not Applicable as per Item Classification |  | Not Applicable
953-8835 | 953-8835 | SPA, ENPHASE ENERGY, INC., Manufacturer Rebate for 321-0216, End Date 6/30/2022, Q-00017780, 89558 Sugar Hollow Solar, Inc | -10.65 |  | No | Other | Shippable | 0 |  | Not Applicable as per Item Classification |  | Not Applicable
953-8836 | 953-8836 | SPA, REC , Manufacturer Rebate for 110-1311, End Date 05/31/2022, Max Qty. 1, Southeast Blanket SPA | -68 |  | No | Other | Shippable | 0 |  | Not Applicable as per Item Classification |  | Not Applicable
953-8837 | 953-8837 | SPA, PANASONIC CORPORATION OF NORTH AMERICA, Manufacturer Rebate for 321-0232, End Date 12/31/2022, HE Solar - IQ8M 2022 Q3/Q4, 11779 HEsolar LLC | -21.08 |  | No | Other | Shippable | 0 |  | Not Applicable as per Item Classification |  | Not Applicable
953-8838 | 953-8838 | SPA, ENPHASE ENERGY, INC., Manufacturer Rebate for 480-0123, End Date 6/30/2022, Max Qty. 1, Q-00018279, 203319 Good Faith Energy | -261.85 |  | No | Other | Shippable | 0 |  | Not Applicable as per Item Classification |  | Not Applicable
953-8839 | 953-8839 | SPA, PANASONIC CORPORATION OF NORTH AMERICA, Manufacturer Rebate for 110-1265, End Date 6/30/2022, Central Region Panasonic Special Price Agreement, 11779 HEsolar LLC | -37.78 |  | No | Other | Shippable | 0 |  | Not Applicable as per Item Classification |  | Not Applicable
953-8840 | 953-8840 | SPA, PANASONIC CORPORATION OF NORTH AMERICA, Manufacturer Rebate for 110-1318, End Date 6/30/2022, 2022 SPA Central Region Panasonic Special Price Agreement, 4205507 AMERICAN DREAM SOLAR AND WINDOW INC dba Solar is Freedom | -19.49 |  | No | Other | Shippable | 0 |  | Not Applicable as per Item Classification |  | Not Applicable
953-8841 | 953-8841 | SPA, REC SOLAR dba REC AMERICAS, LLC, Manufacturer Rebate for 110-1311, End Date 5/31/2022, Southeast Blanket SPA, 4205127 Lunex Power Inc. | -68 |  | No | Other | Shippable | 0 |  | Not Applicable as per Item Classification |  | Not Applicable
953-8842 | 953-8842 | SPA, IRONRIDGE, Manufacturer Rebate for 211-0484, End Date 12/31/2022, Krannich East, 4202954 Krannich Solar East LLC | -0.26 |  | No | Other | Shippable | 0 |  | Not Applicable as per Item Classification |  | Not Applicable
953-8843 | 953-8843 | SPA, IRONRIDGE, Manufacturer Rebate for 211-0484, End Date 12/31/2022, Krannich East, 4202954 Krannich Solar East LLC | -0.26 |  | No | Other | Shippable | 0 |  | Not Applicable as per Item Classification |  | Not Applicable
953-8844 | 953-8844 | SPA, IRONRIDGE, Manufacturer Rebate for DS-210-1000, End Date 12/31/2022, Krannich East, 4202954 Krannich Solar East LLC | -0.33 |  | No | Other | Shippable | 0 |  | Not Applicable as per Item Classification |  | Not Applicable
953-8845 | 953-8845 | SPA, IRONRIDGE, Manufacturer Rebate for DS-271-0010, End Date 12/31/2022, Krannich East, 4202954 Krannich Solar East LLC | -0.12 |  | No | Other | Shippable | 0 |  | Not Applicable as per Item Classification |  | Not Applicable
953-8846 | 953-8846 | SPA, IRONRIDGE, Manufacturer Rebate for DS-210-1004, End Date 12/31/2022, Krannich East, 4202954 Krannich Solar East LLC | -0.44 |  | No | Other | Shippable | 0 |  | Not Applicable as per Item Classification |  | Not Applicable
953-8847 | 953-8847 | SPA, IRONRIDGE, Manufacturer Rebate for DS-211-0096, End Date 12/31/2022, Krannich East, 4202954 Krannich Solar East LLC | -0.02 |  | No | Other | Shippable | 0 |  | Not Applicable as per Item Classification |  | Not Applicable
953-8848 | 953-8848 | SPA, IRONRIDGE, Manufacturer Rebate for DS-211-0484, End Date 12/31/2022, Krannich East, 4202954 Krannich Solar East LLC | -0.26 |  | No | Other | Shippable | 0 |  | Not Applicable as per Item Classification |  | Not Applicable
953-8849 | 953-8849 | SPA, IRONRIDGE, Manufacturer Rebate for DS-260-0109, End Date 12/31/2022, Krannich East, 4202954 Krannich Solar East LLC | -0.01 |  | No | Other | Shippable | 0 |  | Not Applicable as per Item Classification |  | Not Applicable
953-8850 | 953-8850 | SPA, IRONRIDGE, Manufacturer Rebate for 270-0900, End Date 12/30/2022, Krannich East, 4202954 Krannich Solar East LLC | -0.1 |  | No | Other | Shippable | 0 |  | Not Applicable as per Item Classification |  | Not Applicable
953-8851 | 953-8851 | SPA, ENPHASE ENERGY, INC., Manufacturer Rebate for 321-0215, End Date 6/30/2022, Q-00017397, 6136 The Solar Guys Inc. DBA Compass Solar Energy | -11.3 |  | No | Other | Shippable | 0 |  | Not Applicable as per Item Classification |  | Not Applicable
953-8852 | 953-8852 | SPA, ENPHASE ENERGY, INC., Manufacturer Rebate for 321-0223, End Date 6/30/2022, Q-00017397, 6136 The Solar Guys Inc. DBA Compass Solar Energy | -11.11 |  | No | Other | Shippable | 0 |  | Not Applicable as per Item Classification |  | Not Applicable
953-8853 | 953-8853 | SPA, ENPHASE ENERGY, INC., Manufacturer Rebate for 321-0216, End Date 6/30/2022, Q-00017397, 6136 The Solar Guys Inc. DBA Compass Solar Energy | -10.64 |  | No | Other | Shippable | 0 |  | Not Applicable as per Item Classification |  | Not Applicable
953-8854 | 953-8854 | SPA, ENPHASE ENERGY, INC., Manufacturer Rebate for 321-0219, End Date 6/30/2022, Q-00017397, 6136 The Solar Guys Inc. DBA Compass Solar Energy | -10.96 |  | No | Other | Shippable | 0 |  | Not Applicable as per Item Classification |  | Not Applicable
953-8855 | 953-8855 | SPA, ENPHASE ENERGY, INC., Manufacturer Rebate for 321-0229, End Date 6/30/2022, Q-00017397, 6136 The Solar Guys Inc. DBA Compass Solar Energy | -12.97 |  | No | Other | Shippable | 0 |  | Not Applicable as per Item Classification |  | Not Applicable
953-8856 | 953-8856 | SPA, ENPHASE ENERGY, INC., Manufacturer Rebate for 321-0230, End Date 6/30/2022, Q-00017397, 6136 The Solar Guys Inc. DBA Compass Solar Energy | -12.75 |  | No | Other | Shippable | 0 |  | Not Applicable as per Item Classification |  | Not Applicable
953-8857 | 953-8857 | SPA, ENPHASE ENERGY, INC., Manufacturer Rebate for 321-0231, End Date 6/30/2022, Q-00017397, 6136 The Solar Guys Inc. DBA Compass Solar Energy | -13.23 |  | No | Other | Shippable | 0 |  | Not Applicable as per Item Classification |  | Not Applicable
953-8858 | 953-8858 | SPA, ENPHASE ENERGY, INC., Manufacturer Rebate for 321-0232, End Date 6/30/2022, Q-00017397, 6136 The Solar Guys Inc. DBA Compass Solar Energy | -13.22 |  | No | Other | Shippable | 0 |  | Not Applicable as per Item Classification |  | Not Applicable
953-8859 | 953-8859 | SPA, ENPHASE ENERGY, INC., Manufacturer Rebate for 321-0233, End Date 6/30/2022, Q-00017397, 6136 The Solar Guys Inc. DBA Compass Solar Energy | -12.22 |  | No | Other | Shippable | 0 |  | Not Applicable as per Item Classification |  | Not Applicable
953-8860 | 953-8860 | SPA, SOLARIA CORP, Manufacturer Rebate for 110-1254, End Date 6/30/2022, Basad dba:Elite Solar- Solaria SPA, 121208 Basad Construction DBA Elite Solar | -28 |  | No | Other | Shippable | 0 |  | Not Applicable as per Item Classification |  | Not Applicable
953-8861 | 953-8861 | SPA, ENPHASE ENERGY, INC., Manufacturer Rebate for 480-0133, End Date 6/30/2022, Q-00018280, 11779 HEsolar LLC | -983.09 |  | No | Other | Shippable | 0 |  | Not Applicable as per Item Classification |  | Not Applicable
953-8862 | 953-8862 | SPA, SOLARIA CORP, Manufacturer Rebate for 110-1254, End Date 6/30/2022, SolariaSPA 89263 ColoradopEnergySystems Q22022, 89263 Colorado Energy Systems LLC | -32.67 |  | No | Other | Shippable | 0 |  | Not Applicable as per Item Classification |  | Not Applicable
953-8863 | 953-8863 | SPA, ENPHASE ENERGY, INC., Manufacturer Rebate for 321-0215, End Date 6/30/2022, Q-00017352, 82909 PV MicroPower, LLC dba SunFarm Energy | -11.3 |  | No | Other | Shippable | 0 |  | Not Applicable as per Item Classification |  | Not Applicable
953-8864 | 953-8864 | SPA, ENPHASE ENERGY, INC., Manufacturer Rebate for 321-0223, End Date 6/30/2022, Q-00017352, 82909 PV MicroPower, LLC dba SunFarm Energy | -11.11 |  | No | Other | Shippable | 0 |  | Not Applicable as per Item Classification |  | Not Applicable
953-8865 | 953-8865 | SPA, ENPHASE ENERGY, INC., Manufacturer Rebate for 321-0216, End Date 6/30/2022, Q-00017352, 82909 PV MicroPower, LLC dba SunFarm Energy | -10.64 |  | No | Other | Shippable | 0 |  | Not Applicable as per Item Classification |  | Not Applicable
953-8866 | 953-8866 | SPA, ENPHASE ENERGY, INC., Manufacturer Rebate for 321-0229, End Date 6/30/2022, Q-00017352, 82909 PV MicroPower, LLC dba SunFarm Energy | -12.97 |  | No | Other | Shippable | 0 |  | Not Applicable as per Item Classification |  | Not Applicable
953-8867 | 953-8867 | SPA, ENPHASE ENERGY, INC., Manufacturer Rebate for 321-0230, End Date 6/30/2022, Q-00017352, 82909 PV MicroPower, LLC dba SunFarm Energy | -12.75 |  | No | Other | Shippable | 0 |  | Not Applicable as per Item Classification |  | Not Applicable
953-8868 | 953-8868 | SPA, ENPHASE ENERGY, INC., Manufacturer Rebate for 321-0231, End Date 6/30/2022, Q-00017352, 82909 PV MicroPower, LLC dba SunFarm Energy | -13.23 |  | No | Other | Shippable | 0 |  | Not Applicable as per Item Classification |  | Not Applicable
953-8869 | 953-8869 | SPA, ENPHASE ENERGY, INC., Manufacturer Rebate for 321-0232, End Date 6/30/2022, Q-00017352, 82909 PV MicroPower, LLC dba SunFarm Energy | -13.22 |  | No | Other | Shippable | 0 |  | Not Applicable as per Item Classification |  | Not Applicable
953-8870 | 953-8870 | SPA, ENPHASE ENERGY, INC., Manufacturer Rebate for 321-0233, End Date 6/30/2022, Q-00017352, 82909 PV MicroPower, LLC dba SunFarm Energy | -12.22 |  | No | Other | Shippable | 0 |  | Not Applicable as per Item Classification |  | Not Applicable
953-8871 | 953-8871 | SPA, SOLAREDGE TECHNOLOGIES INC, Manufacturer Rebate for 330-0579, End Date 6/30/2022, SOL1250, 4204719 Motive Energy Telecommunications Group, Inc. dba Motive Infrastructure Solutions | -450 |  | No | Other | Shippable | 0 |  | Not Applicable as per Item Classification |  | Not Applicable
953-8872 | 953-8872 | SPA, MISSION SOLAR ENERGY LLC, Manufacturer Rebate for 110-1272, End Date 6/30/2022, Mission SPA, 4205383 Sky Solar Energy, Inc | -24.15 |  | No | Other | Shippable | 0 |  | Not Applicable as per Item Classification |  | Not Applicable
953-8873 | 953-8873 | SPA, IRONRIDGE, Manufacturer Rebate for 212-0004, End Date 3/31/2023, IronRidge SPA Meraki NEW, 4202957 Meraki Installers LLC | -1.93 |  | No | Other | Shippable | 0 |  | Not Applicable as per Item Classification |  | Not Applicable
953-8874 | 953-8874 | SPA, ENPHASE ENERGY, INC., Manufacturer Rebate for 321-0219, End Date 6/30/2022, Q-00017448, 7121 Solar Alternatives Inc | -13.41 |  | No | Other | Shippable | 0 |  | Not Applicable as per Item Classification |  | Not Applicable
953-8875 | 953-8875 | SPA, ENPHASE ENERGY, INC., Manufacturer Rebate for 321-0229, End Date 6/30/2022, Q-00017448, 7121 Solar Alternatives Inc | -15.09 |  | No | Other | Shippable | 0 |  | Not Applicable as per Item Classification |  | Not Applicable
953-8876 | 953-8876 | SPA, ENPHASE ENERGY, INC., Manufacturer Rebate for 321-0233, End Date 6/30/2022, Q-00017448, 7121 Solar Alternatives Inc | -14.45 |  | No | Other | Shippable | 0 |  | Not Applicable as per Item Classification |  | Not Applicable
953-8877 | 953-8877 | SPA, ENPHASE ENERGY, INC., Manufacturer Rebate for 321-0232, End Date 6/30/2022, Q-00017448, 7121 Solar Alternatives Inc | -15.61 |  | No | Other | Shippable | 0 |  | Not Applicable as per Item Classification |  | Not Applicable
953-8878 | 953-8878 | SPA, ENPHASE ENERGY, INC., Manufacturer Rebate for 321-0231, End Date 6/30/2022, Q-00017448, 7121 Solar Alternatives Inc | -16.32 |  | No | Other | Shippable | 0 |  | Not Applicable as per Item Classification |  | Not Applicable
953-8879 | 953-8879 | SPA, ENPHASE ENERGY, INC., Manufacturer Rebate for 321-0219, End Date 6/30/2022, Q-00017455, 6900 Aberration, Inc. dba South Texas Solar Systems, Inc. | -25.77 |  | No | Other | Shippable | 0 |  | Not Applicable as per Item Classification |  | Not Applicable
953-8880 | 953-8880 | SPA, ENPHASE ENERGY, INC., Manufacturer Rebate for 321-0229, End Date 6/30/2022, Q-00017455, 6900 Aberration, Inc. dba South Texas Solar Systems, Inc. | -29.39 |  | No | Other | Shippable | 0 |  | Not Applicable as per Item Classification |  | Not Applicable
953-8881 | 953-8881 | SPA, ENPHASE ENERGY, INC., Manufacturer Rebate for 321-0230, End Date 6/30/2022, Q-00017455, 6900 Aberration, Inc. dba South Texas Solar Systems, Inc. | -31.12 |  | No | Other | Shippable | 0 |  | Not Applicable as per Item Classification |  | Not Applicable
953-8882 | 953-8882 | SPA, ENPHASE ENERGY, INC., Manufacturer Rebate for 321-0231, End Date 6/30/2022, Q-00017455, 6900 Aberration, Inc. dba South Texas Solar Systems, Inc. | -33.17 |  | No | Other | Shippable | 0 |  | Not Applicable as per Item Classification |  | Not Applicable
953-8883 | 953-8883 | SPA, ENPHASE ENERGY, INC., Manufacturer Rebate for 321-0232, End Date 6/30/2022, Q-00017455, 6900 Aberration, Inc. dba South Texas Solar Systems, Inc. | -30.19 |  | No | Other | Shippable | 0 |  | Not Applicable as per Item Classification |  | Not Applicable
953-8884 | 953-8884 | SPA, ENPHASE ENERGY, INC., Manufacturer Rebate for 321-0233, End Date 6/30/2022, Q-00017455, 6900 Aberration, Inc. dba South Texas Solar Systems, Inc. | -28.95 |  | No | Other | Shippable | 0 |  | Not Applicable as per Item Classification |  | Not Applicable
953-8885 | 953-8885 | SPA, ENPHASE ENERGY, INC., Manufacturer Rebate for 321-0233, End Date 6/30/2022, Max Qty. 500, Q-00017631, 4204527 Premier Solar Energy, Inc | -11.96 |  | No | Other | Shippable | 0 |  | Not Applicable as per Item Classification |  | Not Applicable
953-8886 | 953-8886 | SPA, ENPHASE ENERGY, INC., Manufacturer Rebate for 321-0216, End Date 6/30/2022, Q-00017550, 30870 Icon Solar Power | -18.34 |  | No | Other | Shippable | 0 |  | Not Applicable as per Item Classification |  | Not Applicable
953-8887 | 953-8887 | SPA, ENPHASE ENERGY, INC., Manufacturer Rebate for 321-0215, End Date 6/30/2022, Q-00017550, 30870 Icon Solar Power | -11.3 |  | No | Other | Shippable | 0 |  | Not Applicable as per Item Classification |  | Not Applicable
953-8888 | 953-8888 | SPA, ENPHASE ENERGY, INC., Manufacturer Rebate for 321-0229, End Date 6/30/2022, Q-00017550, 30870 Icon Solar Power | -12.97 |  | No | Other | Shippable | 0 |  | Not Applicable as per Item Classification |  | Not Applicable
953-8889 | 953-8889 | SPA, ENPHASE ENERGY, INC., Manufacturer Rebate for 321-0233, End Date 6/30/2022, Q-00017550, 30870 Icon Solar Power | -21.07 |  | No | Other | Shippable | 0 |  | Not Applicable as per Item Classification |  | Not Applicable
953-8890 | 953-8890 | SPA, ENPHASE ENERGY, INC., Manufacturer Rebate for 321-0230, End Date 6/30/2022, Q-00017550, 30870 Icon Solar Power | -12.75 |  | No | Other | Shippable | 0 |  | Not Applicable as per Item Classification |  | Not Applicable
953-8891 | 953-8891 | SPA, ENPHASE ENERGY, INC., Manufacturer Rebate for 321-0219, End Date 6/30/2022, Q-00017453, 4202996 Solergy | -12.97 |  | No | Other | Shippable | 0 |  | Not Applicable as per Item Classification |  | Not Applicable
953-8892 | 953-8892 | SPA, ENPHASE ENERGY, INC., Manufacturer Rebate for 321-0229, End Date 6/30/2022, Q-00017453, 4202996 Solergy | -14.96 |  | No | Other | Shippable | 0 |  | Not Applicable as per Item Classification |  | Not Applicable
953-8893 | 953-8893 | SPA, ENPHASE ENERGY, INC., Manufacturer Rebate for 321-0233, End Date 6/30/2022, Q-00017453, 4202996 Solergy | -14.5 |  | No | Other | Shippable | 0 |  | Not Applicable as per Item Classification |  | Not Applicable
953-8894 | 953-8894 | SPA, SOLAREDGE TECHNOLOGIES INC, Manufacturer Rebate for 310-0285, End Date 3/31/2023, SOL1796, 122186 Energy Service Partners Inc. dba ESP Contracting | -391 |  | No | Other | Shippable | 0 |  | Not Applicable as per Item Classification |  | Not Applicable
953-8895 | 953-8895 | SPA, SOLAREDGE TECHNOLOGIES INC, Manufacturer Rebate for 310-0596, End Date 3/31/2023, SOL1796, 122186 Energy Service Partners Inc. dba ESP Contracting | -375 |  | No | Other | Shippable | 0 |  | Not Applicable as per Item Classification |  | Not Applicable
953-8896 | 953-8896 | SPA, SOLAREDGE TECHNOLOGIES INC, Manufacturer Rebate for 310-0597, End Date 3/31/2023, SOL1796, 122186 Energy Service Partners Inc. dba ESP Contracting | -391 |  | No | Other | Shippable | 0 |  | Not Applicable as per Item Classification |  | Not Applicable
953-8897 | 953-8897 | SPA, SOLAREDGE TECHNOLOGIES INC, Manufacturer Rebate for 310-0598, End Date 3/31/2023, SOL1796, 122186 Energy Service Partners Inc. dba ESP Contracting | -390 |  | No | Other | Shippable | 0 |  | Not Applicable as per Item Classification |  | Not Applicable
953-8898 | 953-8898 | SPA, SOLAREDGE TECHNOLOGIES INC, Manufacturer Rebate for 565-0238, End Date 3/31/2023, SOL1796, 122186 Energy Service Partners Inc. dba ESP Contracting | -15.9 |  | No | Other | Shippable | 0 |  | Not Applicable as per Item Classification |  | Not Applicable
953-8899 | 953-8899 | SPA, SOLAREDGE TECHNOLOGIES INC, Manufacturer Rebate for 565-0108, End Date 3/31/2023, SOL1796, 122186 Energy Service Partners Inc. dba ESP Contracting | -15.9 |  | No | Other | Shippable | 0 |  | Not Applicable as per Item Classification |  | Not Applicable
953-8900 | 953-8900 | SPA, SOLARIA CORP, Manufacturer Rebate for 110-1254, End Date 6/30/2022, Solaria Platinum, 4204839 A&J Solar Electric, Inc. | -64.67 |  | No | Other | Shippable | 0 |  | Not Applicable as per Item Classification |  | Not Applicable
953-8901 | 953-8901 | SPA, SOLAREDGE TECHNOLOGIES INC, Manufacturer Rebate for 310-0595, End Date 3/31/2023, SOL1796, 122186 Energy Service Partners Inc. dba ESP Contracting | -313.5 |  | No | Other | Shippable | 0 |  | Not Applicable as per Item Classification |  | Not Applicable
953-8902 | 953-8902 | SPA, SOLAREDGE TECHNOLOGIES INC, Manufacturer Rebate for 310-0599, End Date 3/31/2023, SOL1796, 122186 Energy Service Partners Inc. dba ESP Contracting | -443 |  | No | Other | Shippable | 0 |  | Not Applicable as per Item Classification |  | Not Applicable
953-8903 | 953-8903 | SPA, SOLAREDGE TECHNOLOGIES INC, Manufacturer Rebate for 570-0240, End Date 3/31/2023, SOL1796, 122186 Energy Service Partners Inc. dba ESP Contracting | -62.5 |  | No | Other | Shippable | 0 |  | Not Applicable as per Item Classification |  | Not Applicable
953-8904 | 953-8904 | SPA, SOLAREDGE TECHNOLOGIES INC, Manufacturer Rebate for 310-0600, End Date 3/31/2023, SOL1796, 122186 Energy Service Partners Inc. dba ESP Contracting | -472.5 |  | No | Other | Shippable | 0 |  | Not Applicable as per Item Classification |  | Not Applicable
953-8905 | 953-8905 | SPA, SOLAREDGE TECHNOLOGIES INC, Manufacturer Rebate for 310-0286, End Date 3/31/2023, SOL1796, 122186 Energy Service Partners Inc. dba ESP Contracting | -390 |  | No | Other | Shippable | 0 |  | Not Applicable as per Item Classification |  | Not Applicable
953-8906 | 953-8906 | SPA, ENPHASE ENERGY, INC., Manufacturer Rebate for 321-0229, End Date 6/30/2022, Max Qty. 500, Q-00017631, 4204527 Premier Solar Energy, Inc | -11.34 |  | No | Other | Shippable | 0 |  | Not Applicable as per Item Classification |  | Not Applicable
953-8907 | 953-8907 | SPA, SOLAREDGE TECHNOLOGIES INC, Manufacturer Rebate for 565-0237, End Date 6/30/2022, SOL1250, 4204719 Motive Energy Telecommunications Group, Inc. dba Motive Infrastructure Solutions | -7.5 |  | No | Other | Shippable | 0 |  | Not Applicable as per Item Classification |  | Not Applicable
953-8908 | 953-8908 | SPA, ENPHASE ENERGY, INC., Manufacturer Rebate for 321-0229, End Date 6/30/2022, Q-00017871, 4271 HALCYON SOLAR CONSTRUCTION | -18.34 |  | No | Other | Shippable | 0 |  | Not Applicable as per Item Classification |  | Not Applicable
953-8909 | 953-8909 | SPA, ENPHASE ENERGY, INC., Manufacturer Rebate for 321-0233, End Date 6/30/2022, Q-00017871, 4271 HALCYON SOLAR CONSTRUCTION | -18.01 |  | No | Other | Shippable | 0 |  | Not Applicable as per Item Classification |  | Not Applicable
953-8910 | 953-8910 | SPA, ENPHASE ENERGY, INC., Manufacturer Rebate for 321-0230, End Date 6/30/2022, Q-00017871, 4271 HALCYON SOLAR CONSTRUCTION | -19.42 |  | No | Other | Shippable | 0 |  | Not Applicable as per Item Classification |  | Not Applicable
953-8911 | 953-8911 | SPA, ENPHASE ENERGY, INC., Manufacturer Rebate for 321-0231, End Date 6/30/2022, Q-00017871, 4271 HALCYON SOLAR CONSTRUCTION | -20.37 |  | No | Other | Shippable | 0 |  | Not Applicable as per Item Classification |  | Not Applicable
953-8912 | 953-8912 | SPA, ENPHASE ENERGY, INC., Manufacturer Rebate for 321-0229, End Date 6/30/2022, Q-00018005, 82214 Bermuda Engineering | -34.09 |  | No | Other | Shippable | 0 |  | Not Applicable as per Item Classification |  | Not Applicable
953-8913 | 953-8913 | SPA, ENPHASE ENERGY, INC., Manufacturer Rebate for 321-0233, End Date 6/30/2022, Q-00018005, 82214 Bermuda Engineering | -42.65 |  | No | Other | Shippable | 0 |  | Not Applicable as per Item Classification |  | Not Applicable
953-8914 | 953-8914 | SPA, ENPHASE ENERGY, INC., Manufacturer Rebate for 321-0230, End Date 6/30/2022, Q-00018005, 82214 Bermuda Engineering | -48.62 |  | No | Other | Shippable | 0 |  | Not Applicable as per Item Classification |  | Not Applicable
953-8915 | 953-8915 | SPA, ENPHASE ENERGY, INC., Manufacturer Rebate for 321-0231, End Date 6/30/2022, Q-00018005, 82214 Bermuda Engineering | -52.17 |  | No | Other | Shippable | 0 |  | Not Applicable as per Item Classification |  | Not Applicable
953-8916 | 953-8916 | SPA, ENPHASE ENERGY, INC., Manufacturer Rebate for 321-0232, End Date 6/30/2022, Q-00018005, 82214 Bermuda Engineering | -46.79 |  | No | Other | Shippable | 0 |  | Not Applicable as per Item Classification |  | Not Applicable
953-8917 | 953-8917 | SPA, SOLAREDGE TECHNOLOGIES INC, Manufacturer Rebate for 310-0287, End Date 12/31/2022, SOL1585, 4204821 Tron Solar | -23.92 |  | No | Other | Shippable | 0 |  | Not Applicable as per Item Classification |  | Not Applicable
953-8918 | 953-8918 | SPA, SOLAREDGE TECHNOLOGIES INC, Manufacturer Rebate for 310-0286, End Date 12/31/2022, sol1585, 4204821 Tron Solar | -110.9 |  | No | Other | Shippable | 0 |  | Not Applicable as per Item Classification |  | Not Applicable
953-8919 | 953-8919 | SPA, SOLAREDGE TECHNOLOGIES INC, Manufacturer Rebate for 310-0284, End Date 12/31/2022, SOL1585, 4204821 Tron Solar | -243.94 |  | No | Other | Shippable | 0 |  | Not Applicable as per Item Classification |  | Not Applicable
953-8920 | 953-8920 | SPA, SOLAREDGE TECHNOLOGIES INC, Manufacturer Rebate for 310-0283, End Date 12/31/2022, SOL1585, 4204821 Tron Solar | -122.34 |  | No | Other | Shippable | 0 |  | Not Applicable as per Item Classification |  | Not Applicable
953-8921 | 953-8921 | SPA, SOLAREDGE TECHNOLOGIES INC, Manufacturer Rebate for 310-0599, End Date 12/31/2022, SOL1585, 4204821 Tron Solar | -165.19 |  | No | Other | Shippable | 0 |  | Not Applicable as per Item Classification |  | Not Applicable
953-8922 | 953-8922 | SPA, SOLAREDGE TECHNOLOGIES INC, Manufacturer Rebate for 310-0598, End Date 12/31/2022, SOL1585, 4204821 Tron Solar | -246.21 |  | No | Other | Shippable | 0 |  | Not Applicable as per Item Classification |  | Not Applicable
953-8923 | 953-8923 | SPA, SOLAREDGE TECHNOLOGIES INC, Manufacturer Rebate for 310-0596, End Date 12/31/2022, SOL1585, 4204821 Tron Solar | -240.02 |  | No | Other | Shippable | 0 |  | Not Applicable as per Item Classification |  | Not Applicable
953-8924 | 953-8924 | SPA, SOLAREDGE TECHNOLOGIES INC, Manufacturer Rebate for 310-0595, End Date 12/31/2022, SOL1585, 4204821 Tron Solar | -119.05 |  | No | Other | Shippable | 0 |  | Not Applicable as per Item Classification |  | Not Applicable
953-8925 | 953-8925 | SPA, ENPHASE ENERGY, INC., Manufacturer Rebate for 321-0223, End Date 6/30/2022, Q-00018619, 203176 Energy Solutions Direct | -37.52 |  | No | Other | Shippable | 0 |  | Not Applicable as per Item Classification |  | Not Applicable
953-8926 | 953-8926 | SPA, ENPHASE ENERGY, INC., Manufacturer Rebate for 321-0215, End Date 6/30/2022, Q-00017871, 4271 HALCYON SOLAR CONSTRUCTION | -17.44 |  | No | Other | Shippable | 0 |  | Not Applicable as per Item Classification |  | Not Applicable
953-8927 | 953-8927 | SPA, ENPHASE ENERGY, INC., Manufacturer Rebate for 321-0216, End Date 6/30/2022, Q-00017871, 4271 HALCYON SOLAR CONSTRUCTION | -17.53 |  | No | Other | Shippable | 0 |  | Not Applicable as per Item Classification |  | Not Applicable
953-8928 | 953-8928 | SPA, ENPHASE ENERGY, INC., Manufacturer Rebate for 321-0223, End Date 6/30/2022, Q-00017871, 4271 HALCYON SOLAR CONSTRUCTION | -19.25 |  | No | Other | Shippable | 0 |  | Not Applicable as per Item Classification |  | Not Applicable
953-8929 | 953-8929 | SPA, ENPHASE ENERGY, INC., Manufacturer Rebate for 321-0223, End Date 6/30/2022, Q-00018005, 82214 Bermuda Engineering | -43.45 |  | No | Other | Shippable | 0 |  | Not Applicable as per Item Classification |  | Not Applicable
953-8930 | 953-8930 | SPA, ENPHASE ENERGY, INC., Manufacturer Rebate for 321-0216, End Date 6/30/2022, Q-00018005, 82214 Bermuda Engineering | -37.98 |  | No | Other | Shippable | 0 |  | Not Applicable as per Item Classification |  | Not Applicable
953-8931 | 953-8931 | SPA, ENPHASE ENERGY, INC., Manufacturer Rebate for 321-0216, End Date 6/30/2022, Q-00017874, 88596 American Array Solar | -25.48 |  | No | Other | Shippable | 0 |  | Not Applicable as per Item Classification |  | Not Applicable
953-8932 | 953-8932 | SPA, IRONRIDGE Manufacturer Rebate for # 210-1005, End Date 01/00/1900, Max Qty. , IR LOU Krannich East , 4202954 Krannich Solar East LLC | -4.6445 |  | No | Other | Shippable | 0 |  | Not Applicable as per Item Classification |  | Not Applicable
953-8933 | 953-8933 | SPA, IRONRIDGE Manufacturer Rebate for # 210-1006, End Date 01/00/1900, Max Qty. , IR LOU Krannich East , 4202954 Krannich Solar East LLC | -5.3264 |  | No | Other | Shippable | 0 |  | Not Applicable as per Item Classification |  | Not Applicable
953-8934 | 953-8934 | SPA, IRONRIDGE Manufacturer Rebate for # 210-1008, End Date 01/00/1900, Max Qty. , IR LOU Krannich East , 4202954 Krannich Solar East LLC | -6.0841 |  | No | Other | Shippable | 0 |  | Not Applicable as per Item Classification |  | Not Applicable
953-8935 | 953-8935 | SPA, IRONRIDGE Manufacturer Rebate for # 210-1009, End Date 01/00/1900, Max Qty. , IR LOU Krannich East , 4202954 Krannich Solar East LLC | -7.3782 |  | No | Other | Shippable | 0 |  | Not Applicable as per Item Classification |  | Not Applicable
953-8936 | 953-8936 | SPA, IRONRIDGE Manufacturer Rebate for # 211-0497, End Date 01/00/1900, Max Qty. , IR LOU Krannich East , 4202954 Krannich Solar East LLC | -1.5413 |  | No | Other | Shippable | 0 |  | Not Applicable as per Item Classification |  | Not Applicable
953-8937 | 953-8937 | SPA, IRONRIDGE Manufacturer Rebate for # 211-0498, End Date 01/00/1900, Max Qty. , IR LOU Krannich East , 4202954 Krannich Solar East LLC | -1.7356 |  | No | Other | Shippable | 0 |  | Not Applicable as per Item Classification |  | Not Applicable
953-8938 | 953-8938 | SPA, IRONRIDGE Manufacturer Rebate for # 211-0501, End Date 01/00/1900, Max Qty. , IR LOU Krannich East , 4202954 Krannich Solar East LLC | -1.94 |  | No | Other | Shippable | 0 |  | Not Applicable as per Item Classification |  | Not Applicable
953-8939 | 953-8939 | SPA, IRONRIDGE Manufacturer Rebate for # 211-0463, End Date 01/00/1900, Max Qty. , IR LOU Krannich East , 4202954 Krannich Solar East LLC | -1.3886 |  | No | Other | Shippable | 0 |  | Not Applicable as per Item Classification |  | Not Applicable
953-8940 | 953-8940 | SPA, IRONRIDGE Manufacturer Rebate for # 211-0464, End Date 01/00/1900, Max Qty. , IR LOU Krannich East , 4202954 Krannich Solar East LLC | -1.3886 |  | No | Other | Shippable | 0 |  | Not Applicable as per Item Classification |  | Not Applicable
953-8941 | 953-8941 | SPA, IRONRIDGE Manufacturer Rebate for # 211-0465, End Date 01/00/1900, Max Qty. , IR LOU Krannich East , 4202954 Krannich Solar East LLC | -1.4925 |  | No | Other | Shippable | 0 |  | Not Applicable as per Item Classification |  | Not Applicable
953-8942 | 953-8942 | SPA, IRONRIDGE Manufacturer Rebate for # 260-0281, End Date 01/00/1900, Max Qty. , IR LOU Krannich East , 4202954 Krannich Solar East LLC | -0.68725 |  | No | Other | Shippable | 0 |  | Not Applicable as per Item Classification |  | Not Applicable
953-8943 | 953-8943 | SPA, IRONRIDGE Manufacturer Rebate for # 260-0101, End Date 01/00/1900, Max Qty. , IR LOU Krannich East , 4202954 Krannich Solar East LLC | -0.76261 |  | No | Other | Shippable | 0 |  | Not Applicable as per Item Classification |  | Not Applicable
953-8944 | 953-8944 | SPA, IRONRIDGE Manufacturer Rebate for # 260-0102, End Date 01/00/1900, Max Qty. , IR LOU Krannich East , 4202954 Krannich Solar East LLC | -0.81317 |  | No | Other | Shippable | 0 |  | Not Applicable as per Item Classification |  | Not Applicable
953-8945 | 953-8945 | SPA, IRONRIDGE Manufacturer Rebate for # 260-0103, End Date 01/00/1900, Max Qty. , IR LOU Krannich East , 4202954 Krannich Solar East LLC | -0.26991 |  | No | Other | Shippable | 0 |  | Not Applicable as per Item Classification |  | Not Applicable
953-8946 | 953-8946 | SPA, IRONRIDGE Manufacturer Rebate for # 260-0104, End Date 01/00/1900, Max Qty. , IR LOU Krannich East , 4202954 Krannich Solar East LLC | -0.055624 |  | No | Other | Shippable | 0 |  | Not Applicable as per Item Classification |  | Not Applicable
953-8947 | 953-8947 | SPA, IRONRIDGE Manufacturer Rebate for # 260-0105, End Date 01/00/1900, Max Qty. , IR LOU Krannich East , 4202954 Krannich Solar East LLC | -0.11991 |  | No | Other | Shippable | 0 |  | Not Applicable as per Item Classification |  | Not Applicable
953-8948 | 953-8948 | SPA, IRONRIDGE Manufacturer Rebate for # 260-0106, End Date 01/00/1900, Max Qty. , IR LOU Krannich East , 4202954 Krannich Solar East LLC | -0.28562 |  | No | Other | Shippable | 0 |  | Not Applicable as per Item Classification |  | Not Applicable
953-8949 | 953-8949 | SPA, IRONRIDGE Manufacturer Rebate for # 260-0107, End Date 01/00/1900, Max Qty. , IR LOU Krannich East , 4202954 Krannich Solar East LLC | -0.26991 |  | No | Other | Shippable | 0 |  | Not Applicable as per Item Classification |  | Not Applicable
953-8950 | 953-8950 | SPA, IRONRIDGE Manufacturer Rebate for # 260-0108, End Date 01/00/1900, Max Qty. , IR LOU Krannich East , 4202954 Krannich Solar East LLC | -0.28562 |  | No | Other | Shippable | 0 |  | Not Applicable as per Item Classification |  | Not Applicable
953-8951 | 953-8951 | SPA, IRONRIDGE Manufacturer Rebate for # 260-0109, End Date 01/00/1900, Max Qty. , IR LOU Krannich East , 4202954 Krannich Solar East LLC | -0.26991 |  | No | Other | Shippable | 0 |  | Not Applicable as per Item Classification |  | Not Applicable
953-8952 | 953-8952 | SPA, IRONRIDGE Manufacturer Rebate for # 260-0110, End Date 01/00/1900, Max Qty. , IR LOU Krannich East , 4202954 Krannich Solar East LLC | -0.28562 |  | No | Other | Shippable | 0 |  | Not Applicable as per Item Classification |  | Not Applicable
953-8953 | 953-8953 | SPA, IRONRIDGE Manufacturer Rebate for # 260-0111, End Date 01/00/1900, Max Qty. , IR LOU Krannich East , 4202954 Krannich Solar East LLC | -0.26991 |  | No | Other | Shippable | 0 |  | Not Applicable as per Item Classification |  | Not Applicable
953-8954 | 953-8954 | SPA, IRONRIDGE Manufacturer Rebate for # 260-0112, End Date 01/00/1900, Max Qty. , IR LOU Krannich East , 4202954 Krannich Solar East LLC | -0.055624 |  | No | Other | Shippable | 0 |  | Not Applicable as per Item Classification |  | Not Applicable
953-8955 | 953-8955 | SPA, IRONRIDGE Manufacturer Rebate for # 260-0113, End Date 01/00/1900, Max Qty. , IR LOU Krannich East , 4202954 Krannich Solar East LLC | -0.26991 |  | No | Other | Shippable | 0 |  | Not Applicable as per Item Classification |  | Not Applicable
953-8956 | 953-8956 | SPA, IRONRIDGE Manufacturer Rebate for # 260-0114, End Date 01/00/1900, Max Qty. , IR LOU Krannich East , 4202954 Krannich Solar East LLC | -0.28562 |  | No | Other | Shippable | 0 |  | Not Applicable as per Item Classification |  | Not Applicable
953-8957 | 953-8957 | SPA, IRONRIDGE Manufacturer Rebate for # 260-0117, End Date 01/00/1900, Max Qty. , IR LOU Krannich East , 4202954 Krannich Solar East LLC | -0.26991 |  | No | Other | Shippable | 0 |  | Not Applicable as per Item Classification |  | Not Applicable
953-8958 | 953-8958 | SPA, IRONRIDGE Manufacturer Rebate for # 260-0118, End Date 01/00/1900, Max Qty. , IR LOU Krannich East , 4202954 Krannich Solar East LLC | -0.28562 |  | No | Other | Shippable | 0 |  | Not Applicable as per Item Classification |  | Not Applicable
953-8959 | 953-8959 | SPA, IRONRIDGE Manufacturer Rebate for # 211-0095, End Date 01/00/1900, Max Qty. , IR LOU Krannich East , 4202954 Krannich Solar East LLC | -0.55019 |  | No | Other | Shippable | 0 |  | Not Applicable as per Item Classification |  | Not Applicable
953-8960 | 953-8960 | SPA, IRONRIDGE Manufacturer Rebate for # 211-0096, End Date 01/00/1900, Max Qty. , IR LOU Krannich East , 4202954 Krannich Solar East LLC | -0.65334 |  | No | Other | Shippable | 0 |  | Not Applicable as per Item Classification |  | Not Applicable
953-8961 | 953-8961 | SPA, IRONRIDGE Manufacturer Rebate for # 270-1032, End Date 01/00/1900, Max Qty. , IR LOU Krannich East , 4202954 Krannich Solar East LLC | -2.3391 |  | No | Other | Shippable | 0 |  | Not Applicable as per Item Classification |  | Not Applicable
953-8962 | 953-8962 | SPA, IRONRIDGE Manufacturer Rebate for # 270-1033, End Date 01/00/1900, Max Qty. , IR LOU Krannich East , 4202954 Krannich Solar East LLC | -2.5005 |  | No | Other | Shippable | 0 |  | Not Applicable as per Item Classification |  | Not Applicable
953-8963 | 953-8963 | SPA, IRONRIDGE Manufacturer Rebate for # 270-1034, End Date 01/00/1900, Max Qty. , IR LOU Krannich East , 4202954 Krannich Solar East LLC | -0.31334 |  | No | Other | Shippable | 0 |  | Not Applicable as per Item Classification |  | Not Applicable
953-8964 | 953-8964 | SPA, IRONRIDGE Manufacturer Rebate for # 270-0160, End Date 01/00/1900, Max Qty. , IR LOU Krannich East , 4202954 Krannich Solar East LLC | -3.2072 |  | No | Other | Shippable | 0 |  | Not Applicable as per Item Classification |  | Not Applicable
953-8965 | 953-8965 | SPA, IRONRIDGE Manufacturer Rebate for # 270-0161, End Date 01/00/1900, Max Qty. , IR LOU Krannich East , 4202954 Krannich Solar East LLC | -1.1582 |  | No | Other | Shippable | 0 |  | Not Applicable as per Item Classification |  | Not Applicable
953-8966 | 953-8966 | SPA, IRONRIDGE Manufacturer Rebate for # 270-0942, End Date 01/00/1900, Max Qty. , IR LOU Krannich East , 4202954 Krannich Solar East LLC | -7.3576 |  | No | Other | Shippable | 0 |  | Not Applicable as per Item Classification |  | Not Applicable
953-8967 | 953-8967 | SPA, IRONRIDGE Manufacturer Rebate for # 212-0000, End Date 01/00/1900, Max Qty. , IR LOU Krannich East , 4202954 Krannich Solar East LLC | -0.68439 |  | No | Other | Shippable | 0 |  | Not Applicable as per Item Classification |  | Not Applicable
953-8968 | 953-8968 | SPA, IRONRIDGE Manufacturer Rebate for # 212-0002, End Date 01/00/1900, Max Qty. , IR LOU Krannich East , 4202954 Krannich Solar East LLC | -1.4642 |  | No | Other | Shippable | 0 |  | Not Applicable as per Item Classification |  | Not Applicable
953-8969 | 953-8969 | SPA, IRONRIDGE Manufacturer Rebate for # 212-0003, End Date 01/00/1900, Max Qty. , IR LOU Krannich East , 4202954 Krannich Solar East LLC | -1.537 |  | No | Other | Shippable | 0 |  | Not Applicable as per Item Classification |  | Not Applicable
953-8970 | 953-8970 | SPA, IRONRIDGE Manufacturer Rebate for # 212-0004, End Date 01/00/1900, Max Qty. , IR LOU Krannich East , 4202954 Krannich Solar East LLC | -1.5446 |  | No | Other | Shippable | 0 |  | Not Applicable as per Item Classification |  | Not Applicable
953-8971 | 953-8971 | SPA, IRONRIDGE Manufacturer Rebate for # 212-0005, End Date 01/00/1900, Max Qty. , IR LOU Krannich East , 4202954 Krannich Solar East LLC | -1.5446 |  | No | Other | Shippable | 0 |  | Not Applicable as per Item Classification |  | Not Applicable
953-8972 | 953-8972 | SPA, IRONRIDGE Manufacturer Rebate for # 211-0481, End Date 01/00/1900, Max Qty. , IR LOU Krannich East , 4202954 Krannich Solar East LLC | -3.2291 |  | No | Other | Shippable | 0 |  | Not Applicable as per Item Classification |  | Not Applicable
953-8973 | 953-8973 | SPA, IRONRIDGE Manufacturer Rebate for # 211-0482, End Date 01/00/1900, Max Qty. , IR LOU Krannich East , 4202954 Krannich Solar East LLC | -3.423 |  | No | Other | Shippable | 0 |  | Not Applicable as per Item Classification |  | Not Applicable
953-8974 | 953-8974 | SPA, IRONRIDGE Manufacturer Rebate for # 211-0483, End Date 01/00/1900, Max Qty. , IR LOU Krannich East , 4202954 Krannich Solar East LLC | -3.6706 |  | No | Other | Shippable | 0 |  | Not Applicable as per Item Classification |  | Not Applicable
953-8975 | 953-8975 | SPA, IRONRIDGE Manufacturer Rebate for # 211-0484, End Date 01/00/1900, Max Qty. , IR LOU Krannich East , 4202954 Krannich Solar East LLC | -3.8584 |  | No | Other | Shippable | 0 |  | Not Applicable as per Item Classification |  | Not Applicable
953-8976 | 953-8976 | SPA, IRONRIDGE Manufacturer Rebate for # 211-0485, End Date 01/00/1900, Max Qty. , IR LOU Krannich East , 4202954 Krannich Solar East LLC | -4.0508 |  | No | Other | Shippable | 0 |  | Not Applicable as per Item Classification |  | Not Applicable
953-8977 | 953-8977 | SPA, IRONRIDGE Manufacturer Rebate for # 271-0008, End Date 01/00/1900, Max Qty. , IR LOU Krannich East , 4202954 Krannich Solar East LLC | -2.7689 |  | No | Other | Shippable | 0 |  | Not Applicable as per Item Classification |  | Not Applicable
953-8978 | 953-8978 | SPA, IRONRIDGE Manufacturer Rebate for # 271-0009, End Date 01/00/1900, Max Qty. , IR LOU Krannich East , 4202954 Krannich Solar East LLC | -1.5819 |  | No | Other | Shippable | 0 |  | Not Applicable as per Item Classification |  | Not Applicable
953-8979 | 953-8979 | SPA, IRONRIDGE Manufacturer Rebate for # 271-0010, End Date 01/00/1900, Max Qty. , IR LOU Krannich East , 4202954 Krannich Solar East LLC | -1.8083 |  | No | Other | Shippable | 0 |  | Not Applicable as per Item Classification |  | Not Applicable
953-8980 | 953-8980 | SPA, IRONRIDGE Manufacturer Rebate for # 271-0011, End Date 01/00/1900, Max Qty. , IR LOU Krannich East , 4202954 Krannich Solar East LLC | -1.5819 |  | No | Other | Shippable | 0 |  | Not Applicable as per Item Classification |  | Not Applicable
953-8981 | 953-8981 | SPA, IRONRIDGE Manufacturer Rebate for # 271-0012, End Date 01/00/1900, Max Qty. , IR LOU Krannich East , 4202954 Krannich Solar East LLC | -1.5819 |  | No | Other | Shippable | 0 |  | Not Applicable as per Item Classification |  | Not Applicable
953-8982 | 953-8982 | SPA, IRONRIDGE Manufacturer Rebate for # 271-0013, End Date 01/00/1900, Max Qty. , IR LOU Krannich East , 4202954 Krannich Solar East LLC | -1.8083 |  | No | Other | Shippable | 0 |  | Not Applicable as per Item Classification |  | Not Applicable
953-8983 | 953-8983 | SPA, IRONRIDGE Manufacturer Rebate for # 271-0014, End Date 01/00/1900, Max Qty. , IR LOU Krannich East , 4202954 Krannich Solar East LLC | -1.5819 |  | No | Other | Shippable | 0 |  | Not Applicable as per Item Classification |  | Not Applicable
953-8984 | 953-8984 | SPA, IRONRIDGE Manufacturer Rebate for # 271-0015, End Date 01/00/1900, Max Qty. , IR LOU Krannich East , 4202954 Krannich Solar East LLC | -1.5819 |  | No | Other | Shippable | 0 |  | Not Applicable as per Item Classification |  | Not Applicable
953-8985 | 953-8985 | SPA, IRONRIDGE Manufacturer Rebate for # 271-0016, End Date 01/00/1900, Max Qty. , IR LOU Krannich East , 4202954 Krannich Solar East LLC | -1.8083 |  | No | Other | Shippable | 0 |  | Not Applicable as per Item Classification |  | Not Applicable
953-8986 | 953-8986 | SPA, IRONRIDGE Manufacturer Rebate for # 271-0017, End Date 01/00/1900, Max Qty. , IR LOU Krannich East , 4202954 Krannich Solar East LLC | -1.8083 |  | No | Other | Shippable | 0 |  | Not Applicable as per Item Classification |  | Not Applicable
953-8987 | 953-8987 | SPA, IRONRIDGE Manufacturer Rebate for # 590-0115, End Date 01/00/1900, Max Qty. , IR LOU Krannich East , 4202954 Krannich Solar East LLC | -0.94702 |  | No | Other | Shippable | 0 |  | Not Applicable as per Item Classification |  | Not Applicable
953-8988 | 953-8988 | SPA, IRONRIDGE Manufacturer Rebate for # 590-0116, End Date 01/00/1900, Max Qty. , IR LOU Krannich East , 4202954 Krannich Solar East LLC | -0.50304 |  | No | Other | Shippable | 0 |  | Not Applicable as per Item Classification |  | Not Applicable
953-8989 | 953-8989 | SPA, IRONRIDGE Manufacturer Rebate for # 590-0118, End Date 01/00/1900, Max Qty. , IR LOU Krannich East , 4202954 Krannich Solar East LLC | -0.46934 |  | No | Other | Shippable | 0 |  | Not Applicable as per Item Classification |  | Not Applicable
953-8990 | 953-8990 | SPA, IRONRIDGE Manufacturer Rebate for # 260-0585, End Date 01/00/1900, Max Qty. , IR LOU Krannich East , 4202954 Krannich Solar East LLC | -1.2483 |  | No | Other | Shippable | 0 |  | Not Applicable as per Item Classification |  | Not Applicable
953-8991 | 953-8991 | SPA, IRONRIDGE Manufacturer Rebate for # 260-0584, End Date 01/00/1900, Max Qty. , IR LOU Krannich East , 4202954 Krannich Solar East LLC | -1.3944 |  | No | Other | Shippable | 0 |  | Not Applicable as per Item Classification |  | Not Applicable
953-8992 | 953-8992 | SPA, IRONRIDGE Manufacturer Rebate for # 550-0382, End Date 01/00/1900, Max Qty. , IR LOU Krannich East , 4202954 Krannich Solar East LLC | -1.2986 |  | No | Other | Shippable | 0 |  | Not Applicable as per Item Classification |  | Not Applicable
953-8993 | 953-8993 | SPA, IRONRIDGE Manufacturer Rebate for # 270-0152, End Date 01/00/1900, Max Qty. , IR LOU Krannich East , 4202954 Krannich Solar East LLC | -0.33643 |  | No | Other | Shippable | 0 |  | Not Applicable as per Item Classification |  | Not Applicable
953-8994 | 953-8994 | SPA, IRONRIDGE Manufacturer Rebate for # 590-0117, End Date 01/00/1900, Max Qty. , IR LOU Krannich East , 4202954 Krannich Solar East LLC | -1.48 |  | No | Other | Shippable | 0 |  | Not Applicable as per Item Classification |  | Not Applicable
953-8995 | 953-8995 | SPA, IRONRIDGE Manufacturer Rebate for # 220-0349, End Date 01/00/1900, Max Qty. , IR LOU Krannich East , 4202954 Krannich Solar East LLC | -4.7912 |  | No | Other | Shippable | 0 |  | Not Applicable as per Item Classification |  | Not Applicable
953-8996 | 953-8996 | SPA, IRONRIDGE Manufacturer Rebate for # 220-0350, End Date 01/00/1900, Max Qty. , IR LOU Krannich East , 4202954 Krannich Solar East LLC | -6.2258 |  | No | Other | Shippable | 0 |  | Not Applicable as per Item Classification |  | Not Applicable
953-8997 | 953-8997 | SPA, IRONRIDGE Manufacturer Rebate for # 220-0715, End Date 01/00/1900, Max Qty. , IR LOU Krannich East , 4202954 Krannich Solar East LLC | -1.1432 |  | No | Other | Shippable | 0 |  | Not Applicable as per Item Classification |  | Not Applicable
953-8998 | 953-8998 | SPA, IRONRIDGE Manufacturer Rebate for # 220-0716, End Date 01/00/1900, Max Qty. , IR LOU Krannich East , 4202954 Krannich Solar East LLC | -1.1432 |  | No | Other | Shippable | 0 |  | Not Applicable as per Item Classification |  | Not Applicable
953-8999 | 953-8999 | SPA, IRONRIDGE Manufacturer Rebate for # 270-1044, End Date 01/00/1900, Max Qty. , IR LOU Krannich East , 4202954 Krannich Solar East LLC | -0.51986 |  | No | Other | Shippable | 0 |  | Not Applicable as per Item Classification |  | Not Applicable
953-9000 | 953-9000 | SPA, IRONRIDGE Manufacturer Rebate for # 220-0359, End Date 01/00/1900, Max Qty. , IR LOU Krannich East , 4202954 Krannich Solar East LLC | -16.9281 |  | No | Other | Shippable | 0 |  | Not Applicable as per Item Classification |  | Not Applicable
953-9001 | 953-9001 | SPA, IRONRIDGE Manufacturer Rebate for # 220-0714, End Date 01/00/1900, Max Qty. , IR LOU Krannich East , 4202954 Krannich Solar East LLC | -21.3797 |  | No | Other | Shippable | 0 |  | Not Applicable as per Item Classification |  | Not Applicable
953-9002 | 953-9002 | SPA, IRONRIDGE Manufacturer Rebate for # 220-0360, End Date 01/00/1900, Max Qty. , IR LOU Krannich East , 4202954 Krannich Solar East LLC | -19.603 |  | No | Other | Shippable | 0 |  | Not Applicable as per Item Classification |  | Not Applicable
953-9003 | 953-9003 | SPA, IRONRIDGE Manufacturer Rebate for # 220-0361, End Date 01/00/1900, Max Qty. , IR LOU Krannich East , 4202954 Krannich Solar East LLC | -25.3971 |  | No | Other | Shippable | 0 |  | Not Applicable as per Item Classification |  | Not Applicable
953-9004 | 953-9004 | SPA, IRONRIDGE Manufacturer Rebate for # 250-1051, End Date 01/00/1900, Max Qty. , IR LOU Krannich East , 4202954 Krannich Solar East LLC | -5.301 |  | No | Other | Shippable | 0 |  | Not Applicable as per Item Classification |  | Not Applicable
953-9005 | 953-9005 | SPA, IRONRIDGE Manufacturer Rebate for # 250-1052, End Date 01/00/1900, Max Qty. , IR LOU Krannich East , 4202954 Krannich Solar East LLC | -5.301 |  | No | Other | Shippable | 0 |  | Not Applicable as per Item Classification |  | Not Applicable
953-9006 | 953-9006 | SPA, IRONRIDGE Manufacturer Rebate for # 260-0169, End Date 01/00/1900, Max Qty. , IR LOU Krannich East , 4202954 Krannich Solar East LLC | -0.32697 |  | No | Other | Shippable | 0 |  | Not Applicable as per Item Classification |  | Not Applicable
953-9007 | 953-9007 | SPA, IRONRIDGE Manufacturer Rebate for # 260-0170, End Date 01/00/1900, Max Qty. , IR LOU Krannich East , 4202954 Krannich Solar East LLC | -0.32697 |  | No | Other | Shippable | 0 |  | Not Applicable as per Item Classification |  | Not Applicable
953-9008 | 953-9008 | SPA, IRONRIDGE Manufacturer Rebate for # 260-0171, End Date 01/00/1900, Max Qty. , IR LOU Krannich East , 4202954 Krannich Solar East LLC | -0.32697 |  | No | Other | Shippable | 0 |  | Not Applicable as per Item Classification |  | Not Applicable
953-9009 | 953-9009 | SPA, IRONRIDGE Manufacturer Rebate for # 260-0172, End Date 01/00/1900, Max Qty. , IR LOU Krannich East , 4202954 Krannich Solar East LLC | -0.32697 |  | No | Other | Shippable | 0 |  | Not Applicable as per Item Classification |  | Not Applicable
953-9010 | 953-9010 | SPA, IRONRIDGE Manufacturer Rebate for # 260-0173, End Date 01/00/1900, Max Qty. , IR LOU Krannich East , 4202954 Krannich Solar East LLC | -0.32697 |  | No | Other | Shippable | 0 |  | Not Applicable as per Item Classification |  | Not Applicable
953-9011 | 953-9011 | SPA, IRONRIDGE Manufacturer Rebate for # 260-0174, End Date 01/00/1900, Max Qty. , IR LOU Krannich East , 4202954 Krannich Solar East LLC | -0.32697 |  | No | Other | Shippable | 0 |  | Not Applicable as per Item Classification |  | Not Applicable
953-9012 | 953-9012 | SPA, IRONRIDGE Manufacturer Rebate for # 260-0175, End Date 01/00/1900, Max Qty. , IR LOU Krannich East , 4202954 Krannich Solar East LLC | -0.41486 |  | No | Other | Shippable | 0 |  | Not Applicable as per Item Classification |  | Not Applicable
953-9013 | 953-9013 | SPA, IRONRIDGE Manufacturer Rebate for # 590-0119, End Date 01/00/1900, Max Qty. , IR LOU Krannich East , 4202954 Krannich Solar East LLC | -0.45715 |  | No | Other | Shippable | 0 |  | Not Applicable as per Item Classification |  | Not Applicable
953-9014 | 953-9014 | SPA, IRONRIDGE Manufacturer Rebate for # 590-0120, End Date 01/00/1900, Max Qty. , IR LOU Krannich East , 4202954 Krannich Solar East LLC | -1.0605 |  | No | Other | Shippable | 0 |  | Not Applicable as per Item Classification |  | Not Applicable
953-9015 | 953-9015 | SPA, IRONRIDGE Manufacturer Rebate for # 590-0121, End Date 01/00/1900, Max Qty. , IR LOU Krannich East , 4202954 Krannich Solar East LLC | -0.63417 |  | No | Other | Shippable | 0 |  | Not Applicable as per Item Classification |  | Not Applicable
953-9016 | 953-9016 | SPA, IRONRIDGE Manufacturer Rebate for # 250-1053, End Date 01/00/1900, Max Qty. , IR LOU Krannich East , 4202954 Krannich Solar East LLC | -10.0574 |  | No | Other | Shippable | 0 |  | Not Applicable as per Item Classification |  | Not Applicable
953-9017 | 953-9017 | SPA, IRONRIDGE Manufacturer Rebate for # 250-1054, End Date 01/00/1900, Max Qty. , IR LOU Krannich East , 4202954 Krannich Solar East LLC | -0.3655 |  | No | Other | Shippable | 0 |  | Not Applicable as per Item Classification |  | Not Applicable
953-9018 | 953-9018 | SPA, IRONRIDGE Manufacturer Rebate for # 250-1055, End Date 01/00/1900, Max Qty. , IR LOU Krannich East , 4202954 Krannich Solar East LLC | -1.3444 |  | No | Other | Shippable | 0 |  | Not Applicable as per Item Classification |  | Not Applicable
953-9019 | 953-9019 | SPA, IRONRIDGE Manufacturer Rebate for # 550-0287, End Date 01/00/1900, Max Qty. , IR LOU Krannich East , 4202954 Krannich Solar East LLC | -0.087431 |  | No | Other | Shippable | 0 |  | Not Applicable as per Item Classification |  | Not Applicable
953-9020 | 953-9020 | SPA, IRONRIDGE Manufacturer Rebate for # 550-0288, End Date 01/00/1900, Max Qty. , IR LOU Krannich East , 4202954 Krannich Solar East LLC | -0.011638 |  | No | Other | Shippable | 0 |  | Not Applicable as per Item Classification |  | Not Applicable
953-9021 | 953-9021 | SPA, IRONRIDGE Manufacturer Rebate for # 210-1051, End Date 01/00/1900, Max Qty. , IR LOU Krannich East , 4202954 Krannich Solar East LLC | -3.1675 |  | No | Other | Shippable | 0 |  | Not Applicable as per Item Classification |  | Not Applicable
953-9022 | 953-9022 | SPA, IRONRIDGE Manufacturer Rebate for # 210-1053, End Date 01/00/1900, Max Qty. , IR LOU Krannich East , 4202954 Krannich Solar East LLC | -3.0647 |  | No | Other | Shippable | 0 |  | Not Applicable as per Item Classification |  | Not Applicable
953-9023 | 953-9023 | SPA, IRONRIDGE Manufacturer Rebate for # 211-0042, End Date 01/00/1900, Max Qty. , IR LOU Krannich East , 4202954 Krannich Solar East LLC | 0.038949 |  | No | Other | Shippable | 0 |  | Not Applicable as per Item Classification |  | Not Applicable
953-9024 | 953-9024 | SPA, IRONRIDGE Manufacturer Rebate for # 211-0061, End Date 01/00/1900, Max Qty. , IR LOU Krannich East , 4202954 Krannich Solar East LLC | 0.0065348 |  | No | Other | Shippable | 0 |  | Not Applicable as per Item Classification |  | Not Applicable
953-9025 | 953-9025 | SPA, IRONRIDGE Manufacturer Rebate for # 260-0099, End Date 01/00/1900, Max Qty. , IR LOU Krannich East , 4202954 Krannich Solar East LLC | -0.34315 |  | No | Other | Shippable | 0 |  | Not Applicable as per Item Classification |  | Not Applicable
953-9026 | 953-9026 | SPA, IRONRIDGE Manufacturer Rebate for # 260-0093, End Date 01/00/1900, Max Qty. , IR LOU Krannich East , 4202954 Krannich Solar East LLC | -0.32888 |  | No | Other | Shippable | 0 |  | Not Applicable as per Item Classification |  | Not Applicable
953-9027 | 953-9027 | SPA, IRONRIDGE Manufacturer Rebate for # 260-0284, End Date 01/00/1900, Max Qty. , IR LOU Krannich East , 4202954 Krannich Solar East LLC | -0.47141 |  | No | Other | Shippable | 0 |  | Not Applicable as per Item Classification |  | Not Applicable
953-9028 | 953-9028 | SPA, IRONRIDGE Manufacturer Rebate for # 211-0057, End Date 01/00/1900, Max Qty. , IR LOU Krannich East , 4202954 Krannich Solar East LLC | 0.031247 |  | No | Other | Shippable | 0 |  | Not Applicable as per Item Classification |  | Not Applicable
953-9029 | 953-9029 | SPA, IRONRIDGE Manufacturer Rebate for # 211-0058, End Date 01/00/1900, Max Qty. , IR LOU Krannich East , 4202954 Krannich Solar East LLC | 0.028625 |  | No | Other | Shippable | 0 |  | Not Applicable as per Item Classification |  | Not Applicable
953-9030 | 953-9030 | SPA, IRONRIDGE Manufacturer Rebate for # 211-0511, End Date 01/00/1900, Max Qty. , IR LOU Krannich East , 4202954 Krannich Solar East LLC | -0.17114 |  | No | Other | Shippable | 0 |  | Not Applicable as per Item Classification |  | Not Applicable
953-9031 | 953-9031 | SPA, IRONRIDGE Manufacturer Rebate for # 211-0008, End Date 01/00/1900, Max Qty. , IR LOU Krannich East , 4202954 Krannich Solar East LLC | -0.20405 |  | No | Other | Shippable | 0 |  | Not Applicable as per Item Classification |  | Not Applicable
953-9032 | 953-9032 | SPA, IRONRIDGE Manufacturer Rebate for # 211-0242, End Date 01/00/1900, Max Qty. , IR LOU Krannich East , 4202954 Krannich Solar East LLC | -0.20405 |  | No | Other | Shippable | 0 |  | Not Applicable as per Item Classification |  | Not Applicable
953-9033 | 953-9033 | SPA, IRONRIDGE Manufacturer Rebate for # 270-1045, End Date 01/00/1900, Max Qty. , IR LOU Krannich East , 4202954 Krannich Solar East LLC | -0.81975 |  | No | Other | Shippable | 0 |  | Not Applicable as per Item Classification |  | Not Applicable
953-9034 | 953-9034 | SPA, IRONRIDGE Manufacturer Rebate for # 270-1046, End Date 01/00/1900, Max Qty. , IR LOU Krannich East , 4202954 Krannich Solar East LLC | -0.98823 |  | No | Other | Shippable | 0 |  | Not Applicable as per Item Classification |  | Not Applicable
953-9035 | 953-9035 | SPA, IRONRIDGE Manufacturer Rebate for # 270-1048, End Date 01/00/1900, Max Qty. , IR LOU Krannich East , 4202954 Krannich Solar East LLC | -0.98823 |  | No | Other | Shippable | 0 |  | Not Applicable as per Item Classification |  | Not Applicable
953-9036 | 953-9036 | SPA, IRONRIDGE Manufacturer Rebate for # 270-0725, End Date 01/00/1900, Max Qty. , IR LOU Krannich East , 4202954 Krannich Solar East LLC | -0.37159 |  | No | Other | Shippable | 0 |  | Not Applicable as per Item Classification |  | Not Applicable
953-9037 | 953-9037 | SPA, IRONRIDGE Manufacturer Rebate for # 210-0579, End Date 01/00/1900, Max Qty. , IR LOU Krannich East , 4202954 Krannich Solar East LLC | 1.2734 |  | No | Other | Shippable | 0 |  | Not Applicable as per Item Classification |  | Not Applicable
953-9038 | 953-9038 | SPA, IRONRIDGE Manufacturer Rebate for # 260-0875, End Date 01/00/1900, Max Qty. , IR LOU Krannich East , 4202954 Krannich Solar East LLC | -0.7346 |  | No | Other | Shippable | 0 |  | Not Applicable as per Item Classification |  | Not Applicable
953-9039 | 953-9039 | SPA, IRONRIDGE Manufacturer Rebate for # 270-0746, End Date 01/00/1900, Max Qty. , IR LOU Krannich East , 4202954 Krannich Solar East LLC | -2.1674 |  | No | Other | Shippable | 0 |  | Not Applicable as per Item Classification |  | Not Applicable
953-9040 | 953-9040 | SPA, IRONRIDGE Manufacturer Rebate for # 270-0182, End Date 01/00/1900, Max Qty. , IR LOU Krannich East , 4202954 Krannich Solar East LLC | -1.6539 |  | No | Other | Shippable | 0 |  | Not Applicable as per Item Classification |  | Not Applicable
953-9041 | 953-9041 | SPA, IRONRIDGE Manufacturer Rebate for # 270-1053, End Date 01/00/1900, Max Qty. , IR LOU Krannich East , 4202954 Krannich Solar East LLC | -0.31242 |  | No | Other | Shippable | 0 |  | Not Applicable as per Item Classification |  | Not Applicable
953-9042 | 953-9042 | SPA, IRONRIDGE Manufacturer Rebate for # 210-0949, End Date 01/00/1900, Max Qty. , IR LOU Krannich East , 4202954 Krannich Solar East LLC | -0.98528 |  | No | Other | Shippable | 0 |  | Not Applicable as per Item Classification |  | Not Applicable
953-9043 | 953-9043 | SPA, IRONRIDGE Manufacturer Rebate for # 270-0898, End Date 01/00/1900, Max Qty. , IR LOU Krannich East , 4202954 Krannich Solar East LLC | -1.3127 |  | No | Other | Shippable | 0 |  | Not Applicable as per Item Classification |  | Not Applicable
953-9044 | 953-9044 | SPA, IRONRIDGE Manufacturer Rebate for # 270-0901, End Date 01/00/1900, Max Qty. , IR LOU Krannich East , 4202954 Krannich Solar East LLC | -0.47197 |  | No | Other | Shippable | 0 |  | Not Applicable as per Item Classification |  | Not Applicable
953-9045 | 953-9045 | SPA, IRONRIDGE Manufacturer Rebate for # 270-0159, End Date 01/00/1900, Max Qty. , IR LOU Krannich East , 4202954 Krannich Solar East LLC | -1.5803 |  | No | Other | Shippable | 0 |  | Not Applicable as per Item Classification |  | Not Applicable
953-9046 | 953-9046 | SPA, IRONRIDGE Manufacturer Rebate for # 270-0899, End Date 01/00/1900, Max Qty. , IR LOU Krannich East , 4202954 Krannich Solar East LLC | -0.47197 |  | No | Other | Shippable | 0 |  | Not Applicable as per Item Classification |  | Not Applicable
953-9047 | 953-9047 | SPA, IRONRIDGE Manufacturer Rebate for # 270-0157, End Date 01/00/1900, Max Qty. , IR LOU Krannich East , 4202954 Krannich Solar East LLC | -1.5803 |  | No | Other | Shippable | 0 |  | Not Applicable as per Item Classification |  | Not Applicable
953-9048 | 953-9048 | SPA, IRONRIDGE Manufacturer Rebate for # 270-0900, End Date 01/00/1900, Max Qty. , IR LOU Krannich East , 4202954 Krannich Solar East LLC | -0.47197 |  | No | Other | Shippable | 0 |  | Not Applicable as per Item Classification |  | Not Applicable
953-9049 | 953-9049 | SPA, IRONRIDGE Manufacturer Rebate for # 270-0158, End Date 01/00/1900, Max Qty. , IR LOU Krannich East , 4202954 Krannich Solar East LLC | -1.5803 |  | No | Other | Shippable | 0 |  | Not Applicable as per Item Classification |  | Not Applicable
953-9050 | 953-9050 | SPA, IRONRIDGE Manufacturer Rebate for # 210-1040, End Date 01/00/1900, Max Qty. , IR LOU Krannich East , 4202954 Krannich Solar East LLC | -0.81271 |  | No | Other | Shippable | 0 |  | Not Applicable as per Item Classification |  | Not Applicable
953-9051 | 953-9051 | SPA, IRONRIDGE Manufacturer Rebate for # 210-1044, End Date 01/00/1900, Max Qty. , IR LOU Krannich East , 4202954 Krannich Solar East LLC | -0.81271 |  | No | Other | Shippable | 0 |  | Not Applicable as per Item Classification |  | Not Applicable
953-9052 | 953-9052 | SPA, IRONRIDGE Manufacturer Rebate for # 210-1042, End Date 01/00/1900, Max Qty. , IR LOU Krannich East , 4202954 Krannich Solar East LLC | -0.81271 |  | No | Other | Shippable | 0 |  | Not Applicable as per Item Classification |  | Not Applicable
953-9053 | 953-9053 | SPA, IRONRIDGE Manufacturer Rebate for # 270-0842, End Date 01/00/1900, Max Qty. , IR LOU Krannich East , 4202954 Krannich Solar East LLC | -0.12505 |  | No | Other | Shippable | 0 |  | Not Applicable as per Item Classification |  | Not Applicable
953-9054 | 953-9054 | SPA, IRONRIDGE Manufacturer Rebate for # 210-0674, End Date 01/00/1900, Max Qty. , IR LOU Krannich East , 4202954 Krannich Solar East LLC | -0.22977 |  | No | Other | Shippable | 0 |  | Not Applicable as per Item Classification |  | Not Applicable
953-9055 | 953-9055 | SPA, IRONRIDGE Manufacturer Rebate for # 270-0902, End Date 01/00/1900, Max Qty. , IR LOU Krannich East , 4202954 Krannich Solar East LLC | 0.13431 |  | No | Other | Shippable | 0 |  | Not Applicable as per Item Classification |  | Not Applicable
953-9056 | 953-9056 | SPA, IRONRIDGE Manufacturer Rebate for # 270-0776, End Date 01/00/1900, Max Qty. , IR LOU Krannich East , 4202954 Krannich Solar East LLC | -0.19999 |  | No | Other | Shippable | 0 |  | Not Applicable as per Item Classification |  | Not Applicable
953-9057 | 953-9057 | SPA, IRONRIDGE Manufacturer Rebate for # 270-0870, End Date 01/00/1900, Max Qty. , IR LOU Krannich East , 4202954 Krannich Solar East LLC | -0.33143 |  | No | Other | Shippable | 0 |  | Not Applicable as per Item Classification |  | Not Applicable
953-9058 | 953-9058 | SPA, IRONRIDGE Manufacturer Rebate for # 270-1030, End Date 01/00/1900, Max Qty. , IR LOU Krannich East , 4202954 Krannich Solar East LLC | -1.2665 |  | No | Other | Shippable | 0 |  | Not Applicable as per Item Classification |  | Not Applicable
953-9059 | 953-9059 | SPA, IRONRIDGE Manufacturer Rebate for # 211-0016, End Date 01/00/1900, Max Qty. , IR LOU Krannich East , 4202954 Krannich Solar East LLC | -0.29868 |  | No | Other | Shippable | 0 |  | Not Applicable as per Item Classification |  | Not Applicable
953-9060 | 953-9060 | SPA, IRONRIDGE Manufacturer Rebate for # 211-0017, End Date 01/00/1900, Max Qty. , IR LOU Krannich East , 4202954 Krannich Solar East LLC | -0.34167 |  | No | Other | Shippable | 0 |  | Not Applicable as per Item Classification |  | Not Applicable
953-9061 | 953-9061 | SPA, IRONRIDGE Manufacturer Rebate for # 211-0018, End Date 01/00/1900, Max Qty. , IR LOU Krannich East , 4202954 Krannich Solar East LLC | -0.41422 |  | No | Other | Shippable | 0 |  | Not Applicable as per Item Classification |  | Not Applicable
953-9062 | 953-9062 | SPA, IRONRIDGE Manufacturer Rebate for # 211-0240, End Date 01/00/1900, Max Qty. , IR LOU Krannich East , 4202954 Krannich Solar East LLC | -0.54383 |  | No | Other | Shippable | 0 |  | Not Applicable as per Item Classification |  | Not Applicable
953-9063 | 953-9063 | SPA, IRONRIDGE Manufacturer Rebate for # 211-0019, End Date 01/00/1900, Max Qty. , IR LOU Krannich East , 4202954 Krannich Solar East LLC | -0.55887 |  | No | Other | Shippable | 0 |  | Not Applicable as per Item Classification |  | Not Applicable
953-9064 | 953-9064 | SPA, IRONRIDGE Manufacturer Rebate for # 211-0020, End Date 01/00/1900, Max Qty. , IR LOU Krannich East , 4202954 Krannich Solar East LLC | -0.88585 |  | No | Other | Shippable | 0 |  | Not Applicable as per Item Classification |  | Not Applicable
953-9065 | 953-9065 | SPA, IRONRIDGE Manufacturer Rebate for # 211-0024, End Date 01/00/1900, Max Qty. , IR LOU Krannich East , 4202954 Krannich Solar East LLC | -0.91311 |  | No | Other | Shippable | 0 |  | Not Applicable as per Item Classification |  | Not Applicable
953-9066 | 953-9066 | SPA, IRONRIDGE Manufacturer Rebate for # 590-0122, End Date 01/00/1900, Max Qty. , IR LOU Krannich East , 4202954 Krannich Solar East LLC | -0.062042 |  | No | Other | Shippable | 0 |  | Not Applicable as per Item Classification |  | Not Applicable
953-9067 | 953-9067 | SPA, IRONRIDGE Manufacturer Rebate for # 590-0112, End Date 01/00/1900, Max Qty. , IR LOU Krannich East , 4202954 Krannich Solar East LLC | -0.59086 |  | No | Other | Shippable | 0 |  | Not Applicable as per Item Classification |  | Not Applicable
953-9068 | 953-9068 | SPA, IRONRIDGE Manufacturer Rebate for # 590-0113, End Date 01/00/1900, Max Qty. , IR LOU Krannich East , 4202954 Krannich Solar East LLC | -0.26553 |  | No | Other | Shippable | 0 |  | Not Applicable as per Item Classification |  | Not Applicable
953-9069 | 953-9069 | SPA, IRONRIDGE Manufacturer Rebate for # 550-0170, End Date 01/00/1900, Max Qty. , IR LOU Krannich East , 4202954 Krannich Solar East LLC | -0.024994 |  | No | Other | Shippable | 0 |  | Not Applicable as per Item Classification |  | Not Applicable
953-9070 | 953-9070 | SPA, IRONRIDGE Manufacturer Rebate for # 270-0941, End Date 01/00/1900, Max Qty. , IR LOU Krannich East , 4202954 Krannich Solar East LLC | -0.19808 |  | No | Other | Shippable | 0 |  | Not Applicable as per Item Classification |  | Not Applicable
953-9071 | 953-9071 | SPA, IRONRIDGE Manufacturer Rebate for # 510-0286, End Date 01/00/1900, Max Qty. , IR LOU Krannich East , 4202954 Krannich Solar East LLC | -5.992 |  | No | Other | Shippable | 0 |  | Not Applicable as per Item Classification |  | Not Applicable
953-9072 | 953-9072 | SPA, IRONRIDGE Manufacturer Rebate for # 510-0287, End Date 01/00/1900, Max Qty. , IR LOU Krannich East , 4202954 Krannich Solar East LLC | -3.564 |  | No | Other | Shippable | 0 |  | Not Applicable as per Item Classification |  | Not Applicable
953-9073 | 953-9073 | SPA, IRONRIDGE Manufacturer Rebate for # 510-0258, End Date 01/00/1900, Max Qty. , IR LOU Krannich East , 4202954 Krannich Solar East LLC | -7.5652 |  | No | Other | Shippable | 0 |  | Not Applicable as per Item Classification |  | Not Applicable
953-9074 | 953-9074 | SPA, IRONRIDGE Manufacturer Rebate for # 210-0989, End Date 01/00/1900, Max Qty. , IR LOU Krannich East , 4202954 Krannich Solar East LLC | -1.3501 |  | No | Other | Shippable | 0 |  | Not Applicable as per Item Classification |  | Not Applicable
953-9075 | 953-9075 | SPA, IRONRIDGE Manufacturer Rebate for # 260-0115, End Date 01/00/1900, Max Qty. , IR LOU Krannich East , 4202954 Krannich Solar East LLC | -0.037 |  | No | Other | Shippable | 0 |  | Not Applicable as per Item Classification |  | Not Applicable
953-9076 | 953-9076 | SPA, IRONRIDGE Manufacturer Rebate for # 260-0116, End Date 01/00/1900, Max Qty. , IR LOU Krannich East , 4202954 Krannich Solar East LLC | -0.204 |  | No | Other | Shippable | 0 |  | Not Applicable as per Item Classification |  | Not Applicable
953-9077 | 953-9077 | SPA, IRONRIDGE Manufacturer Rebate for # 211-0099, End Date 01/00/1900, Max Qty. , IR LOU Krannich East , 4202954 Krannich Solar East LLC | -1.184 |  | No | Other | Shippable | 0 |  | Not Applicable as per Item Classification |  | Not Applicable
953-9078 | 953-9078 | SPA, IRONRIDGE Manufacturer Rebate for # 590-0101, End Date 01/00/1900, Max Qty. , IR LOU Krannich East , 4202954 Krannich Solar East LLC | -0.56 |  | No | Other | Shippable | 0 |  | Not Applicable as per Item Classification |  | Not Applicable
953-9079 | 953-9079 | SPA, IRONRIDGE Manufacturer Rebate for # 211-0371, End Date 01/00/1900, Max Qty. , IR LOU Krannich East , 4202954 Krannich Solar East LLC | -1.0438 |  | No | Other | Shippable | 0 |  | Not Applicable as per Item Classification |  | Not Applicable
953-9080 | 953-9080 | SPA, IRONRIDGE Manufacturer Rebate for # DS-210-0999, End Date 01/00/1900, Max Qty. , IR LOU Krannich East , 4202954 Krannich Solar East LLC | -4.7958 |  | No | Other | Shippable | 0 |  | Not Applicable as per Item Classification |  | Not Applicable
953-9081 | 953-9081 | SPA, IRONRIDGE Manufacturer Rebate for # DS-210-1026, End Date 01/00/1900, Max Qty. , IR LOU Krannich East , 4202954 Krannich Solar East LLC | -5.6179 |  | No | Other | Shippable | 0 |  | Not Applicable as per Item Classification |  | Not Applicable
953-9082 | 953-9082 | SPA, IRONRIDGE Manufacturer Rebate for # DS-210-1000, End Date 01/00/1900, Max Qty. , IR LOU Krannich East , 4202954 Krannich Solar East LLC | -5.8155 |  | No | Other | Shippable | 0 |  | Not Applicable as per Item Classification |  | Not Applicable
953-9083 | 953-9083 | SPA, IRONRIDGE Manufacturer Rebate for # DS-210-1027, End Date 01/00/1900, Max Qty. , IR LOU Krannich East , 4202954 Krannich Solar East LLC | -0.82135 |  | No | Other | Shippable | 0 |  | Not Applicable as per Item Classification |  | Not Applicable
953-9084 | 953-9084 | SPA, IRONRIDGE Manufacturer Rebate for # DS-210-1003, End Date 01/00/1900, Max Qty. , IR LOU Krannich East , 4202954 Krannich Solar East LLC | -6.7057 |  | No | Other | Shippable | 0 |  | Not Applicable as per Item Classification |  | Not Applicable
953-9085 | 953-9085 | SPA, IRONRIDGE Manufacturer Rebate for # DS-210-1004, End Date 01/00/1900, Max Qty. , IR LOU Krannich East , 4202954 Krannich Solar East LLC | -7.6921 |  | No | Other | Shippable | 0 |  | Not Applicable as per Item Classification |  | Not Applicable
953-9086 | 953-9086 | SPA, IRONRIDGE Manufacturer Rebate for # DS-210-1005, End Date 01/00/1900, Max Qty. , IR LOU Krannich East , 4202954 Krannich Solar East LLC | -8.1494 |  | No | Other | Shippable | 0 |  | Not Applicable as per Item Classification |  | Not Applicable
953-9087 | 953-9087 | SPA, IRONRIDGE Manufacturer Rebate for # DS-210-1006, End Date 01/00/1900, Max Qty. , IR LOU Krannich East , 4202954 Krannich Solar East LLC | -9.344 |  | No | Other | Shippable | 0 |  | Not Applicable as per Item Classification |  | Not Applicable
953-9088 | 953-9088 | SPA, IRONRIDGE Manufacturer Rebate for # DS-210-1008, End Date 01/00/1900, Max Qty. , IR LOU Krannich East , 4202954 Krannich Solar East LLC | -10.6818 |  | No | Other | Shippable | 0 |  | Not Applicable as per Item Classification |  | Not Applicable
953-9089 | 953-9089 | SPA, IRONRIDGE Manufacturer Rebate for # DS-210-1009, End Date 01/00/1900, Max Qty. , IR LOU Krannich East , 4202954 Krannich Solar East LLC | -12.951 |  | No | Other | Shippable | 0 |  | Not Applicable as per Item Classification |  | Not Applicable
953-9090 | 953-9090 | SPA, IRONRIDGE Manufacturer Rebate for # DS-211-0497, End Date 01/00/1900, Max Qty. , IR LOU Krannich East , 4202954 Krannich Solar East LLC | -1.8874 |  | No | Other | Shippable | 0 |  | Not Applicable as per Item Classification |  | Not Applicable
953-9091 | 953-9091 | SPA, IRONRIDGE Manufacturer Rebate for # DS-211-0498, End Date 01/00/1900, Max Qty. , IR LOU Krannich East , 4202954 Krannich Solar East LLC | -2.1271 |  | No | Other | Shippable | 0 |  | Not Applicable as per Item Classification |  | Not Applicable
953-9092 | 953-9092 | SPA, IRONRIDGE Manufacturer Rebate for # DS-211-0501, End Date 01/00/1900, Max Qty. , IR LOU Krannich East , 4202954 Krannich Solar East LLC | -2.3767 |  | No | Other | Shippable | 0 |  | Not Applicable as per Item Classification |  | Not Applicable
953-9093 | 953-9093 | SPA, IRONRIDGE Manufacturer Rebate for # DS-211-0463, End Date 01/00/1900, Max Qty. , IR LOU Krannich East , 4202954 Krannich Solar East LLC | -2.0849 |  | No | Other | Shippable | 0 |  | Not Applicable as per Item Classification |  | Not Applicable
953-9094 | 953-9094 | SPA, IRONRIDGE Manufacturer Rebate for # DS-211-0464, End Date 01/00/1900, Max Qty. , IR LOU Krannich East , 4202954 Krannich Solar East LLC | -2.0849 |  | No | Other | Shippable | 0 |  | Not Applicable as per Item Classification |  | Not Applicable
953-9095 | 953-9095 | SPA, IRONRIDGE Manufacturer Rebate for # DS-211-0465, End Date 01/00/1900, Max Qty. , IR LOU Krannich East , 4202954 Krannich Solar East LLC | -2.2387 |  | No | Other | Shippable | 0 |  | Not Applicable as per Item Classification |  | Not Applicable
953-9096 | 953-9096 | SPA, IRONRIDGE Manufacturer Rebate for # DS-260-0281, End Date 01/00/1900, Max Qty. , IR LOU Krannich East , 4202954 Krannich Solar East LLC | -1.0299 |  | No | Other | Shippable | 0 |  | Not Applicable as per Item Classification |  | Not Applicable
953-9097 | 953-9097 | SPA, IRONRIDGE Manufacturer Rebate for # DS-260-0101, End Date 01/00/1900, Max Qty. , IR LOU Krannich East , 4202954 Krannich Solar East LLC | -0.93285 |  | No | Other | Shippable | 0 |  | Not Applicable as per Item Classification |  | Not Applicable
953-9098 | 953-9098 | SPA, IRONRIDGE Manufacturer Rebate for # DS-260-0102, End Date 01/00/1900, Max Qty. , IR LOU Krannich East , 4202954 Krannich Solar East LLC | -0.99706 |  | No | Other | Shippable | 0 |  | Not Applicable as per Item Classification |  | Not Applicable
953-9099 | 953-9099 | SPA, IRONRIDGE Manufacturer Rebate for # DS-260-0103, End Date 01/00/1900, Max Qty. , IR LOU Krannich East , 4202954 Krannich Solar East LLC | -0.29806 |  | No | Other | Shippable | 0 |  | Not Applicable as per Item Classification |  | Not Applicable
953-9100 | 953-9100 | SPA, IRONRIDGE Manufacturer Rebate for # DS-260-0104, End Date 01/00/1900, Max Qty. , IR LOU Krannich East , 4202954 Krannich Solar East LLC | -0.08563 |  | No | Other | Shippable | 0 |  | Not Applicable as per Item Classification |  | Not Applicable
953-9101 | 953-9101 | SPA, IRONRIDGE Manufacturer Rebate for # DS-260-0105, End Date 01/00/1900, Max Qty. , IR LOU Krannich East , 4202954 Krannich Solar East LLC | -0.14806 |  | No | Other | Shippable | 0 |  | Not Applicable as per Item Classification |  | Not Applicable
953-9102 | 953-9102 | SPA, IRONRIDGE Manufacturer Rebate for # DS-260-0106, End Date 01/00/1900, Max Qty. , IR LOU Krannich East , 4202954 Krannich Solar East LLC | -0.31563 |  | No | Other | Shippable | 0 |  | Not Applicable as per Item Classification |  | Not Applicable
953-9103 | 953-9103 | SPA, IRONRIDGE Manufacturer Rebate for # DS-260-0107, End Date 01/00/1900, Max Qty. , IR LOU Krannich East , 4202954 Krannich Solar East LLC | -0.29806 |  | No | Other | Shippable | 0 |  | Not Applicable as per Item Classification |  | Not Applicable
953-9104 | 953-9104 | SPA, IRONRIDGE Manufacturer Rebate for # DS-260-0108, End Date 01/00/1900, Max Qty. , IR LOU Krannich East , 4202954 Krannich Solar East LLC | -0.31563 |  | No | Other | Shippable | 0 |  | Not Applicable as per Item Classification |  | Not Applicable
953-9105 | 953-9105 | SPA, IRONRIDGE Manufacturer Rebate for # DS-260-0109, End Date 01/00/1900, Max Qty. , IR LOU Krannich East , 4202954 Krannich Solar East LLC | -0.29806 |  | No | Other | Shippable | 0 |  | Not Applicable as per Item Classification |  | Not Applicable
953-9106 | 953-9106 | SPA, IRONRIDGE Manufacturer Rebate for # DS-260-0110, End Date 01/00/1900, Max Qty. , IR LOU Krannich East , 4202954 Krannich Solar East LLC | -0.31563 |  | No | Other | Shippable | 0 |  | Not Applicable as per Item Classification |  | Not Applicable
953-9107 | 953-9107 | SPA, IRONRIDGE Manufacturer Rebate for # DS-260-0111, End Date 01/00/1900, Max Qty. , IR LOU Krannich East , 4202954 Krannich Solar East LLC | -0.29806 |  | No | Other | Shippable | 0 |  | Not Applicable as per Item Classification |  | Not Applicable
953-9108 | 953-9108 | SPA, IRONRIDGE Manufacturer Rebate for # DS-260-0112, End Date 01/00/1900, Max Qty. , IR LOU Krannich East , 4202954 Krannich Solar East LLC | -0.08563 |  | No | Other | Shippable | 0 |  | Not Applicable as per Item Classification |  | Not Applicable
953-9109 | 953-9109 | SPA, IRONRIDGE Manufacturer Rebate for # DS-260-0113, End Date 01/00/1900, Max Qty. , IR LOU Krannich East , 4202954 Krannich Solar East LLC | -0.29806 |  | No | Other | Shippable | 0 |  | Not Applicable as per Item Classification |  | Not Applicable
953-9110 | 953-9110 | SPA, IRONRIDGE Manufacturer Rebate for # DS-260-0114, End Date 01/00/1900, Max Qty. , IR LOU Krannich East , 4202954 Krannich Solar East LLC | -0.31563 |  | No | Other | Shippable | 0 |  | Not Applicable as per Item Classification |  | Not Applicable
953-9111 | 953-9111 | SPA, IRONRIDGE Manufacturer Rebate for # DS-260-0117, End Date 01/00/1900, Max Qty. , IR LOU Krannich East , 4202954 Krannich Solar East LLC | -0.29806 |  | No | Other | Shippable | 0 |  | Not Applicable as per Item Classification |  | Not Applicable
953-9112 | 953-9112 | SPA, IRONRIDGE Manufacturer Rebate for # DS-260-0118, End Date 01/00/1900, Max Qty. , IR LOU Krannich East , 4202954 Krannich Solar East LLC | -0.31563 |  | No | Other | Shippable | 0 |  | Not Applicable as per Item Classification |  | Not Applicable
953-9113 | 953-9113 | SPA, IRONRIDGE Manufacturer Rebate for # DS-211-0095, End Date 01/00/1900, Max Qty. , IR LOU Krannich East , 4202954 Krannich Solar East LLC | -0.67572 |  | No | Other | Shippable | 0 |  | Not Applicable as per Item Classification |  | Not Applicable
953-9114 | 953-9114 | SPA, IRONRIDGE Manufacturer Rebate for # DS-211-0096, End Date 01/00/1900, Max Qty. , IR LOU Krannich East , 4202954 Krannich Solar East LLC | -0.80145 |  | No | Other | Shippable | 0 |  | Not Applicable as per Item Classification |  | Not Applicable
953-9116 | 953-9116 | SPA, IRONRIDGE Manufacturer Rebate for # DS-270-1033, End Date 01/00/1900, Max Qty. , IR LOU Krannich East , 4202954 Krannich Solar East LLC | -3.065 |  | No | Other | Shippable | 0 |  | Not Applicable as per Item Classification |  | Not Applicable
953-9118 | 953-9118 | SPA, IRONRIDGE Manufacturer Rebate for # DS-270-0160, End Date 01/00/1900, Max Qty. , IR LOU Krannich East , 4202954 Krannich Solar East LLC | -3.931 |  | No | Other | Shippable | 0 |  | Not Applicable as per Item Classification |  | Not Applicable
953-9119 | 953-9119 | SPA, IRONRIDGE Manufacturer Rebate for # DS-270-0161, End Date 01/00/1900, Max Qty. , IR LOU Krannich East , 4202954 Krannich Solar East LLC | -1.9724 |  | No | Other | Shippable | 0 |  | Not Applicable as per Item Classification |  | Not Applicable
953-9120 | 953-9120 | SPA, IRONRIDGE Manufacturer Rebate for # DS-270-0942, End Date 01/00/1900, Max Qty. , IR LOU Krannich East , 4202954 Krannich Solar East LLC | -11.0465 |  | No | Other | Shippable | 0 |  | Not Applicable as per Item Classification |  | Not Applicable
953-9121 | 953-9121 | SPA, IRONRIDGE Manufacturer Rebate for # DS-212-0000, End Date 01/00/1900, Max Qty. , IR LOU Krannich East , 4202954 Krannich Solar East LLC | -1.206 |  | No | Other | Shippable | 0 |  | Not Applicable as per Item Classification |  | Not Applicable
953-9122 | 953-9122 | SPA, IRONRIDGE Manufacturer Rebate for # DS-212-0002, End Date 01/00/1900, Max Qty. , IR LOU Krannich East , 4202954 Krannich Solar East LLC | -2.1973 |  | No | Other | Shippable | 0 |  | Not Applicable as per Item Classification |  | Not Applicable
953-9123 | 953-9123 | SPA, IRONRIDGE Manufacturer Rebate for # DS-212-0003, End Date 01/00/1900, Max Qty. , IR LOU Krannich East , 4202954 Krannich Solar East LLC | -2.3087 |  | No | Other | Shippable | 0 |  | Not Applicable as per Item Classification |  | Not Applicable
953-9124 | 953-9124 | SPA, IRONRIDGE Manufacturer Rebate for # DS-212-0004, End Date 01/00/1900, Max Qty. , IR LOU Krannich East , 4202954 Krannich Solar East LLC | -2.3218 |  | No | Other | Shippable | 0 |  | Not Applicable as per Item Classification |  | Not Applicable
953-9125 | 953-9125 | SPA, IRONRIDGE Manufacturer Rebate for # DS-212-0005, End Date 01/00/1900, Max Qty. , IR LOU Krannich East , 4202954 Krannich Solar East LLC | -2.3218 |  | No | Other | Shippable | 0 |  | Not Applicable as per Item Classification |  | Not Applicable
953-9126 | 953-9126 | SPA, IRONRIDGE Manufacturer Rebate for # DS-211-0481, End Date 01/00/1900, Max Qty. , IR LOU Krannich East , 4202954 Krannich Solar East LLC | -4.849 |  | No | Other | Shippable | 0 |  | Not Applicable as per Item Classification |  | Not Applicable
953-9127 | 953-9127 | SPA, IRONRIDGE Manufacturer Rebate for # DS-211-0482, End Date 01/00/1900, Max Qty. , IR LOU Krannich East , 4202954 Krannich Solar East LLC | -5.1416 |  | No | Other | Shippable | 0 |  | Not Applicable as per Item Classification |  | Not Applicable
953-9128 | 953-9128 | SPA, IRONRIDGE Manufacturer Rebate for # DS-211-0483, End Date 01/00/1900, Max Qty. , IR LOU Krannich East , 4202954 Krannich Solar East LLC | -5.5095 |  | No | Other | Shippable | 0 |  | Not Applicable as per Item Classification |  | Not Applicable
953-9129 | 953-9129 | SPA, IRONRIDGE Manufacturer Rebate for # DS-211-0484, End Date 01/00/1900, Max Qty. , IR LOU Krannich East , 4202954 Krannich Solar East LLC | -5.795 |  | No | Other | Shippable | 0 |  | Not Applicable as per Item Classification |  | Not Applicable
953-9130 | 953-9130 | SPA, IRONRIDGE Manufacturer Rebate for # DS-211-0485, End Date 01/00/1900, Max Qty. , IR LOU Krannich East , 4202954 Krannich Solar East LLC | -6.0853 |  | No | Other | Shippable | 0 |  | Not Applicable as per Item Classification |  | Not Applicable
953-9131 | 953-9131 | SPA, IRONRIDGE Manufacturer Rebate for # DS-271-0008, End Date 01/00/1900, Max Qty. , IR LOU Krannich East , 4202954 Krannich Solar East LLC | -4.8614 |  | No | Other | Shippable | 0 |  | Not Applicable as per Item Classification |  | Not Applicable
953-9132 | 953-9132 | SPA, IRONRIDGE Manufacturer Rebate for # DS-271-0009, End Date 01/00/1900, Max Qty. , IR LOU Krannich East , 4202954 Krannich Solar East LLC | -2.3739 |  | No | Other | Shippable | 0 |  | Not Applicable as per Item Classification |  | Not Applicable
953-9133 | 953-9133 | SPA, IRONRIDGE Manufacturer Rebate for # DS-271-0010, End Date 01/00/1900, Max Qty. , IR LOU Krannich East , 4202954 Krannich Solar East LLC | -2.7131 |  | No | Other | Shippable | 0 |  | Not Applicable as per Item Classification |  | Not Applicable
953-9135 | 953-9135 | SPA, IRONRIDGE Manufacturer Rebate for # DS-271-0012, End Date 01/00/1900, Max Qty. , IR LOU Krannich East , 4202954 Krannich Solar East LLC | -2.3739 |  | No | Other | Shippable | 0 |  | Not Applicable as per Item Classification |  | Not Applicable
953-9137 | 953-9137 | SPA, IRONRIDGE Manufacturer Rebate for # DS-271-0014, End Date 01/00/1900, Max Qty. , IR LOU Krannich East , 4202954 Krannich Solar East LLC | -2.3739 |  | No | Other | Shippable | 0 |  | Not Applicable as per Item Classification |  | Not Applicable
953-9138 | 953-9138 | SPA, IRONRIDGE Manufacturer Rebate for # DS-271-0015, End Date 01/00/1900, Max Qty. , IR LOU Krannich East , 4202954 Krannich Solar East LLC | -2.3739 |  | No | Other | Shippable | 0 |  | Not Applicable as per Item Classification |  | Not Applicable
953-9141 | 953-9141 | SPA, IRONRIDGE Manufacturer Rebate for # DS-590-0115, End Date 01/00/1900, Max Qty. , IR LOU Krannich East , 4202954 Krannich Solar East LLC | -1.0454 |  | No | Other | Shippable | 0 |  | Not Applicable as per Item Classification |  | Not Applicable
953-9142 | 953-9142 | SPA, IRONRIDGE Manufacturer Rebate for # DS-590-0116, End Date 01/00/1900, Max Qty. , IR LOU Krannich East , 4202954 Krannich Solar East LLC | -0.61694 |  | No | Other | Shippable | 0 |  | Not Applicable as per Item Classification |  | Not Applicable
953-9143 | 953-9143 | SPA, IRONRIDGE Manufacturer Rebate for # DS-590-0118, End Date 01/00/1900, Max Qty. , IR LOU Krannich East , 4202954 Krannich Solar East LLC | -0.70679 |  | No | Other | Shippable | 0 |  | Not Applicable as per Item Classification |  | Not Applicable
953-9144 | 953-9144 | SPA, IRONRIDGE Manufacturer Rebate for # DS-260-0585, End Date 01/00/1900, Max Qty. , IR LOU Krannich East , 4202954 Krannich Solar East LLC | -1.8738 |  | No | Other | Shippable | 0 |  | Not Applicable as per Item Classification |  | Not Applicable
953-9145 | 953-9145 | SPA, IRONRIDGE Manufacturer Rebate for # DS-260-0584, End Date 01/00/1900, Max Qty. , IR LOU Krannich East , 4202954 Krannich Solar East LLC | -2.0918 |  | No | Other | Shippable | 0 |  | Not Applicable as per Item Classification |  | Not Applicable
953-9146 | 953-9146 | SPA, IRONRIDGE Manufacturer Rebate for # DS-550-0382, End Date 01/00/1900, Max Qty. , IR LOU Krannich East , 4202954 Krannich Solar East LLC | -1.9492 |  | No | Other | Shippable | 0 |  | Not Applicable as per Item Classification |  | Not Applicable
953-9147 | 953-9147 | SPA, IRONRIDGE Manufacturer Rebate for # DS-270-0152, End Date 01/00/1900, Max Qty. , IR LOU Krannich East , 4202954 Krannich Solar East LLC | -0.41127 |  | No | Other | Shippable | 0 |  | Not Applicable as per Item Classification |  | Not Applicable
953-9148 | 953-9148 | SPA, IRONRIDGE Manufacturer Rebate for # DS-590-0117, End Date 01/00/1900, Max Qty. , IR LOU Krannich East , 4202954 Krannich Solar East LLC | -1.8132 |  | No | Other | Shippable | 0 |  | Not Applicable as per Item Classification |  | Not Applicable
953-9149 | 953-9149 | SPA, IRONRIDGE Manufacturer Rebate for # DS-220-0349, End Date 01/00/1900, Max Qty. , IR LOU Krannich East , 4202954 Krannich Solar East LLC | -7.1901 |  | No | Other | Shippable | 0 |  | Not Applicable as per Item Classification |  | Not Applicable
953-9150 | 953-9150 | SPA, IRONRIDGE Manufacturer Rebate for # DS-220-0350, End Date 01/00/1900, Max Qty. , IR LOU Krannich East , 4202954 Krannich Solar East LLC | -9.3441 |  | No | Other | Shippable | 0 |  | Not Applicable as per Item Classification |  | Not Applicable
953-9151 | 953-9151 | SPA, IRONRIDGE Manufacturer Rebate for # DS-220-0715, End Date 01/00/1900, Max Qty. , IR LOU Krannich East , 4202954 Krannich Solar East LLC | -2.0058 |  | No | Other | Shippable | 0 |  | Not Applicable as per Item Classification |  | Not Applicable
953-9152 | 953-9152 | SPA, IRONRIDGE Manufacturer Rebate for # DS-220-0716, End Date 01/00/1900, Max Qty. , IR LOU Krannich East , 4202954 Krannich Solar East LLC | -2.0058 |  | No | Other | Shippable | 0 |  | Not Applicable as per Item Classification |  | Not Applicable
953-9154 | 953-9154 | SPA, IRONRIDGE Manufacturer Rebate for # DS-220-0359, End Date 01/00/1900, Max Qty. , IR LOU Krannich East , 4202954 Krannich Solar East LLC | -25.4165 |  | No | Other | Shippable | 0 |  | Not Applicable as per Item Classification |  | Not Applicable
953-9155 | 953-9155 | SPA, IRONRIDGE Manufacturer Rebate for # DS-220-0714, End Date 01/00/1900, Max Qty. , IR LOU Krannich East , 4202954 Krannich Solar East LLC | -32.1019 |  | No | Other | Shippable | 0 |  | Not Applicable as per Item Classification |  | Not Applicable
953-9156 | 953-9156 | SPA, IRONRIDGE Manufacturer Rebate for # DS-220-0360, End Date 01/00/1900, Max Qty. , IR LOU Krannich East , 4202954 Krannich Solar East LLC | -29.4317 |  | No | Other | Shippable | 0 |  | Not Applicable as per Item Classification |  | Not Applicable
953-9157 | 953-9157 | SPA, IRONRIDGE Manufacturer Rebate for # DS-220-0361, End Date 01/00/1900, Max Qty. , IR LOU Krannich East , 4202954 Krannich Solar East LLC | -38.1297 |  | No | Other | Shippable | 0 |  | Not Applicable as per Item Classification |  | Not Applicable
953-9158 | 953-9158 | SPA, IRONRIDGE Manufacturer Rebate for # DS-250-1051, End Date 01/00/1900, Max Qty. , IR LOU Krannich East , 4202954 Krannich Solar East LLC | -7.9602 |  | No | Other | Shippable | 0 |  | Not Applicable as per Item Classification |  | Not Applicable
953-9159 | 953-9159 | SPA, IRONRIDGE Manufacturer Rebate for # DS-250-1052, End Date 01/00/1900, Max Qty. , IR LOU Krannich East , 4202954 Krannich Solar East LLC | -7.9602 |  | No | Other | Shippable | 0 |  | Not Applicable as per Item Classification |  | Not Applicable
953-9160 | 953-9160 | SPA, IRONRIDGE Manufacturer Rebate for # DS-260-0169, End Date 01/00/1900, Max Qty. , IR LOU Krannich East , 4202954 Krannich Solar East LLC | -0.40024 |  | No | Other | Shippable | 0 |  | Not Applicable as per Item Classification |  | Not Applicable
953-9161 | 953-9161 | SPA, IRONRIDGE Manufacturer Rebate for # DS-260-0170, End Date 01/00/1900, Max Qty. , IR LOU Krannich East , 4202954 Krannich Solar East LLC | -0.40024 |  | No | Other | Shippable | 0 |  | Not Applicable as per Item Classification |  | Not Applicable
953-9162 | 953-9162 | SPA, IRONRIDGE Manufacturer Rebate for # DS-260-0171, End Date 01/00/1900, Max Qty. , IR LOU Krannich East , 4202954 Krannich Solar East LLC | -0.40024 |  | No | Other | Shippable | 0 |  | Not Applicable as per Item Classification |  | Not Applicable
953-9163 | 953-9163 | SPA, IRONRIDGE Manufacturer Rebate for # DS-260-0172, End Date 01/00/1900, Max Qty. , IR LOU Krannich East , 4202954 Krannich Solar East LLC | -0.40024 |  | No | Other | Shippable | 0 |  | Not Applicable as per Item Classification |  | Not Applicable
953-9164 | 953-9164 | SPA, IRONRIDGE Manufacturer Rebate for # DS-260-0173, End Date 01/00/1900, Max Qty. , IR LOU Krannich East , 4202954 Krannich Solar East LLC | -0.40024 |  | No | Other | Shippable | 0 |  | Not Applicable as per Item Classification |  | Not Applicable
953-9165 | 953-9165 | SPA, IRONRIDGE Manufacturer Rebate for # DS-260-0174, End Date 01/00/1900, Max Qty. , IR LOU Krannich East , 4202954 Krannich Solar East LLC | -0.40024 |  | No | Other | Shippable | 0 |  | Not Applicable as per Item Classification |  | Not Applicable
953-9166 | 953-9166 | SPA, IRONRIDGE Manufacturer Rebate for # DS-260-0175, End Date 01/00/1900, Max Qty. , IR LOU Krannich East , 4202954 Krannich Solar East LLC | -0.50656 |  | No | Other | Shippable | 0 |  | Not Applicable as per Item Classification |  | Not Applicable
953-9167 | 953-9167 | SPA, IRONRIDGE Manufacturer Rebate for # DS-590-0119, End Date 01/00/1900, Max Qty. , IR LOU Krannich East , 4202954 Krannich Solar East LLC | -0.68639 |  | No | Other | Shippable | 0 |  | Not Applicable as per Item Classification |  | Not Applicable
953-9168 | 953-9168 | SPA, IRONRIDGE Manufacturer Rebate for # DS-590-0120, End Date 01/00/1900, Max Qty. , IR LOU Krannich East , 4202954 Krannich Solar East LLC | -1.5877 |  | No | Other | Shippable | 0 |  | Not Applicable as per Item Classification |  | Not Applicable
953-9169 | 953-9169 | SPA, IRONRIDGE Manufacturer Rebate for # DS-590-0121, End Date 01/00/1900, Max Qty. , IR LOU Krannich East , 4202954 Krannich Solar East LLC | -0.9557 |  | No | Other | Shippable | 0 |  | Not Applicable as per Item Classification |  | Not Applicable
953-9170 | 953-9170 | SPA, IRONRIDGE Manufacturer Rebate for # DS-250-1053, End Date 01/00/1900, Max Qty. , IR LOU Krannich East , 4202954 Krannich Solar East LLC | -15.1006 |  | No | Other | Shippable | 0 |  | Not Applicable as per Item Classification |  | Not Applicable
953-9171 | 953-9171 | SPA, IRONRIDGE Manufacturer Rebate for # DS-250-1054, End Date 01/00/1900, Max Qty. , IR LOU Krannich East , 4202954 Krannich Solar East LLC | -0.44574 |  | No | Other | Shippable | 0 |  | Not Applicable as per Item Classification |  | Not Applicable
953-9172 | 953-9172 | SPA, IRONRIDGE Manufacturer Rebate for # DS-250-1055, End Date 01/00/1900, Max Qty. , IR LOU Krannich East , 4202954 Krannich Solar East LLC | -2.0182 |  | No | Other | Shippable | 0 |  | Not Applicable as per Item Classification |  | Not Applicable
953-9173 | 953-9173 | SPA, IRONRIDGE Manufacturer Rebate for # DS-550-0287, End Date 01/00/1900, Max Qty. , IR LOU Krannich East , 4202954 Krannich Solar East LLC | -0.13328 |  | No | Other | Shippable | 0 |  | Not Applicable as per Item Classification |  | Not Applicable
953-9174 | 953-9174 | SPA, IRONRIDGE Manufacturer Rebate for # DS-550-0288, End Date 01/00/1900, Max Qty. , IR LOU Krannich East , 4202954 Krannich Solar East LLC | -0.020644 |  | No | Other | Shippable | 0 |  | Not Applicable as per Item Classification |  | Not Applicable
953-9177 | 953-9177 | SPA, IRONRIDGE Manufacturer Rebate for # DS-211-0042, End Date 01/00/1900, Max Qty. , IR LOU Krannich East , 4202954 Krannich Solar East LLC | 23.3127 |  | No | Other | Shippable | 0 |  | Not Applicable as per Item Classification |  | Not Applicable
953-9178 | 953-9178 | SPA, IRONRIDGE Manufacturer Rebate for # DS-211-0061, End Date 04/30/2023, Max Qty. , IR LOU Krannich East , 4202954 Krannich Solar East LLC | 0.0065348 |  | No | Other | Shippable | 0 |  | Not Applicable as per Item Classification |  | Not Applicable
953-9179 | 953-9179 | SPA, IRONRIDGE Manufacturer Rebate for # DS-260-0099, End Date 01/00/1900, Max Qty. , IR LOU Krannich East , 4202954 Krannich Solar East LLC | 1.9539 |  | No | Other | Shippable | 0 |  | Not Applicable as per Item Classification |  | Not Applicable
953-9180 | 953-9180 | SPA, IRONRIDGE Manufacturer Rebate for # DS-260-0093, End Date 01/00/1900, Max Qty. , IR LOU Krannich East , 4202954 Krannich Solar East LLC | -1.644 |  | No | Other | Shippable | 0 |  | Not Applicable as per Item Classification |  | Not Applicable
953-9182 | 953-9182 | SPA, IRONRIDGE Manufacturer Rebate for # DS-211-0057, End Date 01/00/1900, Max Qty. , IR LOU Krannich East , 4202954 Krannich Solar East LLC | 0.24593 |  | No | Other | Shippable | 0 |  | Not Applicable as per Item Classification |  | Not Applicable
953-9183 | 953-9183 | SPA, IRONRIDGE Manufacturer Rebate for # DS-211-0058, End Date 01/00/1900, Max Qty. , IR LOU Krannich East , 4202954 Krannich Solar East LLC | 0.98511 |  | No | Other | Shippable | 0 |  | Not Applicable as per Item Classification |  | Not Applicable
953-9187 | 953-9187 | SPA, IRONRIDGE Manufacturer Rebate for # DS-270-1045, End Date 01/00/1900, Max Qty. , IR LOU Krannich East , 4202954 Krannich Solar East LLC | -4.3244 |  | No | Other | Shippable | 0 |  | Not Applicable as per Item Classification |  | Not Applicable
953-9188 | 953-9188 | SPA, IRONRIDGE Manufacturer Rebate for # DS-270-1046, End Date 01/00/1900, Max Qty. , IR LOU Krannich East , 4202954 Krannich Solar East LLC | -5.6344 |  | No | Other | Shippable | 0 |  | Not Applicable as per Item Classification |  | Not Applicable
953-9190 | 953-9190 | SPA, IRONRIDGE Manufacturer Rebate for # DS-270-0725, End Date 01/00/1900, Max Qty. , IR LOU Krannich East , 4202954 Krannich Solar East LLC | -13.9006 |  | No | Other | Shippable | 0 |  | Not Applicable as per Item Classification |  | Not Applicable
953-9191 | 953-9191 | SPA, IRONRIDGE Manufacturer Rebate for # DS-210-0579, End Date 01/00/1900, Max Qty. , IR LOU Krannich East , 4202954 Krannich Solar East LLC | -19.1306 |  | No | Other | Shippable | 0 |  | Not Applicable as per Item Classification |  | Not Applicable
953-9193 | 953-9193 | SPA, IRONRIDGE Manufacturer Rebate for # DS-270-0746, End Date 01/00/1900, Max Qty. , IR LOU Krannich East , 4202954 Krannich Solar East LLC | -6.124 |  | No | Other | Shippable | 0 |  | Not Applicable as per Item Classification |  | Not Applicable
953-9194 | 953-9194 | SPA, IRONRIDGE Manufacturer Rebate for # DS-270-0182, End Date 01/00/1900, Max Qty. , IR LOU Krannich East , 4202954 Krannich Solar East LLC | -8.3343 |  | No | Other | Shippable | 0 |  | Not Applicable as per Item Classification |  | Not Applicable
953-9196 | 953-9196 | SPA, IRONRIDGE Manufacturer Rebate for # DS-210-0949, End Date 01/00/1900, Max Qty. , IR LOU Krannich East , 4202954 Krannich Solar East LLC | -17.3452 |  | No | Other | Shippable | 0 |  | Not Applicable as per Item Classification |  | Not Applicable
953-9197 | 953-9197 | SPA, IRONRIDGE Manufacturer Rebate for # DS-270-0898, End Date 01/00/1900, Max Qty. , IR LOU Krannich East , 4202954 Krannich Solar East LLC | -12.469 |  | No | Other | Shippable | 0 |  | Not Applicable as per Item Classification |  | Not Applicable
953-9198 | 953-9198 | SPA, IRONRIDGE Manufacturer Rebate for # DS-270-0901, End Date 01/00/1900, Max Qty. , IR LOU Krannich East , 4202954 Krannich Solar East LLC | 13.9019 |  | No | Other | Shippable | 0 |  | Not Applicable as per Item Classification |  | Not Applicable
953-9199 | 953-9199 | SPA, IRONRIDGE Manufacturer Rebate for # DS-270-0159, End Date 01/00/1900, Max Qty. , IR LOU Krannich East , 4202954 Krannich Solar East LLC | 0.073814 |  | No | Other | Shippable | 0 |  | Not Applicable as per Item Classification |  | Not Applicable
953-9200 | 953-9200 | SPA, IRONRIDGE Manufacturer Rebate for # DS-270-0899, End Date 01/00/1900, Max Qty. , IR LOU Krannich East , 4202954 Krannich Solar East LLC | -1.238 |  | No | Other | Shippable | 0 |  | Not Applicable as per Item Classification |  | Not Applicable
953-9201 | 953-9201 | SPA, IRONRIDGE Manufacturer Rebate for # DS-270-0157, End Date 01/00/1900, Max Qty. , IR LOU Krannich East , 4202954 Krannich Solar East LLC | -2.3724 |  | No | Other | Shippable | 0 |  | Not Applicable as per Item Classification |  | Not Applicable
953-9202 | 953-9202 | SPA, IRONRIDGE Manufacturer Rebate for # DS-270-0900, End Date 01/00/1900, Max Qty. , IR LOU Krannich East , 4202954 Krannich Solar East LLC | -1.238 |  | No | Other | Shippable | 0 |  | Not Applicable as per Item Classification |  | Not Applicable
953-9203 | 953-9203 | SPA, IRONRIDGE Manufacturer Rebate for # DS-270-0158, End Date 01/00/1900, Max Qty. , IR LOU Krannich East , 4202954 Krannich Solar East LLC | -2.3724 |  | No | Other | Shippable | 0 |  | Not Applicable as per Item Classification |  | Not Applicable
953-9204 | 953-9204 | SPA, IRONRIDGE Manufacturer Rebate for # DS-210-1040, End Date 01/00/1900, Max Qty. , IR LOU Krannich East , 4202954 Krannich Solar East LLC | 3.192 |  | No | Other | Shippable | 0 |  | Not Applicable as per Item Classification |  | Not Applicable
953-9205 | 953-9205 | SPA, IRONRIDGE Manufacturer Rebate for # DS-210-1044, End Date 01/00/1900, Max Qty. , IR LOU Krannich East , 4202954 Krannich Solar East LLC | 3.5076 |  | No | Other | Shippable | 0 |  | Not Applicable as per Item Classification |  | Not Applicable
953-9206 | 953-9206 | SPA, IRONRIDGE Manufacturer Rebate for # DS-210-1042, End Date 01/00/1900, Max Qty. , IR LOU Krannich East , 4202954 Krannich Solar East LLC | -1.2158 |  | No | Other | Shippable | 0 |  | Not Applicable as per Item Classification |  | Not Applicable
953-9208 | 953-9208 | SPA, IRONRIDGE Manufacturer Rebate for # DS-210-0674, End Date 01/00/1900, Max Qty. , IR LOU Krannich East , 4202954 Krannich Solar East LLC | -3.3958 |  | No | Other | Shippable | 0 |  | Not Applicable as per Item Classification |  | Not Applicable
953-9209 | 953-9209 | SPA, IRONRIDGE Manufacturer Rebate for # DS-270-0902, End Date 01/00/1900, Max Qty. , IR LOU Krannich East , 4202954 Krannich Solar East LLC | 0.0004402 |  | No | Other | Shippable | 0 |  | Not Applicable as per Item Classification |  | Not Applicable
953-9210 | 953-9210 | SPA, IRONRIDGE Manufacturer Rebate for # DS-270-0776, End Date 01/00/1900, Max Qty. , IR LOU Krannich East , 4202954 Krannich Solar East LLC | -3.0731 |  | No | Other | Shippable | 0 |  | Not Applicable as per Item Classification |  | Not Applicable
953-9211 | 953-9211 | SPA, IRONRIDGE Manufacturer Rebate for # DS-270-0870, End Date 01/00/1900, Max Qty. , IR LOU Krannich East , 4202954 Krannich Solar East LLC | -12.325 |  | No | Other | Shippable | 0 |  | Not Applicable as per Item Classification |  | Not Applicable
953-9216 | 953-9216 | SPA, IRONRIDGE Manufacturer Rebate for # DS-211-0240, End Date 01/00/1900, Max Qty. , IR LOU Krannich East , 4202954 Krannich Solar East LLC | -2.7518 |  | No | Other | Shippable | 0 |  | Not Applicable as per Item Classification |  | Not Applicable
953-9220 | 953-9220 | SPA, IRONRIDGE Manufacturer Rebate for # DS-590-0122, End Date 01/00/1900, Max Qty. , IR LOU Krannich East , 4202954 Krannich Solar East LLC | 4.7333 |  | No | Other | Shippable | 0 |  | Not Applicable as per Item Classification |  | Not Applicable
953-9224 | 953-9224 | SPA, IRONRIDGE Manufacturer Rebate for # DS-270-0941, End Date 01/00/1900, Max Qty. , IR LOU Krannich East , 4202954 Krannich Solar East LLC | -2.8167 |  | No | Other | Shippable | 0 |  | Not Applicable as per Item Classification |  | Not Applicable
953-9227 | 953-9227 | SPA, IRONRIDGE Manufacturer Rebate for # DS-510-0258, End Date 01/00/1900, Max Qty. , IR LOU Krannich East , 4202954 Krannich Solar East LLC | -20.955 |  | No | Other | Shippable | 0 |  | Not Applicable as per Item Classification |  | Not Applicable
953-9228 | 953-9228 | Mission Blanket SPA $.07/w for approved installers | -24.15 |  | No | Other | Shippable | 0 |  | Not Applicable as per Item Classification |  | Not Applicable
953-9928 | 953-9928 | SPA, IRONRIDGE Manufacturer Rebate for # 210-0999, End Date 04/30/2023, Max Qty. , IR LOU Krannich East , 4202954 Krannich Solar East LLC | -2.7325 |  | No | Other | Shippable | 0 |  | Not Applicable as per Item Classification |  | Not Applicable
953-9929 | 953-9929 | SPA, IRONRIDGE Manufacturer Rebate for # 210-1026, End Date 01/00/1900, Max Qty. , IR LOU Krannich East , 4202954 Krannich Solar East LLC | -3.199 |  | No | Other | Shippable | 0 |  | Not Applicable as per Item Classification |  | Not Applicable
953-9930 | 953-9930 | SPA, IRONRIDGE Manufacturer Rebate for # 210-1000, End Date 01/00/1900, Max Qty. , IR LOU Krannich East , 4202954 Krannich Solar East LLC | -3.3133 |  | No | Other | Shippable | 0 |  | Not Applicable as per Item Classification |  | Not Applicable
953-9931 | 953-9931 | SPA, IRONRIDGE Manufacturer Rebate for # 210-1027, End Date 01/00/1900, Max Qty. , IR LOU Krannich East , 4202954 Krannich Solar East LLC | 2.1136 |  | No | Other | Shippable | 0 |  | Not Applicable as per Item Classification |  | Not Applicable
953-9932 | 953-9932 | SPA, IRONRIDGE Manufacturer Rebate for # 210-1003, End Date 01/00/1900, Max Qty. , IR LOU Krannich East , 4202954 Krannich Solar East LLC | -3.8189 |  | No | Other | Shippable | 0 |  | Not Applicable as per Item Classification |  | Not Applicable
953-9933 | 953-9933 | SPA, IRONRIDGE Manufacturer Rebate for # 210-1004, End Date 04/30/2023, Max Qty. , IR LOU Krannich East , 4202954 Krannich Solar East LLC | -4.3858 |  | No | Other | Shippable | 0 |  | Not Applicable as per Item Classification |  | Not Applicable
953-9934 | 953-9934 | SPA, SOLARIA CORP, Manufacturer Rebate for 110-1254, End Date 6/30/2022, platinum Solaria -San Marino Solar, 203765 San Marino Solar & Electric, LLC | -24 |  | No | Other | Shippable | 0 |  | Not Applicable as per Item Classification |  | Not Applicable
953-9935 | 953-9935 | SPA, PANASONIC CORPORATION OF NORTH AMERICA, Manufacturer Rebate for 110-1265, End Date 6/30/2022, Panasonic for Pure Energy Group, 4204910 Pure Energy Group, Inc. | -62.97 |  | No | Other | Shippable | 0 |  | Not Applicable as per Item Classification |  | Not Applicable
953-9936 | 953-9936 | SPA, PANASONIC CORPORATION OF NORTH AMERICA, Manufacturer Rebate for 110-1303, End Date 6/30/2022, Panasonic for Pure Energy Group, 4204910 Pure Energy Group, Inc. | -62.69 |  | No | Other | Shippable | 0 |  | Not Applicable as per Item Classification |  | Not Applicable
953-9937 | 953-9937 | SPA, PANASONIC CORPORATION OF NORTH AMERICA, Manufacturer Rebate for 110-1264, End Date 6/30/2022, Panasonic2022 West Region SPA Soligent.CES - signed, 80786 FirstPV Inc dba SolarUnion | -37.15 |  | No | Other | Shippable | 0 |  | Not Applicable as per Item Classification |  | Not Applicable
953-9938 | 953-9938 | SPA, PANASONIC CORPORATION OF NORTH AMERICA, Manufacturer Rebate for 110-1265, End Date 6/30/2022, Panasonic2022 West Region SPA Soligent.CES - signed, 80786 FirstPV Inc dba SolarUnion | -38.07 |  | No | Other | Shippable | 0 |  | Not Applicable as per Item Classification |  | Not Applicable
953-9939 | 953-9939 | SPA, SOLARIA CORP, Manufacturer Rebate for 110-1254, End Date 6/30/2022, Solaria-Platinum Q1&Q2 22 Illuminate, 88279 Illuminate Solar Company | -57.87 |  | No | Other | Shippable | 0 |  | Not Applicable as per Item Classification |  | Not Applicable
953-9940 | 953-9940 | SPA, ENPHASE ENERGY, INC., Manufacturer Rebate for 321-0229, End Date 6/30/2022, Q-00018624, 4204494 Evergreen Solar and Construction dba Evergreen Builders | -20.94 |  | No | Other | Shippable | 0 |  | Not Applicable as per Item Classification |  | Not Applicable
953-9941 | 953-9941 | SPA, ENPHASE ENERGY, INC., Manufacturer Rebate for 321-0230, End Date 6/30/2022, Q-00018624, 4204494 Evergreen Solar and Construction dba Evergreen Builders | -23.57 |  | No | Other | Shippable | 0 |  | Not Applicable as per Item Classification |  | Not Applicable
953-9942 | 953-9942 | SPA, ENPHASE ENERGY, INC., Manufacturer Rebate for 321-0231, End Date 6/30/2022, Q-00018624, 4204494 Evergreen Solar and Construction dba Evergreen Builders | -31.57 |  | No | Other | Shippable | 0 |  | Not Applicable as per Item Classification |  | Not Applicable
953-9943 | 953-9943 | SPA, ENPHASE ENERGY, INC., Manufacturer Rebate for 321-0232, End Date 6/30/2022, Q-00018624, 4204494 Evergreen Solar and Construction dba Evergreen Builders | -24.14 |  | No | Other | Shippable | 0 |  | Not Applicable as per Item Classification |  | Not Applicable
953-9944 | 953-9944 | SPA, ENPHASE ENERGY, INC., Manufacturer Rebate for 480-0123, End Date 6/30/2022, Q-00018280, 11779 HEsolar LLC | -269.86 |  | No | Other | Shippable | 0 |  | Not Applicable as per Item Classification |  | Not Applicable
953-9945 | 953-9945 | SPA, ENPHASE ENERGY, INC., Manufacturer Rebate for 480-0132, End Date 6/30/2022, Q-0001820, 11779 HEsolar LLC | -269.86 |  | No | Other | Shippable | 0 |  | Not Applicable as per Item Classification |  | Not Applicable
953-9946 | 953-9946 | SPA, ENPHASE ENERGY, INC., Manufacturer Rebate for 321-0215, End Date 6/30/2022, Q-00018624, 4204494 Evergreen Solar and Construction dba Evergreen Builders | -25.79 |  | No | Other | Shippable | 0 |  | Not Applicable as per Item Classification |  | Not Applicable
953-9947 | 953-9947 | SPA, ENPHASE ENERGY, INC., Manufacturer Rebate for 321-0223, End Date 6/30/2022, Q-00018624, 4204494 Evergreen Solar and Construction dba Evergreen Builders | -25 |  | No | Other | Shippable | 0 |  | Not Applicable as per Item Classification |  | Not Applicable
953-9948 | 953-9948 | SPA, ENPHASE ENERGY, INC., Manufacturer Rebate for 321-0216, End Date 6/30/2022, Q-00018624, 4204494 Evergreen Solar and Construction dba Evergreen Builders | -24.48 |  | No | Other | Shippable | 0 |  | Not Applicable as per Item Classification |  | Not Applicable
953-9949 | 953-9949 | SPA, ENPHASE ENERGY, INC., Manufacturer Rebate for 321-0233, End Date 6/30/2022, Q-00018624, 4204494 Evergreen Solar and Construction dba Evergreen Builders | -19 |  | No | Other | Shippable | 0 |  | Not Applicable as per Item Classification |  | Not Applicable
953-9950 | 953-9950 | SPA, ENPHASE ENERGY, INC., Manufacturer Rebate for 321-0215, End Date 6/30/2022, Q-00017455, 6900 Aberration, Inc. dba South Texas Solar Systems, Inc. | -29.91 |  | No | Other | Shippable | 0 |  | Not Applicable as per Item Classification |  | Not Applicable
953-9951 | 953-9951 | SPA, ENPHASE ENERGY, INC., Manufacturer Rebate for 321-0216, End Date 6/30/2022, Q-00017455, 6900 Aberration, Inc. dba South Texas Solar Systems, Inc. | -29.93 |  | No | Other | Shippable | 0 |  | Not Applicable as per Item Classification |  | Not Applicable
953-9952 | 953-9952 | SPA, ENPHASE ENERGY, INC., Manufacturer Rebate for 321-0215, End Date 6/30/2022, Q-00017448, 7121 Solar Alternatives Inc | -17.34 |  | No | Other | Shippable | 0 |  | Not Applicable as per Item Classification |  | Not Applicable
953-9953 | 953-9953 | SPA, ENPHASE ENERGY, INC., Manufacturer Rebate for 321-0216, End Date 6/30/2022, Q-00017448, 7121 Solar Alternatives Inc | -17.49 |  | No | Other | Shippable | 0 |  | Not Applicable as per Item Classification |  | Not Applicable
953-9954 | 953-9954 | SPA, ENPHASE ENERGY, INC., Manufacturer Rebate for 321-0215, End Date 6/30/2022, Q-00017453, 4202996 Solergy | -17.29 |  | No | Other | Shippable | 0 |  | Not Applicable as per Item Classification |  | Not Applicable
953-9955 | 953-9955 | SPA, ENPHASE ENERGY, INC., Manufacturer Rebate for 321-0233, End Date 6/30/2022, Q-00017459, 4203443 Sunshine Renewable Solutions | -14.45 |  | No | Other | Shippable | 0 |  | Not Applicable as per Item Classification |  | Not Applicable
953-9956 | 953-9956 | SPA, SOLAREDGE TECHNOLOGIES INC, Manufacturer Rebate for 565-0238, End Date 9/30/2022, SOL1261, 4203443 Sunshine Renewable Solutions | -4.35 |  | No | Other | Shippable | 0 |  | Not Applicable as per Item Classification |  | Not Applicable
953-9957 | 953-9957 | SPA, ENPHASE ENERGY, INC., Manufacturer Rebate for 321-0229, End Date 6/30/2022, Max Qty. 500, Q-00017886, 80633 Solar Roof Dynamics LLC | -16.94 |  | No | Other | Shippable | 0 |  | Not Applicable as per Item Classification |  | Not Applicable
953-9958 | 953-9958 | SPA, ENPHASE ENERGY, INC., Manufacturer Rebate for 321-0230, End Date 6/30/2022, Max Qty. 300, Q-00017886, 80633 Solar Roof Dynamics LLC | -18.57 |  | No | Other | Shippable | 0 |  | Not Applicable as per Item Classification |  | Not Applicable
953-9959 | 953-9959 | SPA, ENPHASE ENERGY, INC., Manufacturer Rebate for 321-0231, End Date 6/30/2022, Max Qty. 300, Q-00017886, 80633 Solar Roof Dynamics LLC | -15.7 |  | No | Other | Shippable | 0 |  | Not Applicable as per Item Classification |  | Not Applicable
953-9960 | 953-9960 | SPA, ENPHASE ENERGY, INC., Manufacturer Rebate for 321-0232, End Date 6/30/2022, Max Qty. 300, Q-00017886, 80633 Solar Roof Dynamics LLC | -15.36 |  | No | Other | Shippable | 0 |  | Not Applicable as per Item Classification |  | Not Applicable
953-9961 | 953-9961 | SPA, ENPHASE ENERGY, INC., Manufacturer Rebate for 321-0233, End Date 6/30/2022, Max Qty. 200, Q-00017886, 80633 Solar Roof Dynamics LLC | -14.85 |  | No | Other | Shippable | 0 |  | Not Applicable as per Item Classification |  | Not Applicable
953-9962 | 953-9962 | SPA, ENPHASE ENERGY, INC., Manufacturer Rebate for 321-0230, End Date 6/30/2022, Q-00017561, 203313 Sunergy, Inc | -16.57 |  | No | Other | Shippable | 0 |  | Not Applicable as per Item Classification |  | Not Applicable
953-9963 | 953-9963 | SPA, ENPHASE ENERGY, INC., Manufacturer Rebate for 321-0231, End Date 6/30/2022, Q-00017561, 203313 Sunergy, Inc | -16.57 |  | No | Other | Shippable | 0 |  | Not Applicable as per Item Classification |  | Not Applicable
953-9964 | 953-9964 | SPA, ENPHASE ENERGY, INC., Manufacturer Rebate for 321-0232, End Date 6/30/2022, Q-00017561, 203313 Sunergy, Inc | -16.14 |  | No | Other | Shippable | 0 |  | Not Applicable as per Item Classification |  | Not Applicable
953-9965 | 953-9965 | SPA, ENPHASE ENERGY, INC., Manufacturer Rebate for 321-0233, End Date 6/30/2022, Q-00017561, 203313 Sunergy, Inc | -12 |  | No | Other | Shippable | 0 |  | Not Applicable as per Item Classification |  | Not Applicable
953-9966 | 953-9966 | SPA, SOLARIA CORP, Manufacturer Rebate for 110-1254, End Date 8/31/2022, Premier $.12 - Ready Home Energy, 4204074 Ready Home Energy Inc | -48 |  | No | Other | Shippable | 0 |  | Not Applicable as per Item Classification |  | Not Applicable
953-9967 | 953-9967 | SPA, ENPHASE ENERGY, INC., Manufacturer Rebate for 321-0216, End Date 6/30/2022, Q-00017561, 203313 Sunergy, Inc | -19.48 |  | No | Other | Shippable | 0 |  | Not Applicable as per Item Classification |  | Not Applicable
953-9968 | 953-9968 | SPA, SOLAREDGE TECHNOLOGIES INC, Manufacturer Rebate for 565-0238, End Date 12/31/2022, SOL1595, 4205358 Covenant Solar Tech dba Covenant Solar and Roofing | -5.36 |  | No | Other | Shippable | 0 |  | Not Applicable as per Item Classification |  | Not Applicable
953-9969 | 953-9969 | SPA, SOLAREDGE TECHNOLOGIES INC, Manufacturer Rebate for 310-0600, End Date 12/31/2022, SOL1595, 4205358 Covenant Solar Tech dba Covenant Solar and Roofing | -50.28 |  | No | Other | Shippable | 0 |  | Not Applicable as per Item Classification |  | Not Applicable
953-9970 | 953-9970 | SPA, SOLAREDGE TECHNOLOGIES INC, Manufacturer Rebate for 310-0286, End Date 12/31/2022, SOL1595, 4205358 Covenant Solar Tech dba Covenant Solar and Roofing | -100.57 |  | No | Other | Shippable | 0 |  | Not Applicable as per Item Classification |  | Not Applicable
953-9971 | 953-9971 | SPA, SOLAREDGE TECHNOLOGIES INC, Manufacturer Rebate for 310-0597, End Date 12/31/2022, SOL1595, 4205358 Covenant Solar Tech dba Covenant Solar and Roofing | 441.05 |  | No | Other | Shippable | 0 |  | Not Applicable as per Item Classification |  | Not Applicable
953-9972 | 953-9972 | SPA, GENERAC POWER SYSTEMS, INC, Manufacturer Rebate for 310-0044, End Date 12/31/2022, Jeff McAndrew, 4988267 AA Schreiber Corp dba Double A | -322.5 |  | No | Other | Shippable | 0 |  | Not Applicable as per Item Classification |  | Not Applicable
953-9973 | 953-9973 | SPA, GENERAC POWER SYSTEMS, INC, Manufacturer Rebate for 330-0026, End Date 12/31/2022, 2022 City-Soligent - AA Service & Repair SPA, 4988267 AA Schreiber Corp dba Double A | -385.55 |  | No | Other | Shippable | 0 |  | Not Applicable as per Item Classification |  | Not Applicable
953-9974 | 953-9974 | SPA, GENERAC POWER SYSTEMS, INC, Manufacturer Rebate for 330-0026, End Date 12/31/2022, 2022 City-Soligent - AA Service & Repair SPA, 4988267 AA Schreiber Corp dba Double A | -385.55 |  | No | Other | Shippable | 0 |  | Not Applicable as per Item Classification |  | Not Applicable
953-9975 | 953-9975 | SPA, GENERAC POWER SYSTEMS, INC, Manufacturer Rebate for 310-0044, End Date 12/31/2022, 2022 City-Soligent - AA Service & Repair SPA, 4988267 AA Schreiber Corp dba Double A | -470.5 |  | No | Other | Shippable | 0 |  | Not Applicable as per Item Classification |  | Not Applicable
953-9976 | 953-9976 | SPA, GENERAC POWER SYSTEMS, INC, Manufacturer Rebate for 580-0147, End Date 12/31/2022, 2022 City-Soligent - AA Service & Repair SPA, 4988267 AA Schreiber Corp dba Double A | -4.12 |  | No | Other | Shippable | 0 |  | Not Applicable as per Item Classification |  | Not Applicable
953-9977 | 953-9977 | SPA, GENERAC POWER SYSTEMS, INC, Manufacturer Rebate for 580-0189, End Date 12/31/2022, 2022 City-Soligent - AA Service & Repair SPA, 4988267 AA Schreiber Corp dba Double A | -4.81 |  | No | Other | Shippable | 0 |  | Not Applicable as per Item Classification |  | Not Applicable
953-9978 | 953-9978 | SPA, GENERAC POWER SYSTEMS, INC, Manufacturer Rebate for 565-0024, End Date 12/31/2022, 2022 City-Soligent - AA Service & Repair SPA, 4988267 AA Schreiber Corp dba Double A | -44.47 |  | No | Other | Shippable | 0 |  | Not Applicable as per Item Classification |  | Not Applicable
953-9979 | 953-9979 | SPA, GENERAC POWER SYSTEMS, INC, Manufacturer Rebate for 450-0167, End Date 12/31/2022, 2022 City-Soligent - AA Service & Repair SPA, 4988267 AA Schreiber Corp dba Double A | -5.67 |  | No | Other | Shippable | 0 |  | Not Applicable as per Item Classification |  | Not Applicable
953-9980 | 953-9980 | SPA, GENERAC POWER SYSTEMS, INC, Manufacturer Rebate for 577-0227, End Date 12/31/2022, 2022 City-Soligent - AA Service & Repair SPA, 4988267 AA Schreiber Corp dba Double A | -3.21 |  | No | Other | Shippable | 0 |  | Not Applicable as per Item Classification |  | Not Applicable
953-9981 | 953-9981 | SPA, GENERAC POWER SYSTEMS, INC, Manufacturer Rebate for 577-0228, End Date 12/31/2022, 2022 City-Soligent - AA Service & Repair SPA, 4988267 AA Schreiber Corp dba Double A | -9.71 |  | No | Other | Shippable | 0 |  | Not Applicable as per Item Classification |  | Not Applicable
953-9982 | 953-9982 | SPA, ENPHASE ENERGY, INC., Manufacturer Rebate for 321-0223, End Date 6/30/2022, Q00017488, 7121 Solar Alternatives Inc | -24.35 |  | No | Other | Shippable | 0 |  | Not Applicable as per Item Classification |  | Not Applicable
953-9983 | 953-9983 | SPA, ENPHASE ENERGY, INC., Manufacturer Rebate for 321-0223, End Date 6/30/2022, Q-00017455, 6900 Aberration, Inc. dba South Texas Solar Systems, Inc. | -37.91 |  | No | Other | Shippable | 0 |  | Not Applicable as per Item Classification |  | Not Applicable
953-9984 | 953-9984 | SPA, ENPHASE ENERGY, INC., Manufacturer Rebate for 321-0215, End Date 6/30/2022, Q-00017416, 6237 Power Production Management, Inc. | -16.27 |  | No | Other | Shippable | 0 |  | Not Applicable as per Item Classification |  | Not Applicable
953-9985 | 953-9985 | SPA, ENPHASE ENERGY, INC., Manufacturer Rebate for 321-0216, End Date 6/30/2022, Q-00017416, 6237 Power Production Management, Inc. | -10.64 |  | No | Other | Shippable | 0 |  | Not Applicable as per Item Classification |  | Not Applicable
953-9986 | 953-9986 | SPA, ENPHASE ENERGY, INC., Manufacturer Rebate for 321-0223, End Date 6/30/2022, Q-00017416, 6237 Power Production Management, Inc. | -11.11 |  | No | Other | Shippable | 0 |  | Not Applicable as per Item Classification |  | Not Applicable
953-9987 | 953-9987 | SPA, ENPHASE ENERGY, INC., Manufacturer Rebate for 321-0229, End Date 6/30/2022, Q-00017416, 6237 Power Production Management, Inc. | -12.97 |  | No | Other | Shippable | 0 |  | Not Applicable as per Item Classification |  | Not Applicable
953-9988 | 953-9988 | SPA, ENPHASE ENERGY, INC., Manufacturer Rebate for 321-0230, End Date 6/30/2022, Q-00017416, 6237 Power Production Management, Inc. | -12.75 |  | No | Other | Shippable | 0 |  | Not Applicable as per Item Classification |  | Not Applicable
953-9989 | 953-9989 | SPA, ENPHASE ENERGY, INC., Manufacturer Rebate for 321-0231, End Date 6/30/2022, Q-00017416, 6237 Power Production Management, Inc. | -13.23 |  | No | Other | Shippable | 0 |  | Not Applicable as per Item Classification |  | Not Applicable
953-9990 | 953-9990 | SPA, ENPHASE ENERGY, INC., Manufacturer Rebate for 321-0232, End Date 6/30/2022, Q-00017416, 6237 Power Production Management, Inc. | -13.22 |  | No | Other | Shippable | 0 |  | Not Applicable as per Item Classification |  | Not Applicable
953-9991 | 953-9991 | SPA, ENPHASE ENERGY, INC., Manufacturer Rebate for 321-0233, End Date 6/30/2022, Q-00017416, 6237 Power Production Management, Inc. | -12.22 |  | No | Other | Shippable | 0 |  | Not Applicable as per Item Classification |  | Not Applicable
953-9992 | 953-9992 | SPA, ENPHASE ENERGY, INC., Manufacturer Rebate for 321-0230, End Date 6/30/2022, Q-00018619, 203176 Energy Solutions Direct | -43.12 |  | No | Other | Shippable | 0 |  | Not Applicable as per Item Classification |  | Not Applicable
953-9993 | 953-9993 | SPA, SOLAREDGE TECHNOLOGIES INC, Manufacturer Rebate for 310-0600, End Date 12/31/2022, SOL1585, 4204821 Tron Solar | -167.4 |  | No | Other | Shippable | 0 |  | Not Applicable as per Item Classification |  | Not Applicable
953-9994 | 953-9994 | SPA, SOLARIA CORP, Manufacturer Rebate for 110-1254, End Date 6/30/2022, SolariaSPA4988278 Utah Roof and Solar, 4988278 Utah Roof and Solar | -78.26 |  | No | Other | Shippable | 0 |  | Not Applicable as per Item Classification |  | Not Applicable
953-9995 | 953-9995 | SPA, IRONRIDGE Manufacturer Rebate for # 210-0054, End Date 01/00/1900, Max Qty. , IR LOU Krannich West , 203377 Krannich Solar West LLC | -2.4002 |  | No | Other | Shippable | 0 |  | Not Applicable as per Item Classification |  | Not Applicable
953-9996 | 953-9996 | SPA, IRONRIDGE Manufacturer Rebate for # 210-0501, End Date 01/00/1900, Max Qty. , IR LOU Krannich West , 203377 Krannich Solar West LLC | -2.8852 |  | No | Other | Shippable | 0 |  | Not Applicable as per Item Classification |  | Not Applicable
953-9997 | 953-9997 | SPA, IRONRIDGE Manufacturer Rebate for # 210-0579, End Date 01/00/1900, Max Qty. , IR LOU Krannich West , 203377 Krannich Solar West LLC | 1.2734 |  | No | Other | Shippable | 0 |  | Not Applicable as per Item Classification |  | Not Applicable
953-9998 | 953-9998 | SPA, IRONRIDGE Manufacturer Rebate for # 210-0674, End Date 01/00/1900, Max Qty. , IR LOU Krannich West , 203377 Krannich Solar West LLC | -0.22977 |  | No | Other | Shippable | 0 |  | Not Applicable as per Item Classification |  | Not Applicable
953-9999 | 953-9999 | SPA, IRONRIDGE Manufacturer Rebate for # 210-0694, End Date 01/00/1900, Max Qty. , IR LOU Krannich West , 203377 Krannich Solar West LLC | -0.904 |  | No | Other | Shippable | 0 |  | Not Applicable as per Item Classification |  | Not Applicable
954-0000 |  | Spring 2016 Promo 6% Discount | -1 |  |  |  |  | 0 |  | Not Applicable as per Item Classification |  | Not Applicable
954-0001 |  | Spring 2016 Promo 5% Discount | -1 |  |  |  |  | 0 |  | Not Applicable as per Item Classification |  | Not Applicable
954-0002 |  | Spring 2016 Promo 4% Discount | -1 |  |  |  |  | 0 |  | Not Applicable as per Item Classification |  | Not Applicable
954-0003 |  | Spring 2016 Promo 3% Discount | -1 |  |  |  |  | 0 |  | Not Applicable as per Item Classification |  | Not Applicable
955-0000 | 955-0000 | SPA, ENPHASE ENERGY, INC., Manufacturer Rebate for 480-0124, End Date 4/23/2022, Max Qty. 1234, Test Contract, 89861 Soligent Connect TEST Account | -446.53 |  | No | Other | Shippable | 0 |  | Not Applicable as per Item Classification |  | Not Applicable
955-0002 | 955-0002 | SPA, ENPHASE ENERGY, INC., Manufacturer Rebate for 480-0124, End Date 4/21/2022, Test Contract, 89861 Soligent Connect TEST Account | -446.53 |  | No | Other | Shippable | 0 |  | Not Applicable as per Item Classification |  | Not Applicable
955-0003 | 955-0003 | SPA, ENPHASE ENERGY, INC., Manufacturer Rebate for 480-0124, End Date 6/30/2022, Q-00018355, 121375 Raluna Energy Solar Solutions DBA Cutler Bay Solar Solutions | -399 |  | No | Other | Shippable | 0 |  | Not Applicable as per Item Classification |  | Not Applicable
955-0004 | 955-0004 | SPA, SOLARIA CORP, Manufacturer Rebate for 110-1254, End Date 6/30/2022, Solaria Platinum, 8095 MATSON SERVICES | -59.67 |  | No | Other | Shippable | 0 |  | Not Applicable as per Item Classification |  | Not Applicable
955-0005 | 955-0005 | SPA, SOLARIA CORP, Manufacturer Rebate for 110-1254, End Date 6/30/2022, 22Q2_SolariaSPA_Kaitanna, 2109 KAITANNA SOLAR LLC | -41.9 |  | No | Other | Shippable | 0 |  | Not Applicable as per Item Classification |  | Not Applicable
955-0006 | 955-0006 | SPA, ENPHASE ENERGY, INC., Manufacturer Rebate for 480-0133, End Date 6/30/2022, Q-00018355, 121375 Raluna Energy Solar Solutions DBA Cutler Bay Solar Solutions | -399 |  | No | Other | Shippable | 0 |  | Not Applicable as per Item Classification |  | Not Applicable
955-0007 | 955-0007 | SPA, ENPHASE ENERGY, INC., Manufacturer Rebate for 480-0123, End Date 6/30/2022, Q-00018355, 121375 Raluna Energy Solar Solutions DBA Cutler Bay Solar Solutions | -133 |  | No | Other | Shippable | 0 |  | Not Applicable as per Item Classification |  | Not Applicable
955-0008 | 955-0008 | SPA, ENPHASE ENERGY, INC., Manufacturer Rebate for 480-0132, End Date 6/30/2022, Q-00018355, 121375 Raluna Energy Solar Solutions DBA Cutler Bay Solar Solutions | -133 |  | No | Other | Shippable | 0 |  | Not Applicable as per Item Classification |  | Not Applicable
955-0009 | 955-0009 | SPA, ENPHASE ENERGY, INC., Manufacturer Rebate for 321-0215, End Date 6/1/2022, Q-00018355, 121375 Raluna Energy Solar Solutions DBA Cutler Bay Solar Solutions | -18.87 |  | No | Other | Shippable | 0 |  | Not Applicable as per Item Classification |  | Not Applicable
955-0010 | 955-0010 | SPA, ENPHASE ENERGY, INC., Manufacturer Rebate for 321-0216, End Date 6/30/2022, Q-00018355, 121375 Raluna Energy Solar Solutions DBA Cutler Bay Solar Solutions | -18.23 |  | No | Other | Shippable | 0 |  | Not Applicable as per Item Classification |  | Not Applicable
955-0011 | 955-0011 | SPA, ENPHASE ENERGY, INC., Manufacturer Rebate for 321-0223, End Date 6/30/2022, Q-00018355, 121375 Raluna Energy Solar Solutions DBA Cutler Bay Solar Solutions | -19.22 |  | No | Other | Shippable | 0 |  | Not Applicable as per Item Classification |  | Not Applicable
955-0012 | 955-0012 | SPA, ENPHASE ENERGY, INC., Manufacturer Rebate for 321-0229, End Date 6/30/2022, Q-00018355, 121375 Raluna Energy Solar Solutions DBA Cutler Bay Solar Solutions | -21.68 |  | No | Other | Shippable | 0 |  | Not Applicable as per Item Classification |  | Not Applicable
955-0013 | 955-0013 | SPA, ENPHASE ENERGY, INC., Manufacturer Rebate for 321-0230, End Date 6/30/2022, Q-00018355, 121375 Raluna Energy Solar Solutions DBA Cutler Bay Solar Solutions | -22.07 |  | No | Other | Shippable | 0 |  | Not Applicable as per Item Classification |  | Not Applicable
955-0014 | 955-0014 | SPA, ENPHASE ENERGY, INC., Manufacturer Rebate for 321-0231, End Date 6/30/2022, Q-00018355, 121375 Raluna Energy Solar Solutions DBA Cutler Bay Solar Solutions | -23.38 |  | No | Other | Shippable | 0 |  | Not Applicable as per Item Classification |  | Not Applicable
955-0015 | 955-0015 | SPA, ENPHASE ENERGY, INC., Manufacturer Rebate for 321-0232, End Date 6/30/2022, Q-00018355, 121375 Raluna Energy Solar Solutions DBA Cutler Bay Solar Solutions | -21.9 |  | No | Other | Shippable | 0 |  | Not Applicable as per Item Classification |  | Not Applicable
955-0016 | 955-0016 | SPA, ENPHASE ENERGY, INC., Manufacturer Rebate for 321-0233, End Date 6/30/2022, Q-00018355, 121375 Raluna Energy Solar Solutions DBA Cutler Bay Solar Solutions | -20.95 |  | No | Other | Shippable | 0 |  | Not Applicable as per Item Classification |  | Not Applicable
955-0017 | 955-0017 | SPA, ENPHASE ENERGY, INC., Manufacturer Rebate for 321-0230, End Date 6/30/2022, Q-00017875, 88279 Illuminate Solar Company | -4.09 |  | No | Other | Shippable | 0 |  | Not Applicable as per Item Classification |  | Not Applicable
955-0018 | 955-0018 | SPA, PANASONIC CORPORATION OF NORTH AMERICA, Manufacturer Rebate for 110-1264, End Date 6/30/2022, 2022 SPAs Central Region Soligent.CES - 4.18.22, 6900 Aberration, Inc. dba South Texas Solar Systems, Inc. | -52.98 |  | No | Other | Shippable | 0 |  | Not Applicable as per Item Classification |  | Not Applicable
955-0019 | 955-0019 | SPA, REC SOLAR dba REC AMERICAS, LLC, Manufacturer Rebate for 110-1312, End Date 5/31/2022, Cutler Bay, Soligent and REC americas LLC, 121375 Raluna Energy Solar Solutions DBA Cutler Bay Solar Solutions | -60.75 |  | No | Other | Shippable | 0 |  | Not Applicable as per Item Classification |  | Not Applicable
955-0020 | 955-0020 | SPA, PANASONIC CORPORATION OF NORTH AMERICA, Manufacturer Rebate for 110-1307, End Date 6/30/2022, 2022 SPAs Central Region Soligent.CES - Renewal 3.24.22 - signed (1), 9076 SMARTWORLD ENERGY INC | -37.19 |  | No | Other | Shippable | 0 |  | Not Applicable as per Item Classification |  | Not Applicable
955-0021 | 955-0021 | SPA, SOLARIA CORP, Manufacturer Rebate for 110-1254, End Date 6/30/2022, Solaria Platinum, 4203600 AMPWRX, Inc | -65.26 |  | No | Other | Shippable | 0 |  | Not Applicable as per Item Classification |  | Not Applicable
955-0022 | 955-0022 | SPA, ENPHASE ENERGY, INC., Manufacturer Rebate for 321-0223, End Date 6/30/2022, Q-00017561, 203313 Sunergy, Inc | -25 |  | No | Other | Shippable | 0 |  | Not Applicable as per Item Classification |  | Not Applicable
955-0023 | 955-0023 | SPA, ENPHASE ENERGY, INC., Manufacturer Rebate for 321-0229, End Date 6/30/2022, Max Qty. 1, Q-00017479, 4204475 Solar Solutions and Distributions LLC | -25.83 |  | No | Other | Shippable | 0 |  | Not Applicable as per Item Classification |  | Not Applicable
955-0024 | 955-0024 | SPA, ENPHASE ENERGY, INC., Manufacturer Rebate for 321-0233, End Date 6/30/2022, Max Qty. 2500, Q-00017479, 4204475 Solar Solutions and Distributions LLC | -25.66 |  | No | Other | Shippable | 0 |  | Not Applicable as per Item Classification |  | Not Applicable
955-0025 | 955-0025 | SPA, ENPHASE ENERGY, INC., Manufacturer Rebate for 321-0223, End Date 6/30/2022, Q-00018830, 121382 Nova Solar Inc | -19.65 |  | No | Other | Shippable | 0 |  | Not Applicable as per Item Classification |  | Not Applicable
955-0026 | 955-0026 | SPA, ENPHASE ENERGY, INC., Manufacturer Rebate for 321-0223, End Date 6/30/2022, Max Qty. 300, Q-00017886, 80633 Solar Roof Dynamics LLC | -15 |  | No | Other | Shippable | 0 |  | Not Applicable as per Item Classification |  | Not Applicable
955-0027 | 955-0027 | SPA, ENPHASE ENERGY, INC., Manufacturer Rebate for 321-0229, End Date 6/30/2022, Q-00017429, 6600 CAM SOLAR INC | -14.59 |  | No | Other | Shippable | 0 |  | Not Applicable as per Item Classification |  | Not Applicable
955-0028 | 955-0028 | SPA, ENPHASE ENERGY, INC., Manufacturer Rebate for 321-0223, End Date 6/30/2022, Q-00017429, 6600 CAM SOLAR INC | -23.95 |  | No | Other | Shippable | 0 |  | Not Applicable as per Item Classification |  | Not Applicable
955-0029 | 955-0029 | SPA, ENPHASE ENERGY, INC., Manufacturer Rebate for 321-0216, End Date 6/30/2022, Q-00017429, 6600 CAM SOLAR INC | -29.23 |  | No | Other | Shippable | 0 |  | Not Applicable as per Item Classification |  | Not Applicable
955-0030 | 955-0030 | SPA, ENPHASE ENERGY, INC., Manufacturer Rebate for 321-0230, End Date 6/30/2022, Q2 2022 _ Account Volume Pricing (AVP) _ D-SPA _ CAM Solar, Inc. via Soligent Holdings Inc._V4.pdf, 6600 CAM SOLAR INC | -15.81 |  | No | Other | Shippable | 0 |  | Not Applicable as per Item Classification |  | Not Applicable
955-0031 | 955-0031 | SPA, ENPHASE ENERGY, INC., Manufacturer Rebate for 321-0229, End Date 6/30/2022, Q2 2022 _ Account Volume Pricing (AVP) _ D-SPA _ CAM Solar, Inc. via Soligent Holdings Inc._V4.pdf, 6600 CAM SOLAR INC | -15.14 |  | No | Other | Shippable | 0 |  | Not Applicable as per Item Classification |  | Not Applicable
955-0032 | 955-0032 | SPA, ENPHASE ENERGY, INC., Manufacturer Rebate for 321-0231, End Date 6/30/2022, Q-00017429, 6600 CAM SOLAR INC | -15.38 |  | No | Other | Shippable | 0 |  | Not Applicable as per Item Classification |  | Not Applicable
955-0033 | 955-0033 | SPA, ENPHASE ENERGY, INC., Manufacturer Rebate for 321-0215, End Date 6/30/2022, Q-00017430, 4204047 Circle L Solar, Inc | -28.54 |  | No | Other | Shippable | 0 |  | Not Applicable as per Item Classification |  | Not Applicable
955-0034 | 955-0034 | SPA, SOLARIA CORP, Manufacturer Rebate for 110-1254, End Date 6/30/2022, 8M Solar, 203553 8MSolar | -70.46 |  | No | Other | Shippable | 0 |  | Not Applicable as per Item Classification |  | Not Applicable
955-0035 | 955-0035 | SPA, ENPHASE ENERGY, INC., Manufacturer Rebate for 321-0233, End Date 6/30/2022, Q-00017429, 6600 CAM SOLAR INC | -22.75 |  | No | Other | Shippable | 0 |  | Not Applicable as per Item Classification |  | Not Applicable
955-0036 | 955-0036 | SPA, ENPHASE ENERGY, INC., Manufacturer Rebate for 321-0230, End Date 6/30/2022, Q-00017429, 6600 CAM SOLAR INC | -14.82 |  | No | Other | Shippable | 0 |  | Not Applicable as per Item Classification |  | Not Applicable
955-0037 | 955-0037 | SPA, ENPHASE ENERGY, INC., Manufacturer Rebate for 321-0229, End Date 6/30/2022, Q-00017430, 4204047 Circle L Solar, Inc | -23.39 |  | No | Other | Shippable | 0 |  | Not Applicable as per Item Classification |  | Not Applicable
955-0038 | 955-0038 | SPA, SOLAREDGE TECHNOLOGIES INC, Manufacturer Rebate for 310-0598, End Date 4/30/2022, SOL1844, 4205044 AC/DC Solar LLC | -227.2 |  | No | Other | Shippable | 0 |  | Not Applicable as per Item Classification |  | Not Applicable
955-0039 | 955-0039 | SPA, ENPHASE ENERGY, INC., Manufacturer Rebate for 321-0229, End Date 6/30/2022, Max Qty. 2500, Q-00018762, 4204322 DESERT VIEW REMODELERS LLC dba Universal Solar Direct | -32.56 |  | No | Other | Shippable | 0 |  | Not Applicable as per Item Classification |  | Not Applicable
955-0040 | 955-0040 | SPA, ENPHASE ENERGY, INC., Manufacturer Rebate for 321-0230, End Date 6/30/2022, Max Qty. 2500, Q-00018762, 4204322 DESERT VIEW REMODELERS LLC dba Universal Solar Direct | -33.24 |  | No | Other | Shippable | 0 |  | Not Applicable as per Item Classification |  | Not Applicable
955-0041 | 955-0041 | SPA, ENPHASE ENERGY, INC., Manufacturer Rebate for 321-0231, End Date 6/30/2022, Max Qty. 750, Q-00018762, 4204322 DESERT VIEW REMODELERS LLC dba Universal Solar Direct | -37.76 |  | No | Other | Shippable | 0 |  | Not Applicable as per Item Classification |  | Not Applicable
955-0042 | 955-0042 | SPA, ENPHASE ENERGY, INC., Manufacturer Rebate for 321-0232, End Date 6/30/2022, Max Qty. 750, Q-00018762, 4204322 DESERT VIEW REMODELERS LLC dba Universal Solar Direct | -33.83 |  | No | Other | Shippable | 0 |  | Not Applicable as per Item Classification |  | Not Applicable
955-0043 | 955-0043 | SPA, ENPHASE ENERGY, INC., Manufacturer Rebate for 321-0233, End Date 6/30/2022, Max Qty. 750, Q-00018762, 4204322 DESERT VIEW REMODELERS LLC dba Universal Solar Direct | -31.95 |  | No | Other | Shippable | 0 |  | Not Applicable as per Item Classification |  | Not Applicable
955-0044 | 955-0044 | SPA, ENPHASE ENERGY, INC., Manufacturer Rebate for 321-0230, End Date 6/30/2022, Max Qty. 1000, Q-00018444, 6516 Gigawatt Operations Inc dba SOL-UP LLC | -39.39 |  | No | Other | Shippable | 0 |  | Not Applicable as per Item Classification |  | Not Applicable
955-0045 | 955-0045 | SPA, ENPHASE ENERGY, INC., Manufacturer Rebate for 321-0232, End Date 6/30/2022, Max Qty. 1000, Q-00018444, 6516 Gigawatt Operations Inc dba SOL-UP LLC | -42.62 |  | No | Other | Shippable | 0 |  | Not Applicable as per Item Classification |  | Not Applicable
955-0046 | 955-0046 | SPA, ENPHASE ENERGY, INC., Manufacturer Rebate for 321-0233, End Date 6/30/2022, Q-00018797, 4202957 Meraki Installers LLC | -56.5 |  | No | Other | Shippable | 0 |  | Not Applicable as per Item Classification |  | Not Applicable
955-0047 | 955-0047 | SPA, ENPHASE ENERGY, INC., Manufacturer Rebate for 360-0328, End Date 6/30/2022, Q-00018797, 4202957 Meraki Installers LLC | -2.78 |  | No | Other | Shippable | 0 |  | Not Applicable as per Item Classification |  | Not Applicable
955-0048 | 955-0048 | SPA, ENPHASE ENERGY, INC., Manufacturer Rebate for 360-0329, End Date 6/30/2022, Q-00018797, 4202957 Meraki Installers LLC | -2.8 |  | No | Other | Shippable | 0 |  | Not Applicable as per Item Classification |  | Not Applicable
955-0049 | 955-0049 | SPA, ENPHASE ENERGY, INC., Manufacturer Rebate for 570-1226, End Date 6/30/2022, Q-00018797, 4202957 Meraki Installers LLC | -153.5 |  | No | Other | Shippable | 0 |  | Not Applicable as per Item Classification |  | Not Applicable
955-0050 | 955-0050 | SPA, IRONRIDGE, Manufacturer Rebate for 210-1009, End Date 3/31/2023, IronRidge SPA Meraki NEW, 4202957 Meraki Installers LLC | -7.85 |  | No | Other | Shippable | 0 |  | Not Applicable as per Item Classification |  | Not Applicable
955-0051 | 955-0051 | SPA, UNIRAC INC, Manufacturer Rebate for 210-1089, End Date 6/14/2022, Unirac Arrowpoint Spa, 4205315 Arrowpoint Energy LLC dba Arrowpoint Solar |  |  | No | Other | Shippable | 0 |  | Not Applicable as per Item Classification |  | Not Applicable
955-0052 | 955-0052 | SPA, SOLARIA CORP, Manufacturer Rebate for 110-1254, End Date 6/30/2022, Solaria SPA_Sunpower Builders/Costanza & Sun, 6193 Costanza & Sun LLC | -62.46 |  | No | Other | Shippable | 0 |  | Not Applicable as per Item Classification |  | Not Applicable
955-0053 | 955-0053 | SPA, SOLARIA CORP, Manufacturer Rebate for 110-1254, End Date 6/30/2022, Max Qty. 1, Diamond Q2 2022, 90148 Pinnacle Roofing Professionals, LLC | -87.9 |  | No | Other | Shippable | 0 |  | Not Applicable as per Item Classification |  | Not Applicable
955-0054 | 955-0054 | SPA, PANASONIC CORPORATION OF NORTH AMERICA, Manufacturer Rebate for 110-1303, End Date 6/30/2022, Panasonic SPA- A-1 Contractors, 121052 A-1 Contractors Inc dba A-1 Electric | -18 |  | No | Other | Shippable | 0 |  | Not Applicable as per Item Classification |  | Not Applicable
955-0055 | 955-0055 | SPA, ENPHASE ENERGY, INC., Manufacturer Rebate for 321-0215, End Date 6/30/2022, Q-00017429, 6600 CAM SOLAR INC | -17.49 |  | No | Other | Shippable | 0 |  | Not Applicable as per Item Classification |  | Not Applicable
955-0056 | 955-0056 | SPA, ENPHASE ENERGY, INC., Manufacturer Rebate for 321-0223, End Date 6/30/2022, Max Qty. 500, Q-00018762, 4204322 DESERT VIEW REMODELERS LLC dba Universal Solar Direct | -44.84 |  | No | Other | Shippable | 0 |  | Not Applicable as per Item Classification |  | Not Applicable
955-0057 | 955-0057 | SPA, ENPHASE ENERGY, INC., Manufacturer Rebate for 321-0216, End Date 6/30/2022, Max Qty. 2500, Q-00018762, 4204322 DESERT VIEW REMODELERS LLC dba Universal Solar Direct | -41.2 |  | No | Other | Shippable | 0 |  | Not Applicable as per Item Classification |  | Not Applicable
955-0058 | 955-0058 | SPA, ENPHASE ENERGY, INC., Manufacturer Rebate for 321-0223, End Date 6/30/2022, Max Qty. 5600, Q-00018444, 6516 Gigawatt Operations Inc dba SOL-UP LLC | -45.28 |  | No | Other | Shippable | 0 |  | Not Applicable as per Item Classification |  | Not Applicable
955-0059 | 955-0059 | SPA, UNIRAC INC, Manufacturer Rebate for 210-1089, End Date 8/1/2022, Unirac Arrowpoint Spa, 4205315 Arrowpoint Energy LLC dba Arrowpoint Solar |  |  | No | Other | Shippable | 0 |  | Not Applicable as per Item Classification |  | Not Applicable
955-0060 | 955-0060 | SPA, UNIRAC INC, Manufacturer Rebate for 260-0877, End Date 7/1/2022, Unirac Arrowpoint Spa, 4205315 Arrowpoint Energy LLC dba Arrowpoint Solar |  |  | No | Other | Shippable | 0 |  | Not Applicable as per Item Classification |  | Not Applicable
955-0061 | 955-0061 | SPA, UNIRAC INC, Manufacturer Rebate for 211-0512, End Date 7/1/2022, Unirac Arrowpoint Spa, 4205315 Arrowpoint Energy LLC dba Arrowpoint Solar |  |  | No | Other | Shippable | 0 |  | Not Applicable as per Item Classification |  | Not Applicable
955-0062 | 955-0062 | SPA, UNIRAC INC, Manufacturer Rebate for 270-1054, End Date 7/1/2022, Unirac Arrowpoint Spa, 4205315 Arrowpoint Energy LLC dba Arrowpoint Solar |  |  | No | Other | Shippable | 0 |  | Not Applicable as per Item Classification |  | Not Applicable
955-0063 | 955-0063 | SPA, UNIRAC INC, Manufacturer Rebate for 210-1091, End Date 7/1/2022, Unirac Arrowpoint Spa, 4205315 Arrowpoint Energy LLC dba Arrowpoint Solar |  |  | No | Other | Shippable | 0 |  | Not Applicable as per Item Classification |  | Not Applicable
955-0064 | 955-0064 | SPA, UNIRAC INC, Manufacturer Rebate for 260-0879, End Date 7/1/2022, Unirac Arrowpoint Spa, 4205315 Arrowpoint Energy LLC dba Arrowpoint Solar |  |  | No | Other | Shippable | 0 |  | Not Applicable as per Item Classification |  | Not Applicable
955-0065 | 955-0065 | SPA, UNIRAC INC, Manufacturer Rebate for 260-0879, End Date 7/1/2022, Unirac Arrowpoint Spa, 4205315 Arrowpoint Energy LLC dba Arrowpoint Solar |  |  | No | Other | Shippable | 0 |  | Not Applicable as per Item Classification |  | Not Applicable
955-0066 | 955-0066 | SPA, UNIRAC INC, Manufacturer Rebate for 260-0879, End Date 7/1/2022, Unirac Arrowpoint Spa, 4205315 Arrowpoint Energy LLC dba Arrowpoint Solar |  |  | No | Other | Shippable | 0 |  | Not Applicable as per Item Classification |  | Not Applicable
955-0067 | 955-0067 | SPA, UNIRAC INC, Manufacturer Rebate for 510-0283, End Date 7/1/2022, Unirac Arrowpoint Spa, 4205315 Arrowpoint Energy LLC dba Arrowpoint Solar |  |  | No | Other | Shippable | 0 |  | Not Applicable as per Item Classification |  | Not Applicable
955-0068 | 955-0068 | SPA, IRONRIDGE, Manufacturer Rebate for 210-1026, End Date 12/31/2022, MERAKI IR SPA LOU 4.25.22, 4202957 Meraki Installers LLC | -5.27 |  | No | Other | Shippable | 0 |  | Not Applicable as per Item Classification |  | Not Applicable
955-0069 | 955-0069 | SPA, IRONRIDGE, Manufacturer Rebate for 270-1046, End Date 12/31/2022, MERAKI IR SPA LOU 4.25.22, 4202957 Meraki Installers LLC | -1.69 |  | No | Other | Shippable | 0 |  | Not Applicable as per Item Classification |  | Not Applicable
955-0070 | 955-0070 | SPA, IRONRIDGE, Manufacturer Rebate for 260-0114, End Date 12/31/2022, MERAKI IR SPA LOU 4.25.22, 4202957 Meraki Installers LLC | -0.33 |  | No | Other | Shippable | 0 |  | Not Applicable as per Item Classification |  | Not Applicable
955-0071 | 955-0071 | SPA, IRONRIDGE, Manufacturer Rebate for 211-0497, End Date 12/31/2022, MERAKI IR SPA LOU 4.25.22, 4202957 Meraki Installers LLC | -2.04 |  | No | Other | Shippable | 0 |  | Not Applicable as per Item Classification |  | Not Applicable
955-0072 | 955-0072 | SPA, IRONRIDGE, Manufacturer Rebate for 270-0152, End Date 12/31/2022, MERAKI IR SPA LOU 4.25.22, 4202957 Meraki Installers LLC | -0.49 |  | No | Other | Shippable | 0 |  | Not Applicable as per Item Classification |  | Not Applicable
955-0073 | 955-0073 | SPA, IRONRIDGE, Manufacturer Rebate for 590-0115, End Date 12/31/2022, MERAKI IR SPA LOU 4.25.22, 4202957 Meraki Installers LLC | -1.14 |  | No | Other | Shippable | 0 |  | Not Applicable as per Item Classification |  | Not Applicable
955-0074 | 955-0074 | SPA, IRONRIDGE, Manufacturer Rebate for 510-0286, End Date 12/31/2022, MERAKI IR SPA LOU 4.25.22, 4202957 Meraki Installers LLC | -11.99 |  | No | Other | Shippable | 0 |  | Not Applicable as per Item Classification |  | Not Applicable
955-0075 | 955-0075 | SPA, IRONRIDGE, Manufacturer Rebate for 510-0287, End Date 12/31/2022, MERAKI IR SPA LOU 4.25.22, 4202957 Meraki Installers LLC | -7.14 |  | No | Other | Shippable | 0 |  | Not Applicable as per Item Classification |  | Not Applicable
955-0076 | 955-0076 | SPA, IRONRIDGE, Manufacturer Rebate for 510-0286, End Date 12/31/2022, MERAKI IR SPA LOU 4.25.22, 4202957 Meraki Installers LLC | -11.99 |  | No | Other | Shippable | 0 |  | Not Applicable as per Item Classification |  | Not Applicable
955-0077 | 955-0077 | SPA, IRONRIDGE, Manufacturer Rebate for 260-0102, End Date 12/31/2022, MERAKI IR SPA LOU 4.25.22, 4202957 Meraki Installers LLC | -1.18 |  | No | Other | Shippable | 0 |  | Not Applicable as per Item Classification |  | Not Applicable
955-0078 | 955-0078 | SPA, IRONRIDGE, Manufacturer Rebate for 590-0117, End Date 12/31/2022, MERAKI IR SPA LOU 4.25.22, 4202957 Meraki Installers LLC | -2.14 |  | No | Other | Shippable | 0 |  | Not Applicable as per Item Classification |  | Not Applicable
955-0079 | 955-0079 | SPA, PANASONIC CORPORATION OF NORTH AMERICA, Manufacturer Rebate for 110-1307, End Date 6/30/2022, Panasonic SPA, 7097 Voltaic Solaire LLC | -35.44 |  | No | Other | Shippable | 0 |  | Not Applicable as per Item Classification |  | Not Applicable
955-0080 | 955-0080 | SPA, REC SOLAR dba REC AMERICAS, LLC, Manufacturer Rebate for 110-1312, End Date 8/31/2022, Special Pricing Agreement: NorthCoast, Soligent, and REC America's LLC, 4988313 North Coast Solar | -50.26 |  | No | Other | Shippable | 0 |  | Not Applicable as per Item Classification |  | Not Applicable
955-0081 | 955-0081 | SPA, REC SOLAR dba REC AMERICAS, LLC, Manufacturer Rebate for 110-1311, End Date 8/31/2022, Special Pricing Agreement: NorthCoast, Soligent, and REC America's LLC, 4988313 North Coast Solar | -48 |  | No | Other | Shippable | 0 |  | Not Applicable as per Item Classification |  | Not Applicable
955-0082 | 955-0082 | SPA, ENPHASE ENERGY, INC., Manufacturer Rebate for 321-0229, End Date 6/30/2022, Max Qty. 600, Q-00017890, 1547 ECO DIRECT INC. | -5.96 |  | No | Other | Shippable | 0 |  | Not Applicable as per Item Classification |  | Not Applicable
955-0083 | 955-0083 | SPA, ENPHASE ENERGY, INC., Manufacturer Rebate for 321-0230, End Date 6/30/2022, Max Qty. 1000, Q-00017890, 1547 ECO DIRECT INC. | -9.14 |  | No | Other | Shippable | 0 |  | Not Applicable as per Item Classification |  | Not Applicable
955-0084 | 955-0084 | SPA, ENPHASE ENERGY, INC., Manufacturer Rebate for 321-0233, End Date 6/30/2022, Max Qty. 1000, Q-00017890, 1547 ECO DIRECT INC. | -9.27 |  | No | Other | Shippable | 0 |  | Not Applicable as per Item Classification |  | Not Applicable
955-0085 | 955-0085 | SPA, ENPHASE ENERGY, INC., Manufacturer Rebate for 321-0231, End Date 6/30/2022, Max Qty. 1000, Q-00017890, 1547 ECO DIRECT INC. | -9.3 |  | No | Other | Shippable | 0 |  | Not Applicable as per Item Classification |  | Not Applicable
955-0086 | 955-0086 | SPA, REC SOLAR dba REC AMERICAS, LLC, Manufacturer Rebate for 110-1312, End Date 8/31/2022, Cutler Bay, Soligent, and REC AMERICAS LLC, 121375 Raluna Energy Solar Solutions DBA Cutler Bay Solar Solutions | -85.05 |  | No | Other | Shippable | 0 |  | Not Applicable as per Item Classification |  | Not Applicable
955-0087 | 955-0087 | SPA, REC SOLAR dba REC AMERICAS, LLC, Manufacturer Rebate for 110-1312, End Date 8/31/2022, STRAWBERRY SOLAR, SOLIGENT, and REC AMERICAS LLC, 80381 Strawberry Solar | -48.6 |  | No | Other | Shippable | 0 |  | Not Applicable as per Item Classification |  | Not Applicable
955-0088 | 955-0088 | SPA, REC SOLAR dba REC AMERICAS, LLC, Manufacturer Rebate for 110-1311, End Date 8/31/2022, STRAWBERRY SOLAR, SOLIGENT, and REC AMERICAS LLC, 80381 Strawberry Solar | -48 |  | No | Other | Shippable | 0 |  | Not Applicable as per Item Classification |  | Not Applicable
955-0089 | 955-0089 | SPA, ENPHASE ENERGY, INC., Manufacturer Rebate for 321-0232, End Date 6/30/2022, Max Qty. 1000, Q-00017890, 1547 ECO DIRECT INC. | -9.85 |  | No | Other | Shippable | 0 |  | Not Applicable as per Item Classification |  | Not Applicable
955-0090 | 955-0090 | SPA, GENERAC POWER SYSTEMS, INC, Manufacturer Rebate for 310-0044, End Date 12/31/2022, 2022 City-Soligent - AA Service & Repair SPA, 4988267 AA Schreiber Corp dba Double A | -301.77 |  | No | Other | Shippable | 0 |  | Not Applicable as per Item Classification |  | Not Applicable
955-0091 | 955-0091 | SPA, SOLARIA CORP, Manufacturer Rebate for 110-1254, End Date 6/30/2022, Max Qty. 1, Diamond Q2 2022, 90148 Pinnacle Roofing Professionals, LLC | -87.9 |  | No | Other | Shippable | 0 |  | Not Applicable as per Item Classification |  | Not Applicable
955-0092 | 955-0092 | SPA, ENPHASE ENERGY, INC., Manufacturer Rebate for 321-0215, End Date 6/30/2022, Q-00019056, 203265 Fuzion Energy dba Fuzion Home Services, Inc. | -30.76 |  | No | Other | Shippable | 0 |  | Not Applicable as per Item Classification |  | Not Applicable
955-0093 | 955-0093 | SPA, ENPHASE ENERGY, INC., Manufacturer Rebate for 321-0229, End Date 6/30/2022, Q-00019056, 203265 Fuzion Energy dba Fuzion Home Services, Inc. | -20.08 |  | No | Other | Shippable | 0 |  | Not Applicable as per Item Classification |  | Not Applicable
955-0094 | 955-0094 | SPA, ENPHASE ENERGY, INC., Manufacturer Rebate for 321-0230, End Date 6/30/2022, Q-00019056, 203265 Fuzion Energy dba Fuzion Home Services, Inc. | -21.12 |  | No | Other | Shippable | 0 |  | Not Applicable as per Item Classification |  | Not Applicable
955-0095 | 955-0095 | SPA, ENPHASE ENERGY, INC., Manufacturer Rebate for 321-0232, End Date 6/30/2022, Q-00019056, 203265 Fuzion Energy dba Fuzion Home Services, Inc. | -28.35 |  | No | Other | Shippable | 0 |  | Not Applicable as per Item Classification |  | Not Applicable
955-0096 | 955-0096 | SPA, ENPHASE ENERGY, INC., Manufacturer Rebate for 321-0233, End Date 6/30/2022, Q-00019056, 203265 Fuzion Energy dba Fuzion Home Services, Inc. | -22.71 |  | No | Other | Shippable | 0 |  | Not Applicable as per Item Classification |  | Not Applicable
955-0097 | 955-0097 | SPA, PANASONIC CORPORATION OF NORTH AMERICA, Manufacturer Rebate for 110-1265, End Date 6/30/2022, Amerigreen - Panasonic Blanket SPA, 203393 AmeriGreen Builders, Inc | -77.98 |  | No | Other | Shippable | 0 |  | Not Applicable as per Item Classification |  | Not Applicable
955-0098 | 955-0098 | SPA, SOLARIA CORP, Manufacturer Rebate for 110-1254, End Date 9/30/2022, SolariaSPA203669 Mynt Solar, 203669 Mynt Solar | -120.72 |  | No | Other | Shippable | 0 |  | Not Applicable as per Item Classification |  | Not Applicable
955-0099 | 955-0099 | SPA, ENPHASE ENERGY, INC., Manufacturer Rebate for 321-0215, End Date 6/30/2022, Max Qty. 500, Q-00017631, 4204527 Premier Solar Energy, Inc | -10.79 |  | No | Other | Shippable | 0 |  | Not Applicable as per Item Classification |  | Not Applicable
955-0100 | 955-0100 | SPA, IRONRIDGE, Manufacturer Rebate for 270-0161, End Date 3/31/2023, IronRidge SPA Meraki NEW, 4202957 Meraki Installers LLC | -1.55 |  | No | Other | Shippable | 0 |  | Not Applicable as per Item Classification |  | Not Applicable
955-0101 | 955-0101 | SPA, REC SOLAR dba REC AMERICAS, LLC, Manufacturer Rebate for 110-1312, End Date 8/31/2022, Cape Fear Solar, Soligent, and REC Americas LLC, 1595 CAPE FEAR SOLAR SYSTEMS | -68.85 |  | No | Other | Shippable | 0 |  | Not Applicable as per Item Classification |  | Not Applicable
955-0102 | 955-0102 | SPA, REC SOLAR dba REC AMERICAS, LLC, Manufacturer Rebate for 110-1312, End Date 8/31/2022, LUNEX POWER, SOLIGENT, and REC AMERICAS LLC, 4205127 Lunex Power Inc. | -58.87 |  | No | Other | Shippable | 0 |  | Not Applicable as per Item Classification |  | Not Applicable
955-0103 | 955-0103 | SPA, ENPHASE ENERGY, INC., Manufacturer Rebate for 321-0230, End Date 6/30/2022, Q-00017699, 203393 AmeriGreen Builders, Inc | -24.12 |  | No | Other | Shippable | 0 |  | Not Applicable as per Item Classification |  | Not Applicable
955-0104 | 955-0104 | SPA, ENPHASE ENERGY, INC., Manufacturer Rebate for 321-0231, End Date 6/30/2022, Q-00017699, 203393 AmeriGreen Builders, Inc | -26.59 |  | No | Other | Shippable | 0 |  | Not Applicable as per Item Classification |  | Not Applicable
955-0105 | 955-0105 | SPA, ENPHASE ENERGY, INC., Manufacturer Rebate for 321-0232, End Date 6/30/2022, Q-00017699, 203393 AmeriGreen Builders, Inc | -22.35 |  | No | Other | Shippable | 0 |  | Not Applicable as per Item Classification |  | Not Applicable
955-0106 | 955-0106 | SPA, ENPHASE ENERGY, INC., Manufacturer Rebate for 321-0233, End Date 6/30/2022, Q-00017699, 203393 AmeriGreen Builders, Inc | -20.71 |  | No | Other | Shippable | 0 |  | Not Applicable as per Item Classification |  | Not Applicable
955-0107 | 955-0107 | SPA, ENPHASE ENERGY, INC., Manufacturer Rebate for 321-0233, End Date 6/30/2022, Q-00018357, 489453 Orbit Energy & Power, LLC-New Jersey | -37 |  | No | Other | Shippable | 0 |  | Not Applicable as per Item Classification |  | Not Applicable
955-0108 | 955-0108 | SPA, ENPHASE ENERGY, INC., Manufacturer Rebate for 321-0230, End Date 6/30/2022, Q-00018357, 489453 Orbit Energy & Power, LLC-New Jersey | -42.57 |  | No | Other | Shippable | 0 |  | Not Applicable as per Item Classification |  | Not Applicable
955-0109 | 955-0109 | SPA, ENPHASE ENERGY, INC., Manufacturer Rebate for 570-1226, End Date 6/30/2022, Q-00019091, 4202957 Meraki Installers LLC | -183.8 |  | No | Other | Shippable | 0 |  | Not Applicable as per Item Classification |  | Not Applicable
955-0110 | 955-0110 | SPA, ENPHASE ENERGY, INC., Manufacturer Rebate for 321-0216, End Date 6/30/2022, Q-00017699, 203393 AmeriGreen Builders, Inc | -26.11 |  | No | Other | Shippable | 0 |  | Not Applicable as per Item Classification |  | Not Applicable
955-0111 | 955-0111 | SPA, REC SOLAR dba REC AMERICAS, LLC, Manufacturer Rebate for 110-1311, End Date 8/31/2022, LUNEX POWER, SOLIGENT, and REC AMERICAS LLC, 4205127 Lunex Power Inc. | -58.14 |  | No | Other | Shippable | 0 |  | Not Applicable as per Item Classification |  | Not Applicable
955-0112 | 955-0112 | SPA, REC SOLAR dba REC AMERICAS, LLC, Manufacturer Rebate for 110-1311, End Date 5/31/2022, LUNEX POWER, SOLIGENT, and REC AMERICAS LLC, 4205127 Lunex Power Inc. | -34.14 |  | No | Other | Shippable | 0 |  | Not Applicable as per Item Classification |  | Not Applicable
955-0113 | 955-0113 | SPA, ENPHASE ENERGY, INC., Manufacturer Rebate for 321-0216, End Date 6/30/2022, Q-00017875, 88279 Illuminate Solar Company | -13.63 |  | No | Other | Shippable | 0 |  | Not Applicable as per Item Classification |  | Not Applicable
955-0114 | 955-0114 | SPA, SOLARIA CORP, Manufacturer Rebate for 110-1254, End Date 9/30/2022, Premier $0.12 - Streamline, 17808 Streamline Solar Power Systems, LLC | -48 |  | No | Other | Shippable | 0 |  | Not Applicable as per Item Classification |  | Not Applicable
955-0115 | 955-0115 | SPA, ENPHASE ENERGY, INC., Manufacturer Rebate for 321-0223, End Date 6/30/2022, Q-00017875, 88279 Illuminate Solar Company | -14 |  | No | Other | Shippable | 0 |  | Not Applicable as per Item Classification |  | Not Applicable
955-0116 | 955-0116 | SPA, IRONRIDGE, Manufacturer Rebate for 211-0481, End Date 3/31/2023, IronRidge SPA Meraki NEW, 4202957 Meraki Installers LLC | -4.02 |  | No | Other | Shippable | 0 |  | Not Applicable as per Item Classification |  | Not Applicable
955-0117 | 955-0117 | SPA, PANASONIC CORPORATION OF NORTH AMERICA, Manufacturer Rebate for 110-1318, End Date 6/30/2022, Central Region Panasonic Special Price Agreement, 11779 HEsolar LLC | -86.83 |  | No | Other | Shippable | 0 |  | Not Applicable as per Item Classification |  | Not Applicable
955-0118 | 955-0118 | SPA, ENPHASE ENERGY, INC., Manufacturer Rebate for 321-0233, End Date 6/30/2022, Central Region Panasonic Special Price Agreement, 11779 HEsolar LLC | -23.01 |  | No | Other | Shippable | 0 |  | Not Applicable as per Item Classification |  | Not Applicable
955-0119 | 955-0119 | SPA, SOLAREDGE TECHNOLOGIES INC, Manufacturer Rebate for 310-0285, End Date 12/31/2022, SOL1585, 4204821 Tron Solar | -244.69 |  | No | Other | Shippable | 0 |  | Not Applicable as per Item Classification |  | Not Applicable
955-0120 | 955-0120 | SPA, ENPHASE ENERGY, INC., Manufacturer Rebate for 321-0230, End Date 6/30/2022, Max Qty. 500, Q-00018753, 203342 Solarize LLC | -25.17 |  | No | Other | Shippable | 0 |  | Not Applicable as per Item Classification |  | Not Applicable
955-0121 | 955-0121 | SPA, ENPHASE ENERGY, INC., Manufacturer Rebate for 321-0231, End Date 6/30/2022, Max Qty. 500, Q-00018753, 203342 Solarize LLC | -33.17 |  | No | Other | Shippable | 0 |  | Not Applicable as per Item Classification |  | Not Applicable
955-0122 | 955-0122 | SPA, ENPHASE ENERGY, INC., Manufacturer Rebate for 321-0232, End Date 6/30/2022, Max Qty. 2000, Q-00018753, 203342 Solarize LLC | -29.85 |  | No | Other | Shippable | 0 |  | Not Applicable as per Item Classification |  | Not Applicable
955-0123 | 955-0123 | SPA, ENPHASE ENERGY, INC., Manufacturer Rebate for 321-0233, End Date 6/30/2022, Max Qty. 1000, Q-00018753, 203342 Solarize LLC | -28.34 |  | No | Other | Shippable | 0 |  | Not Applicable as per Item Classification |  | Not Applicable
955-0124 | 955-0124 | SPA, ENPHASE ENERGY, INC., Manufacturer Rebate for 480-0133, End Date 6/30/2022, Q-00018280, 11779 HEsolar LLC | -983.09 |  | No | Other | Shippable | 0 |  | Not Applicable as per Item Classification |  | Not Applicable
955-0125 | 955-0125 | SPA, ENPHASE ENERGY, INC., Manufacturer Rebate for 321-0216, End Date 6/30/2022, Q-00017727, 1032 ELECTRICARE INC. | -9.43 |  | No | Other | Shippable | 0 |  | Not Applicable as per Item Classification |  | Not Applicable
955-0126 | 955-0126 | SPA, ENPHASE ENERGY, INC., Manufacturer Rebate for 321-0233, End Date 6/30/2022, Q-00017727, 1032 ELECTRICARE INC. | -10.83 |  | No | Other | Shippable | 0 |  | Not Applicable as per Item Classification |  | Not Applicable
955-0127 | 955-0127 | SPA, ENPHASE ENERGY, INC., Manufacturer Rebate for 321-0223, End Date 6/30/2022, Max Qty. 500, Q-00017727, 1032 ELECTRICARE INC. | -6.87 |  | No | Other | Shippable | 0 |  | Not Applicable as per Item Classification |  | Not Applicable
955-0128 | 955-0128 | SPA, ENPHASE ENERGY, INC., Manufacturer Rebate for 321-0215, End Date 6/30/2022, Max Qty. 2500, Q-00017893, 4988463 Energy Renovation Center | -21.08 |  | No | Other | Shippable | 0 |  | Not Applicable as per Item Classification |  | Not Applicable
955-0129 | 955-0129 | SPA, ENPHASE ENERGY, INC., Manufacturer Rebate for 321-0216, End Date 6/30/2022, Max Qty. 2500, Q-00017893, 4988463 Energy Renovation Center | -22.82 |  | No | Other | Shippable | 0 |  | Not Applicable as per Item Classification |  | Not Applicable
955-0130 | 955-0130 | SPA, ENPHASE ENERGY, INC., Manufacturer Rebate for 321-0229, End Date 6/30/2022, Max Qty. 2500, Q-00017893, 4988463 Energy Renovation Center | -23.12 |  | No | Other | Shippable | 0 |  | Not Applicable as per Item Classification |  | Not Applicable
955-0131 | 955-0131 | SPA, ENPHASE ENERGY, INC., Manufacturer Rebate for 321-0233, End Date 6/30/2022, Max Qty. 2500, Q-00017893, 4988463 Energy Renovation Center | -24.46 |  | No | Other | Shippable | 0 |  | Not Applicable as per Item Classification |  | Not Applicable
955-0132 | 955-0132 | SPA, REC SOLAR dba REC AMERICAS, LLC, Manufacturer Rebate for 110-1312, End Date 8/31/2022, Cutler Bay, Soligent, and REC AMERICAS LLC, 121375 Raluna Energy Solar Solutions DBA Cutler Bay Solar Solutions | -85.05 |  | No | Other | Shippable | 0 |  | Not Applicable as per Item Classification |  | Not Applicable
955-0133 | 955-0133 | SPA, IRONRIDGE, Manufacturer Rebate for DS-271-0008, End Date 12/31/2022, Ironridge, 203377 Krannich Solar West LLC | -4.86 |  | No | Other | Shippable | 0 |  | Not Applicable as per Item Classification |  | Not Applicable
955-0134 | 955-0134 | SPA, IRONRIDGE, Manufacturer Rebate for DS-270-1032, End Date 12/31/2022, Ironridge, 203377 Krannich Solar West LLC | -2.87 |  | No | Other | Shippable | 0 |  | Not Applicable as per Item Classification |  | Not Applicable
955-0135 | 955-0135 | SPA, UNIRAC INC, Manufacturer Rebate for 210-1089, End Date 12/31/2022, Max Qty. 1, Unirac SPA 5.22, 4205525 Small Town Solar Inc | -4.62 |  | No | Other | Shippable | 0 |  | Not Applicable as per Item Classification |  | Not Applicable
955-0136 | 955-0136 | SPA, UNIRAC INC, Manufacturer Rebate for 260-0877, End Date 12/31/2022, Max Qty. 1, Unirac SPA 5.22, 4205525 Small Town Solar Inc | -0.8 |  | No | Other | Shippable | 0 |  | Not Applicable as per Item Classification |  | Not Applicable
955-0137 | 955-0137 | SPA, UNIRAC INC, Manufacturer Rebate for 260-0878, End Date 12/31/2022, Max Qty. 1, Unirac SPA 5.22, 4205525 Small Town Solar Inc | -0.17 |  | No | Other | Shippable | 0 |  | Not Applicable as per Item Classification |  | Not Applicable
955-0138 | 955-0138 | SPA, UNIRAC INC, Manufacturer Rebate for 270-1054, End Date 12/31/2022, Max Qty. 1, Unirac SPA 5.22, 4205525 Small Town Solar Inc | -0.54 |  | No | Other | Shippable | 0 |  | Not Applicable as per Item Classification |  | Not Applicable
955-0139 | 955-0139 | SPA, UNIRAC INC, Manufacturer Rebate for 211-0512, End Date 12/31/2022, Max Qty. 1, Unirac SPA 5.22, 4205525 Small Town Solar Inc | -0.69 |  | No | Other | Shippable | 0 |  | Not Applicable as per Item Classification |  | Not Applicable
955-0140 | 955-0140 | SPA, UNIRAC INC, Manufacturer Rebate for 210-1091, End Date 12/31/2022, Max Qty. 1, Unirac SPA 5.22, 4205525 Small Town Solar Inc | -1.13 |  | No | Other | Shippable | 0 |  | Not Applicable as per Item Classification |  | Not Applicable
955-0141 | 955-0141 | SPA, UNIRAC INC, Manufacturer Rebate for 550-9060, End Date 12/31/2022, Max Qty. 1, Unirac SPA 5.22, 4205525 Small Town Solar Inc | -0.06 |  | No | Other | Shippable | 0 |  | Not Applicable as per Item Classification |  | Not Applicable
955-0142 | 955-0142 | SPA, UNIRAC INC, Manufacturer Rebate for 550-9061, End Date 12/31/2022, Max Qty. 1, Unirac SPA 5.22, 4205525 Small Town Solar Inc | -0.39 |  | No | Other | Shippable | 0 |  | Not Applicable as per Item Classification |  | Not Applicable
955-0143 | 955-0143 | SPA, UNIRAC INC, Manufacturer Rebate for 260-0879, End Date 12/31/2022, Max Qty. 1, Unirac SPA 5.22, 4205525 Small Town Solar Inc | -0.53 |  | No | Other | Shippable | 0 |  | Not Applicable as per Item Classification |  | Not Applicable
955-0144 | 955-0144 | SPA, UNIRAC INC, Manufacturer Rebate for 210-1073, End Date 12/31/2022, Max Qty. 1, Unirac SPA Q2 2022, 4205223 Lumio Inc | -3.4 |  | No | Other | Shippable | 0 |  | Not Applicable as per Item Classification |  | Not Applicable
955-0145 | 955-0145 | SPA, UNIRAC INC, Manufacturer Rebate for 510-0283, End Date 12/31/2022, Max Qty. 1, Unirac SPA 5.22, 4205525 Small Town Solar Inc | -26.03 |  | No | Other | Shippable | 0 |  | Not Applicable as per Item Classification |  | Not Applicable
955-0146 | 955-0146 | SPA, UNIRAC INC, Manufacturer Rebate for 210-1074, End Date 12/31/2022, Max Qty. 1, Unirac SPA Q2 2022, 4205223 Lumio Inc | -2.99 |  | No | Other | Shippable | 0 |  | Not Applicable as per Item Classification |  | Not Applicable
955-0147 | 955-0147 | SPA, UNIRAC INC, Manufacturer Rebate for 210-0191, End Date 12/31/2022, Max Qty. 1, Unirac SPA Q2 2022, 4205223 Lumio Inc | -2.98 |  | No | Other | Shippable | 0 |  | Not Applicable as per Item Classification |  | Not Applicable
955-0148 | 955-0148 | SPA, UNIRAC INC, Manufacturer Rebate for 210-1100, End Date 12/31/2022, Max Qty. 1, Unirac SPA Q2 2022, 4205223 Lumio Inc | -3.2 |  | No | Other | Shippable | 0 |  | Not Applicable as per Item Classification |  | Not Applicable
955-0149 | 955-0149 | SPA, UNIRAC INC, Manufacturer Rebate for 212-0009, End Date 12/31/2022, Max Qty. 1, Unirac SPA Q2 2022, 4205223 Lumio Inc | -2.52 |  | No | Other | Shippable | 0 |  | Not Applicable as per Item Classification |  | Not Applicable
955-0150 | 955-0150 | SPA, UNIRAC INC, Manufacturer Rebate for 270-0873, End Date 12/31/2022, Max Qty. 1, Unirac SPA Q2 2022, 4205223 Lumio Inc | -0.19 |  | No | Other | Shippable | 0 |  | Not Applicable as per Item Classification |  | Not Applicable
955-0151 | 955-0151 | SPA, UNIRAC INC, Manufacturer Rebate for 260-0286, End Date 12/31/2022, Max Qty. 1, Unirac SPA Q2 2022, 4205223 Lumio Inc | -0.86 |  | No | Other | Shippable | 0 |  | Not Applicable as per Item Classification |  | Not Applicable
955-0152 | 955-0152 | SPA, UNIRAC INC, Manufacturer Rebate for 260-0288, End Date 12/31/2022, Max Qty. 1, Unirac SPA Q2 2022, 4205223 Lumio Inc | -0.97 |  | No | Other | Shippable | 0 |  | Not Applicable as per Item Classification |  | Not Applicable
955-0153 | 955-0153 | SPA, UNIRAC INC, Manufacturer Rebate for 211-0494, End Date 12/31/2022, Max Qty. 1, Unirac SPA Q2 2022, 4205223 Lumio Inc | -1.03 |  | No | Other | Shippable | 0 |  | Not Applicable as per Item Classification |  | Not Applicable
955-0154 | 955-0154 | SPA, UNIRAC INC, Manufacturer Rebate for 211-0473, End Date 12/31/2022, Max Qty. 1, Unirac SPA Q2 2022, 4205223 Lumio Inc | -0.71 |  | No | Other | Shippable | 0 |  | Not Applicable as per Item Classification |  | Not Applicable
955-0155 | 955-0155 | SPA, UNIRAC INC, Manufacturer Rebate for 210-1030, End Date 12/31/2022, Max Qty. 1, Unirac SPA Q2 2022, 4205223 Lumio Inc | -15.02 |  | No | Other | Shippable | 0 |  | Not Applicable as per Item Classification |  | Not Applicable
955-0156 | 955-0156 | SPA, ENPHASE ENERGY, INC., Manufacturer Rebate for 321-0216, End Date 6/30/2022, Max Qty. 1, Q-00018405, 4205223 Lumio Inc | -72.44 |  | No | Other | Shippable | 0 |  | Not Applicable as per Item Classification |  | Not Applicable
955-0157 | 955-0157 | SPA, ENPHASE ENERGY, INC., Manufacturer Rebate for 321-0229, End Date 6/30/2022, Max Qty. 30000, Q-00018405, 4205223 Lumio Inc | -64.97 |  | No | Other | Shippable | 0 |  | Not Applicable as per Item Classification |  | Not Applicable
955-0158 | 955-0158 | SPA, ENPHASE ENERGY, INC., Manufacturer Rebate for 321-0233, End Date 6/30/2022, Max Qty. 1, Q-00018405, 4205223 Lumio Inc | -75.87 |  | No | Other | Shippable | 0 |  | Not Applicable as per Item Classification |  | Not Applicable
955-0159 | 955-0159 | SPA, ENPHASE ENERGY, INC., Manufacturer Rebate for 570-1189, End Date 6/30/2022, Max Qty. 2000, Q-00018405, 4205223 Lumio Inc | -138.05 |  | No | Other | Shippable | 0 |  | Not Applicable as per Item Classification |  | Not Applicable
955-0160 | 955-0160 | SPA, ENPHASE ENERGY, INC., Manufacturer Rebate for 360-0328, End Date 6/30/2022, Max Qty. 32000, Q-00018405, 4205223 Lumio Inc | -4.82 |  | No | Other | Shippable | 0 |  | Not Applicable as per Item Classification |  | Not Applicable
955-0161 | 955-0161 | SPA, ENPHASE ENERGY, INC., Manufacturer Rebate for 360-0329, End Date 6/30/2022, Max Qty. 28000, Q-00018405, 4205223 Lumio Inc | -5.41 |  | No | Other | Shippable | 0 |  | Not Applicable as per Item Classification |  | Not Applicable
955-0162 | 955-0162 | SPA, ENPHASE ENERGY, INC., Manufacturer Rebate for 570-1196, End Date 6/30/2022, Max Qty. 2000, Q-00018405, 4205223 Lumio Inc | -369.97 |  | No | Other | Shippable | 0 |  | Not Applicable as per Item Classification |  | Not Applicable
955-0163 | 955-0163 | SPA, ENPHASE ENERGY, INC., Manufacturer Rebate for 570-1226, End Date 6/30/2022, Max Qty. 1, Q-00018405, 4205223 Lumio Inc | -369.97 |  | No | Other | Shippable | 0 |  | Not Applicable as per Item Classification |  | Not Applicable
955-0164 | 955-0164 | SPA, ENPHASE ENERGY, INC., Manufacturer Rebate for 321-0215, End Date 6/30/2022, Max Qty. 1, Q-00018405, 4205223 Lumio Inc | -51.33 |  | No | Other | Shippable | 0 |  | Not Applicable as per Item Classification |  | Not Applicable
955-0165 | 955-0165 | SPA, SOLARIA CORP, Manufacturer Rebate for 110-1254, End Date 9/30/2022, SolariaSPA203342SolarizeMay-Sept, 203342 Solarize LLC | -67.9 |  | No | Other | Shippable | 0 |  | Not Applicable as per Item Classification |  | Not Applicable
955-0166 | 955-0166 | SPA, ENPHASE ENERGY, INC., Manufacturer Rebate for 321-0216, End Date 6/30/2022, Max Qty. 600, Q-00017756, 7290 SONRAY SOLAR, INC. DBA SONRAY CONSTRUCTION | -15.48 |  | No | Other | Shippable | 0 |  | Not Applicable as per Item Classification |  | Not Applicable
955-0167 | 955-0167 | SPA, ENPHASE ENERGY, INC., Manufacturer Rebate for 321-0215, End Date 6/30/2022, Q-00017391, 4203321 3 Guys Solar LLC | -11.3 |  | No | Other | Shippable | 0 |  | Not Applicable as per Item Classification |  | Not Applicable
955-0168 | 955-0168 | SPA, ENPHASE ENERGY, INC., Manufacturer Rebate for 321-0216, End Date 6/30/2022, Q-00017391, 4203321 3 Guys Solar LLC | -10.64 |  | No | Other | Shippable | 0 |  | Not Applicable as per Item Classification |  | Not Applicable
955-0169 | 955-0169 | SPA, ENPHASE ENERGY, INC., Manufacturer Rebate for 321-0223, End Date 6/30/2022, Q-00017391, 4203321 3 Guys Solar LLC | -11.11 |  | No | Other | Shippable | 0 |  | Not Applicable as per Item Classification |  | Not Applicable
955-0170 | 955-0170 | SPA, ENPHASE ENERGY, INC., Manufacturer Rebate for 321-0229, End Date 6/30/2022, Q-00017391, 4203321 3 Guys Solar LLC | -12.97 |  | No | Other | Shippable | 0 |  | Not Applicable as per Item Classification |  | Not Applicable
955-0171 | 955-0171 | SPA, ENPHASE ENERGY, INC., Manufacturer Rebate for 321-0230, End Date 6/30/2022, Q-00017391, 4203321 3 Guys Solar LLC | -12.75 |  | No | Other | Shippable | 0 |  | Not Applicable as per Item Classification |  | Not Applicable
955-0172 | 955-0172 | SPA, ENPHASE ENERGY, INC., Manufacturer Rebate for 321-0231, End Date 6/30/2022, Q-00017391, 4203321 3 Guys Solar LLC | -13.22 |  | No | Other | Shippable | 0 |  | Not Applicable as per Item Classification |  | Not Applicable
955-0173 | 955-0173 | SPA, ENPHASE ENERGY, INC., Manufacturer Rebate for 321-0232, End Date 6/30/2022, Q-00017391, 4203321 3 Guys Solar LLC | -13.22 |  | No | Other | Shippable | 0 |  | Not Applicable as per Item Classification |  | Not Applicable
955-0174 | 955-0174 | SPA, ENPHASE ENERGY, INC., Manufacturer Rebate for 321-0233, End Date 6/30/2022, Q-00017391, 4203321 3 Guys Solar LLC | -12.22 |  | No | Other | Shippable | 0 |  | Not Applicable as per Item Classification |  | Not Applicable
955-0175 | 955-0175 | SPA, ENPHASE ENERGY, INC., Manufacturer Rebate for 321-0233, End Date 6/30/2022, Q-00017430, 4204047 Circle L Solar, Inc | -21.24 |  | No | Other | Shippable | 0 |  | Not Applicable as per Item Classification |  | Not Applicable
955-0176 | 955-0176 | SPA, PANASONIC CORPORATION OF NORTH AMERICA, Manufacturer Rebate for 110-1265, End Date 6/30/2022, Panasonic SPA- Staples Energy, 4203019 Staples & Associates, Inc - dba Staples Energy | -18.5 |  | No | Other | Shippable | 0 |  | Not Applicable as per Item Classification |  | Not Applicable
955-0177 | 955-0177 | SPA, SOLARIA CORP, Manufacturer Rebate for 110-1254, End Date 9/30/2022, SolariaSPA4205327EnergyAdvantageRoofingandSolar, 4205327 Energy Advantage Roofing and Solar | -78.26 |  | No | Other | Shippable | 0 |  | Not Applicable as per Item Classification |  | Not Applicable
955-0178 | 955-0178 | SPA, ENPHASE ENERGY, INC., Manufacturer Rebate for 321-0215, End Date 6/30/2022, Q-00018480, 31426 The Boston Solar Company, LLC dba Boston Solar | -21.4 |  | No | Other | Shippable | 0 |  | Not Applicable as per Item Classification |  | Not Applicable
955-0179 | 955-0179 | SPA, ENPHASE ENERGY, INC., Manufacturer Rebate for 321-0216, End Date 6/30/2022, Q-00018480, 31426 The Boston Solar Company, LLC dba Boston Solar | -23.27 |  | No | Other | Shippable | 0 |  | Not Applicable as per Item Classification |  | Not Applicable
955-0180 | 955-0180 | SPA, ENPHASE ENERGY, INC., Manufacturer Rebate for 321-0229, End Date 6/30/2022, Q-00018480, 31426 The Boston Solar Company, LLC dba Boston Solar | -24.59 |  | No | Other | Shippable | 0 |  | Not Applicable as per Item Classification |  | Not Applicable
955-0181 | 955-0181 | SPA, ENPHASE ENERGY, INC., Manufacturer Rebate for 321-0230, End Date 6/30/2022, Q-00018480, 31426 The Boston Solar Company, LLC dba Boston Solar | -26.73 |  | No | Other | Shippable | 0 |  | Not Applicable as per Item Classification |  | Not Applicable
955-0182 | 955-0182 | SPA, ENPHASE ENERGY, INC., Manufacturer Rebate for 321-0231, End Date 6/30/2022, Q-00018480, 31426 The Boston Solar Company, LLC dba Boston Solar | -28.45 |  | No | Other | Shippable | 0 |  | Not Applicable as per Item Classification |  | Not Applicable
955-0183 | 955-0183 | SPA, ENPHASE ENERGY, INC., Manufacturer Rebate for 321-0232, End Date 6/30/2022, Q-00018480, 31426 The Boston Solar Company, LLC dba Boston Solar | -26.24 |  | No | Other | Shippable | 0 |  | Not Applicable as per Item Classification |  | Not Applicable
955-0184 | 955-0184 | SPA, ENPHASE ENERGY, INC., Manufacturer Rebate for 321-0233, End Date 6/30/2022, Q-00018480, 31426 The Boston Solar Company, LLC dba Boston Solar | -26.74 |  | No | Other | Shippable | 0 |  | Not Applicable as per Item Classification |  | Not Applicable
955-0185 | 955-0185 | SPA, ENPHASE ENERGY, INC., Manufacturer Rebate for 321-0233, End Date 6/30/2022, Q-00019091, 4202957 Meraki Installers LLC | -60 |  | No | Other | Shippable | 0 |  | Not Applicable as per Item Classification |  | Not Applicable
955-0186 | 955-0186 | SPA, ENPHASE ENERGY, INC., Manufacturer Rebate for 360-0328, End Date 6/30/2022, Q-00019091, 4202957 Meraki Installers LLC | -5.28 |  | No | Other | Shippable | 0 |  | Not Applicable as per Item Classification |  | Not Applicable
955-0187 | 955-0187 | SPA, ENPHASE ENERGY, INC., Manufacturer Rebate for 360-0329, End Date 6/30/2022, Q-00019091, 4202957 Meraki Installers LLC | -5.28 |  | No | Other | Shippable | 0 |  | Not Applicable as per Item Classification |  | Not Applicable
955-0188 | 955-0188 | SPA, ENPHASE ENERGY, INC., Manufacturer Rebate for 570-1226, End Date 6/30/2022, Q-00019091, 4202957 Meraki Installers LLC | -183.5 |  | No | Other | Shippable | 0 |  | Not Applicable as per Item Classification |  | Not Applicable
955-0189 | 955-0189 | SPA, ENPHASE ENERGY, INC., Manufacturer Rebate for 321-0215, End Date 6/30/2022, Max Qty. 1000, Q-00018271, 13529 Suntuity Solar LLC | -38.1 |  | No | Other | Shippable | 0 |  | Not Applicable as per Item Classification |  | Not Applicable
955-0190 | 955-0190 | SPA, ENPHASE ENERGY, INC., Manufacturer Rebate for 480-0123, End Date 6/30/2022, Q-00018271, 13529 Suntuity Solar LLC | -133 |  | No | Other | Shippable | 0 |  | Not Applicable as per Item Classification |  | Not Applicable
955-0191 | 955-0191 | SPA, ENPHASE ENERGY, INC., Manufacturer Rebate for 480-0124, End Date 6/30/2022, Max Qty. 150, Q-00018271, 13529 Suntuity Solar LLC | -399 |  | No | Other | Shippable | 0 |  | Not Applicable as per Item Classification |  | Not Applicable
955-0192 | 955-0192 | SPA, ENPHASE ENERGY, INC., Manufacturer Rebate for 480-0132, End Date 6/30/2022, Max Qty. 150, Q-00018271, 13529 Suntuity Solar LLC | -133 |  | No | Other | Shippable | 0 |  | Not Applicable as per Item Classification |  | Not Applicable
955-0193 | 955-0193 | SPA, ENPHASE ENERGY, INC., Manufacturer Rebate for 480-0133, End Date 6/30/2022, Max Qty. 150, Q-00018271, 13529 Suntuity Solar LLC | -399 |  | No | Other | Shippable | 0 |  | Not Applicable as per Item Classification |  | Not Applicable
955-0194 | 955-0194 | SPA, ENPHASE ENERGY, INC., Manufacturer Rebate for 570-1196, End Date 6/30/2022, Max Qty. 150, Q-00018271, 13529 Suntuity Solar LLC | -120.18 |  | No | Other | Shippable | 0 |  | Not Applicable as per Item Classification |  | Not Applicable
955-0195 | 955-0195 | SPA, ENPHASE ENERGY, INC., Manufacturer Rebate for 360-0328, End Date 6/30/2022, Max Qty. 150, Q-00018271, 13529 Suntuity Solar LLC | -5.44 |  | No | Other | Shippable | 0 |  | Not Applicable as per Item Classification |  | Not Applicable
955-0196 | 955-0196 | SPA, ENPHASE ENERGY, INC., Manufacturer Rebate for 360-0329, End Date 6/30/2022, Max Qty. 150, Q-00018271, 13529 Suntuity Solar LLC | -6.47 |  | No | Other | Shippable | 0 |  | Not Applicable as per Item Classification |  | Not Applicable
955-0197 | 955-0197 | SPA, ENPHASE ENERGY, INC., Manufacturer Rebate for 321-0216, End Date 6/30/2022, Max Qty. 2500, Q-00018271, 13529 Suntuity Solar LLC | -43.26 |  | No | Other | Shippable | 0 |  | Not Applicable as per Item Classification |  | Not Applicable
955-0198 | 955-0198 | SPA, ENPHASE ENERGY, INC., Manufacturer Rebate for 321-0216, End Date 6/30/2022, Q-00017540, 4204952 Evolution Solar, LLC dba Advanced Solar | -17.48 |  | No | Other | Shippable | 0 |  | Not Applicable as per Item Classification |  | Not Applicable
955-0199 | 955-0199 | SPA, ENPHASE ENERGY, INC., Manufacturer Rebate for 570-1189, End Date 6/30/2022, Max Qty. 150, Q-00018271, 13529 Suntuity Solar LLC | -75.39 |  | No | Other | Shippable | 0 |  | Not Applicable as per Item Classification |  | Not Applicable
955-0200 | 955-0200 | SPA, ENPHASE ENERGY, INC., Manufacturer Rebate for 570-1226, End Date 6/30/2022, Q-00019021, 4204977 Modern Concepts Construction | 150 |  | No | Other | Soligent De-listing | 0 |  | Not Applicable as per Item Classification |  | Not Applicable
955-0201 | 955-0201 | SPA, ENPHASE ENERGY, INC., Manufacturer Rebate for 570-1226, End Date 6/30/2022, Q-00019021, 4204977 Modern Concepts Construction | -150 |  | No | Other | Shippable | 0 |  | Not Applicable as per Item Classification |  | Not Applicable
955-0202 | 955-0202 | SPA, ENPHASE ENERGY, INC., Manufacturer Rebate for 321-0230, End Date 6/30/2022, Max Qty. 1, Q-00018761, 4988449 iVee League Solar Inc. | -20 |  | No | Other | Shippable | 0 |  | Not Applicable as per Item Classification |  | Not Applicable
955-0203 | 955-0203 | SPA, ENPHASE ENERGY, INC., Manufacturer Rebate for 321-0231, End Date 6/30/2022, Max Qty. 1, Q-00018761, 4988449 iVee League Solar Inc. | -20 |  | No | Other | Shippable | 0 |  | Not Applicable as per Item Classification |  | Not Applicable
955-0204 | 955-0204 | SPA, ENPHASE ENERGY, INC., Manufacturer Rebate for 321-0232, End Date 6/30/2022, Max Qty. 1, Q-00018761, 4988449 iVee League Solar Inc. | -20 |  | No | Other | Shippable | 0 |  | Not Applicable as per Item Classification |  | Not Applicable
955-0205 | 955-0205 | SPA, ENPHASE ENERGY, INC., Manufacturer Rebate for 321-0233, End Date 6/30/2022, Max Qty. 1, Q-00018761, 4988449 iVee League Solar Inc. | -25 |  | No | Other | Shippable | 0 |  | Not Applicable as per Item Classification |  | Not Applicable
955-0206 | 955-0206 | SPA, SOLARIA CORP, Manufacturer Rebate for 110-1254, End Date 12/31/2022, Solaria Premier, 203148 Phoenix Energy Solutions | -95.72 |  | No | Other | Shippable | 0 |  | Not Applicable as per Item Classification |  | Not Applicable
955-0207 | 955-0207 | SPA, SOLARIA CORP, Manufacturer Rebate for 110-1254, End Date 12/31/2022, Solaria Premier, 121686 Phoenix Energy Solutions Inc | -95.72 |  | No | Other | Shippable | 0 |  | Not Applicable as per Item Classification |  | Not Applicable
955-0208 | 955-0208 | SPA, SOLARIA CORP, Manufacturer Rebate for 110-1254, End Date 12/31/2022, Coastal Solar - Solaria, 4203528 Coastal Constructors Inc DBA Coastal Solar | -28 |  | No | Other | Shippable | 0 |  | Not Applicable as per Item Classification |  | Not Applicable
955-0209 | 955-0209 | SPA, SOLARIA CORP, Manufacturer Rebate for 110-1254, End Date 12/31/2022, SolariaSPA4988451 Black Diamond Electric, 4988451 Black Diamond Electric | -70.26 |  | No | Other | Shippable | 0 |  | Not Applicable as per Item Classification |  | Not Applicable
955-0210 | 955-0210 | SPA, SOLARIA CORP, Manufacturer Rebate for 110-1254, End Date 8/31/2022, So Cal Energy - Solaria SPA - Diamond, 80666 SOUTHERN CALIFORNIA ENERGY ALTERNATIVES | -84.9 |  | No | Other | Shippable | 0 |  | Not Applicable as per Item Classification |  | Not Applicable
955-0211 | 955-0211 | SPA, SOLARIA CORP, Manufacturer Rebate for 110-1254, End Date 9/30/2022, Solaria, 4204702 Built Well Solar Corp | -36.72 |  | No | Other | Shippable | 0 |  | Not Applicable as per Item Classification |  | Not Applicable
955-0212 | 955-0212 | SPA, ENPHASE ENERGY, INC., Manufacturer Rebate for 321-0215, End Date 6/30/2022, Max Qty. 1, Q-00018405, 4205223 Lumio Inc | -55.1 |  | No | Other | Shippable | 0 |  | Not Applicable as per Item Classification |  | Not Applicable
955-0213 | 955-0213 | SPA, ENPHASE ENERGY, INC., Manufacturer Rebate for 321-0216, End Date 6/30/2022, Max Qty. 3000, Q-00018405, 4205223 Lumio Inc | -76.88 |  | No | Other | Shippable | 0 |  | Not Applicable as per Item Classification |  | Not Applicable
955-0214 | 955-0214 | SPA, ENPHASE ENERGY, INC., Manufacturer Rebate for 321-0229, End Date 6/30/2022, Max Qty. 1, Q-00018405, 4205223 Lumio Inc | -69.55 |  | No | Other | Shippable | 0 |  | Not Applicable as per Item Classification |  | Not Applicable
955-0215 | 955-0215 | SPA, ENPHASE ENERGY, INC., Manufacturer Rebate for 321-0233, End Date 6/30/2022, Max Qty. 3000, Q-00018405, 4205223 Lumio Inc | -81.24 |  | No | Other | Shippable | 0 |  | Not Applicable as per Item Classification |  | Not Applicable
955-0216 | 955-0216 | SPA, ENPHASE ENERGY, INC., Manufacturer Rebate for 570-1189, End Date 6/30/2022, Max Qty. 2000, Q-00018405, 4205223 Lumio Inc | -146.91 |  | No | Other | Shippable | 0 |  | Not Applicable as per Item Classification |  | Not Applicable
955-0217 | 955-0217 | SPA, ENPHASE ENERGY, INC., Manufacturer Rebate for 360-0328, End Date 6/30/2022, Max Qty. 32000, Q-00018405, 4205223 Lumio Inc | -4.97 |  | No | Other | Shippable | 0 |  | Not Applicable as per Item Classification |  | Not Applicable
955-0218 | 955-0218 | SPA, ENPHASE ENERGY, INC., Manufacturer Rebate for 360-0329, End Date 6/30/2022, Max Qty. 28000, Q-00018405, 4205223 Lumio Inc | -5.57 |  | No | Other | Shippable | 0 |  | Not Applicable as per Item Classification |  | Not Applicable
955-0219 | 955-0219 | SPA, ENPHASE ENERGY, INC., Manufacturer Rebate for 570-1196, End Date 6/30/2022, Max Qty. 2000, Q-00018405, 4205223 Lumio Inc | -389.36 |  | No | Other | Shippable | 0 |  | Not Applicable as per Item Classification |  | Not Applicable
955-0220 | 955-0220 | SPA, ENPHASE ENERGY, INC., Manufacturer Rebate for 570-1226, End Date 6/30/2022, Max Qty. 1, Q-00018405, 4205223 Lumio Inc | -389.36 |  | No | Other | Shippable | 0 |  | Not Applicable as per Item Classification |  | Not Applicable
955-0221 | 955-0221 | SPA, UNIRAC INC, Manufacturer Rebate for 210-1073, End Date 6/30/2022, Max Qty. 1, Q-00018405, 4205223 Lumio Inc | -3.53 |  | No | Other | Shippable | 0 |  | Not Applicable as per Item Classification |  | Not Applicable
955-0222 | 955-0222 | SPA, UNIRAC INC, Manufacturer Rebate for 210-1074, End Date 6/30/2022, Max Qty. 1, Q-00018405, 4205223 Lumio Inc | -3.11 |  | No | Other | Shippable | 0 |  | Not Applicable as per Item Classification |  | Not Applicable
955-0223 | 955-0223 | SPA, UNIRAC INC, Manufacturer Rebate for 210-0191, End Date 6/30/2022, Max Qty. 1, Q-00018405, 4205223 Lumio Inc | -3.07 |  | No | Other | Shippable | 0 |  | Not Applicable as per Item Classification |  | Not Applicable
955-0224 | 955-0224 | SPA, UNIRAC INC, Manufacturer Rebate for 210-1100, End Date 6/30/2022, Max Qty. 1, Q-00018405, 4205223 Lumio Inc | -3.3 |  | No | Other | Shippable | 0 |  | Not Applicable as per Item Classification |  | Not Applicable
955-0225 | 955-0225 | SPA, UNIRAC INC, Manufacturer Rebate for 212-0009, End Date 6/30/2022, Max Qty. 1, Q-00018405, 4205223 Lumio Inc | -2.52 |  | No | Other | Shippable | 0 |  | Not Applicable as per Item Classification |  | Not Applicable
955-0226 | 955-0226 | SPA, UNIRAC INC, Manufacturer Rebate for 270-0873, End Date 6/30/2022, Max Qty. 1, Q-00018405, 4205223 Lumio Inc | -0.19 |  | No | Other | Shippable | 0 |  | Not Applicable as per Item Classification |  | Not Applicable
955-0227 | 955-0227 | SPA, UNIRAC INC, Manufacturer Rebate for 260-0286, End Date 6/30/2022, Max Qty. 1, Q-00018405, 4205223 Lumio Inc | -0.88 |  | No | Other | Shippable | 0 |  | Not Applicable as per Item Classification |  | Not Applicable
955-0228 | 955-0228 | SPA, UNIRAC INC, Manufacturer Rebate for 260-0288, End Date 6/30/2022, Max Qty. 1, Q-00018405, 4205223 Lumio Inc | -1 |  | No | Other | Shippable | 0 |  | Not Applicable as per Item Classification |  | Not Applicable
955-0229 | 955-0229 | SPA, UNIRAC INC, Manufacturer Rebate for 211-0494, End Date 6/30/2022, Max Qty. 1, Q-00018405, 4205223 Lumio Inc | -1.05 |  | No | Other | Shippable | 0 |  | Not Applicable as per Item Classification |  | Not Applicable
955-0230 | 955-0230 | SPA, UNIRAC INC, Manufacturer Rebate for 210-1030, End Date 6/30/2022, Max Qty. 1, Q-00018405, 4205223 Lumio Inc | -15.85 |  | No | Other | Shippable | 0 |  | Not Applicable as per Item Classification |  | Not Applicable
955-0231 | 955-0231 | SPA, UNIRAC INC, Manufacturer Rebate for 211-0473, End Date 6/30/2022, Max Qty. 1, Q-00018405, 4205223 Lumio Inc | -0.74 |  | No | Other | Shippable | 0 |  | Not Applicable as per Item Classification |  | Not Applicable
955-0232 | 955-0232 | SPA, PANASONIC CORPORATION OF NORTH AMERICA, Manufacturer Rebate for 110-1303, End Date 6/30/2022, Panatec Solar, 1721 PANATEC CORPORATION | -18 |  | No | Other | Shippable | 0 |  | Not Applicable as per Item Classification |  | Not Applicable
955-0233 | 955-0233 | SPA, PANASONIC CORPORATION OF NORTH AMERICA, Manufacturer Rebate for 110-1265, End Date 6/30/2022, Panasonic West, 7401 NOVA WEST SOLAR | -38.92 |  | No | Other | Shippable | 0 |  | Not Applicable as per Item Classification |  | Not Applicable
955-0234 | 955-0234 | SPA, SOLARIA CORP, Manufacturer Rebate for 110-1254, End Date 9/30/2022, Solaria SPA Marcor Construction, 4988488 Marcor Construction Solar Installations, Inc. | -26.26 |  | No | Other | Shippable | 0 |  | Not Applicable as per Item Classification |  | Not Applicable
955-0235 | 955-0235 | SPA, SOLAREDGE TECHNOLOGIES INC, Manufacturer Rebate for 310-0598, End Date 3/31/2023, SOL1577 "Extension", 9319 SOLAR SPECIALIST INC. | -100.57 |  | No | Other | Shippable | 0 |  | Not Applicable as per Item Classification |  | Not Applicable
955-0236 | 955-0236 | SPA, SOLARIA CORP, Manufacturer Rebate for 110-1254, End Date 12/31/2022, Howe - Solaria SPA - Platinum, 12713 Howe Custom Home Builders | -48.9 |  | No | Other | Shippable | 0 |  | Not Applicable as per Item Classification |  | Not Applicable
955-0237 | 955-0237 | SPA, SOLAREDGE TECHNOLOGIES INC, Manufacturer Rebate for 310-0598, End Date 5/31/2023, SOL1837, 4988447 Arrowhead Solar LLC dba Arrowpoint Solar |  |  | No | Other | Shippable | 0 |  | Not Applicable as per Item Classification |  | Not Applicable
955-0238 | 955-0238 | SPA, SOLAREDGE TECHNOLOGIES INC, Manufacturer Rebate for 565-0230, End Date 5/31/2023, SOL1837, 4988447 Arrowhead Solar LLC dba Arrowpoint Solar |  |  | No | Other | Shippable | 0 |  | Not Applicable as per Item Classification |  | Not Applicable
955-0239 | 955-0239 | SPA, SOLAREDGE TECHNOLOGIES INC, Manufacturer Rebate for 310-0599, End Date 6/30/2023, Max Qty. 1, SOL1837, 4988447 Arrowhead Solar LLC dba Arrowpoint Solar |  |  | No | Other | Shippable | 0 |  | Not Applicable as per Item Classification |  | Not Applicable
955-0240 | 955-0240 | SPA, SOLAREDGE TECHNOLOGIES INC, Manufacturer Rebate for 310-0600, End Date 6/30/2023, Max Qty. 1, SOL1837, 4988447 Arrowhead Solar LLC dba Arrowpoint Solar |  |  | No | Other | Shippable | 0 |  | Not Applicable as per Item Classification |  | Not Applicable
955-0241 | 955-0241 | SPA, SOLAREDGE TECHNOLOGIES INC, Manufacturer Rebate for 310-0597, End Date 6/30/2023, Max Qty. 1, SOL1837, 4988447 Arrowhead Solar LLC dba Arrowpoint Solar |  |  | No | Other | Shippable | 0 |  | Not Applicable as per Item Classification |  | Not Applicable
955-0242 | 955-0242 | SPA, SOLAREDGE TECHNOLOGIES INC, Manufacturer Rebate for 310-0596, End Date 6/30/2023, Max Qty. 1, SOL1837, 4988447 Arrowhead Solar LLC dba Arrowpoint Solar |  |  | No | Other | Shippable | 0 |  | Not Applicable as per Item Classification |  | Not Applicable
955-0243 | 955-0243 | SPA, SOLAREDGE TECHNOLOGIES INC, Manufacturer Rebate for 310-0595, End Date 6/30/2023, Max Qty. 1, SOL1837, 4988447 Arrowhead Solar LLC dba Arrowpoint Solar |  |  | No | Other | Shippable | 0 |  | Not Applicable as per Item Classification |  | Not Applicable
955-0244 | 955-0244 | SPA, SOLAREDGE TECHNOLOGIES INC, Manufacturer Rebate for 565-0238, End Date 6/30/2023, Max Qty. 1, SOL1837, 4988447 Arrowhead Solar LLC dba Arrowpoint Solar |  |  | No | Other | Shippable | 0 |  | Not Applicable as per Item Classification |  | Not Applicable
955-0245 | 955-0245 | SPA, ENPHASE ENERGY, INC., Manufacturer Rebate for 321-0215, End Date 6/30/2022, Q-00019577, 203176 Energy Solutions Direct | -21.99 |  | No | Other | Shippable | 0 |  | Not Applicable as per Item Classification |  | Not Applicable
955-0246 | 955-0246 | SPA, UNIRAC INC, Manufacturer Rebate for 210-1091, End Date 12/31/2022, Max Qty. 1, Unirac Arrowpoint Spa, 4988447 Arrowhead Solar LLC dba Arrowpoint Solar |  |  | No | Other | Shippable | 0 |  | Not Applicable as per Item Classification |  | Not Applicable
955-0247 | 955-0247 | SPA, UNIRAC INC, Manufacturer Rebate for 211-0512, End Date 12/31/2022, Max Qty. 1, Unirac Arrowpoint Spa, 4988447 Arrowhead Solar LLC dba Arrowpoint Solar |  |  | No | Other | Shippable | 0 |  | Not Applicable as per Item Classification |  | Not Applicable
955-0248 | 955-0248 | SPA, UNIRAC INC, Manufacturer Rebate for 270-1054, End Date 12/31/2022, Max Qty. 1, Unirac Arrowpoint Spa, 4988447 Arrowhead Solar LLC dba Arrowpoint Solar |  |  | No | Other | Shippable | 0 |  | Not Applicable as per Item Classification |  | Not Applicable
955-0249 | 955-0249 | SPA, UNIRAC INC, Manufacturer Rebate for 260-0877, End Date 12/31/2022, Max Qty. 1, Unirac Arrowpoint Spa, 4988447 Arrowhead Solar LLC dba Arrowpoint Solar |  |  | No | Other | Shippable | 0 |  | Not Applicable as per Item Classification |  | Not Applicable
955-0250 | 955-0250 | SPA, SOLARIA CORP, Manufacturer Rebate for 110-1254, End Date 12/31/2022, Platinum $.08/W – Divine Power, 17528 Divine Power USA | -32 |  | No | Other | Shippable | 0 |  | Not Applicable as per Item Classification |  | Not Applicable
955-0251 | 955-0251 | SPA, SOLARIA CORP, Manufacturer Rebate for 110-1254, End Date 12/30/2022, Solaria ZeroEA Premier Q2-Q4 2022, 3563 SEBASTOPOL HEAT & COOL INC. dba ZERO ENERGY | -85.9 |  | No | Other | Shippable | 0 |  | Not Applicable as per Item Classification |  | Not Applicable
955-0252 | 955-0252 | SPA, ENPHASE ENERGY, INC., Manufacturer Rebate for 321-0232, End Date 11/7/2022, Q-00019120, 5931 Richards Distributing Inc dba RES Alaska, Inc. | -23.7 |  | No | Other | Shippable | 0 |  | Not Applicable as per Item Classification |  | Not Applicable
955-0253 | 955-0253 | SPA, ENPHASE ENERGY, INC., Manufacturer Rebate for 321-0233, End Date 11/7/2022, Q-00019120, 5931 Richards Distributing Inc dba RES Alaska, Inc. | -27.2 |  | No | Other | Shippable | 0 |  | Not Applicable as per Item Classification |  | Not Applicable
955-0254 | 955-0254 | SPA, ENPHASE ENERGY, INC., Manufacturer Rebate for 321-0230, End Date 11/7/2022, Q-00019120, 5931 Richards Distributing Inc dba RES Alaska, Inc. | -28.67 |  | No | Other | Shippable | 0 |  | Not Applicable as per Item Classification |  | Not Applicable
955-0255 | 955-0255 | SPA, SOLARIA CORP, Manufacturer Rebate for 110-1254, End Date 12/31/2022, Solaria Premier, 4988543 Arvo Solar | -64.81 |  | No | Other | Shippable | 0 |  | Not Applicable as per Item Classification |  | Not Applicable
955-0256 | 955-0256 | SPA, SOLAREDGE TECHNOLOGIES INC, Manufacturer Rebate for 565-0108, End Date 6/30/2022, SOL1896, 203843 Conexsol Orlando LLC DBA Switch Solar | -5.36 |  | No | Other | Shippable | 0 |  | Not Applicable as per Item Classification |  | Not Applicable
955-0257 | 955-0257 | SPA, SOLAREDGE TECHNOLOGIES INC, Manufacturer Rebate for 565-0239, End Date 6/30/2022, SOL1896, 203843 Conexsol Orlando LLC DBA Switch Solar | -5.36 |  | No | Other | Shippable | 0 |  | Not Applicable as per Item Classification |  | Not Applicable
955-0258 | 955-0258 | SPA, SOLAREDGE TECHNOLOGIES INC, Manufacturer Rebate for 565-0238, End Date 6/30/2022, SOL1896, 203843 Conexsol Orlando LLC DBA Switch Solar | -5.36 |  | No | Other | Shippable | 0 |  | Not Applicable as per Item Classification |  | Not Applicable
955-0259 | 955-0259 | SPA, SOLAREDGE TECHNOLOGIES INC, Manufacturer Rebate for 565-0230, End Date 6/30/2023, SOL1896, 203843 Conexsol Orlando LLC DBA Switch Solar | -5.36 |  | No | Other | Shippable | 0 |  | Not Applicable as per Item Classification |  | Not Applicable
955-0260 | 955-0260 | SPA, SOLAREDGE TECHNOLOGIES INC, Manufacturer Rebate for 310-0645, End Date 6/30/2022, SOL1896, 203843 Conexsol Orlando LLC DBA Switch Solar | -50.28 |  | No | Other | Shippable | 0 |  | Not Applicable as per Item Classification |  | Not Applicable
955-0261 | 955-0261 | SPA, SOLAREDGE TECHNOLOGIES INC, Manufacturer Rebate for 310-0648, End Date 6/30/2022, SOL1896, 203843 Conexsol Orlando LLC DBA Switch Solar | -100.57 |  | No | Other | Shippable | 0 |  | Not Applicable as per Item Classification |  | Not Applicable
955-0262 | 955-0262 | SPA, ENPHASE ENERGY, INC., Manufacturer Rebate for 321-0233, End Date 6/30/2022, Max Qty. 500, Q-00017485, 4988451 Black Diamond Electric | -18.02 |  | No | Other | Shippable | 0 |  | Not Applicable as per Item Classification |  | Not Applicable
955-0263 | 955-0263 | SPA, ENPHASE ENERGY, INC., Manufacturer Rebate for 321-0232, End Date 6/30/2022, Max Qty. 100, Q-00017485, 4988451 Black Diamond Electric | -19.61 |  | No | Other | Shippable | 0 |  | Not Applicable as per Item Classification |  | Not Applicable
955-0264 | 955-0264 | SPA, ENPHASE ENERGY, INC., Manufacturer Rebate for 321-0231, End Date 6/30/2022, Max Qty. 100, Q-00017485, 4988451 Black Diamond Electric | -20.38 |  | No | Other | Shippable | 0 |  | Not Applicable as per Item Classification |  | Not Applicable
955-0265 | 955-0265 | SPA, ENPHASE ENERGY, INC., Manufacturer Rebate for 321-0230, End Date 6/30/2022, Max Qty. 100, Q-00017485, 4988451 Black Diamond Electric | -19.4 |  | No | Other | Shippable | 0 |  | Not Applicable as per Item Classification |  | Not Applicable
955-0266 | 955-0266 | SPA, ENPHASE ENERGY, INC., Manufacturer Rebate for 321-0229, End Date 6/30/2022, Max Qty. 500, Q-00017485, 4988451 Black Diamond Electric | -18.33 |  | No | Other | Shippable | 0 |  | Not Applicable as per Item Classification |  | Not Applicable
955-0267 | 955-0267 | SPA, ENPHASE ENERGY, INC., Manufacturer Rebate for 321-0216, End Date 6/30/2022, Max Qty. 500, Q-00017485, 4988451 Black Diamond Electric | -25.02 |  | No | Other | Shippable | 0 |  | Not Applicable as per Item Classification |  | Not Applicable
955-0268 | 955-0268 | SPA, ENPHASE ENERGY, INC., Manufacturer Rebate for 321-0223, End Date 6/30/2022, Max Qty. 500, Q-00017485, 4988451 Black Diamond Electric | -27.9 |  | No | Other | Shippable | 0 |  | Not Applicable as per Item Classification |  | Not Applicable
955-0269 | 955-0269 | SPA, ENPHASE ENERGY, INC., Manufacturer Rebate for 321-0215, End Date 6/30/2022, Max Qty. 500, Q-00017485, 4988451 Black Diamond Electric | -13.39 |  | No | Other | Shippable | 0 |  | Not Applicable as per Item Classification |  | Not Applicable
955-0270 | 955-0270 | SPA, SOLAREDGE TECHNOLOGIES INC, Manufacturer Rebate for 310-0647, End Date 6/30/2022, SOL1896, 203843 Conexsol Orlando LLC DBA Switch Solar | -100.57 |  | No | Other | Shippable | 0 |  | Not Applicable as per Item Classification |  | Not Applicable
955-0271 | 955-0271 | SPA, SOLAREDGE TECHNOLOGIES INC, Manufacturer Rebate for 310-0639, End Date 6/30/2022, SOL1896, 203843 Conexsol Orlando LLC DBA Switch Solar | -42.57 |  | No | Other | Shippable | 0 |  | Not Applicable as per Item Classification |  | Not Applicable
955-0272 | 955-0272 | SPA, SOLAREDGE TECHNOLOGIES INC, Manufacturer Rebate for 310-0644, End Date 6/30/2022, SOL1896, 203843 Conexsol Orlando LLC DBA Switch Solar | -50.28 |  | No | Other | Shippable | 0 |  | Not Applicable as per Item Classification |  | Not Applicable
955-0273 | 955-0273 | SPA, SOLAREDGE TECHNOLOGIES INC, Manufacturer Rebate for 310-0598, End Date 6/30/2023, SOL1896, 203843 Conexsol Orlando LLC DBA Switch Solar | -100.57 |  | No | Other | Shippable | 0 |  | Not Applicable as per Item Classification |  | Not Applicable
955-0274 | 955-0274 | SPA, SOLAREDGE TECHNOLOGIES INC, Manufacturer Rebate for 310-0597, End Date 6/30/2022, SOL1896, 203843 Conexsol Orlando LLC DBA Switch Solar | -100.57 |  | No | Other | Shippable | 0 |  | Not Applicable as per Item Classification |  | Not Applicable
955-0275 | 955-0275 | SPA, SOLAREDGE TECHNOLOGIES INC, Manufacturer Rebate for 310-0596, End Date 6/30/2022, SOL1896, 203843 Conexsol Orlando LLC DBA Switch Solar | -100.57 |  | No | Other | Shippable | 0 |  | Not Applicable as per Item Classification |  | Not Applicable
955-0276 | 955-0276 | SPA, SOLAREDGE TECHNOLOGIES INC, Manufacturer Rebate for 310-0595, End Date 6/30/2023, SOL1896, 203843 Conexsol Orlando LLC DBA Switch Solar | -42.57 |  | No | Other | Shippable | 0 |  | Not Applicable as per Item Classification |  | Not Applicable
955-0277 | 955-0277 | SPA, SOLAREDGE TECHNOLOGIES INC, Manufacturer Rebate for 310-0600, End Date 6/30/2022, SOL1896, 203843 Conexsol Orlando LLC DBA Switch Solar | -50.28 |  | No | Other | Shippable | 0 |  | Not Applicable as per Item Classification |  | Not Applicable
955-0278 | 955-0278 | SPA, SOLAREDGE TECHNOLOGIES INC, Manufacturer Rebate for 310-0599, End Date 6/30/2022, SOL1896, 203843 Conexsol Orlando LLC DBA Switch Solar | -50.28 |  | No | Other | Shippable | 0 |  | Not Applicable as per Item Classification |  | Not Applicable
955-0279 | 955-0279 | SPA, SOLARIA CORP, Manufacturer Rebate for 110-1254, End Date 12/31/2022, Solaria ZeroEA Premier Q2-Q4 2022, 3563 SEBASTOPOL HEAT & COOL INC. dba ZERO ENERGY | -76.26 |  | No | Other | Shippable | 0 |  | Not Applicable as per Item Classification |  | Not Applicable
955-0280 | 955-0280 | SPA, UNIRAC INC, Manufacturer Rebate for 260-0879, End Date 12/31/2022, Max Qty. 1, Unirac Arrowpoint Spa, 4988447 Arrowhead Solar LLC dba Arrowpoint Solar |  |  | No | Other | Shippable | 0 |  | Not Applicable as per Item Classification |  | Not Applicable
955-0281 | 955-0281 | SPA, UNIRAC INC, Manufacturer Rebate for 210-1089, End Date 12/31/2022, Max Qty. 1, Unirac Arrowpoint Spa, 4988447 Arrowhead Solar LLC dba Arrowpoint Solar |  |  | No | Other | Shippable | 0 |  | Not Applicable as per Item Classification |  | Not Applicable
955-0282 | 955-0282 | SPA, SOLAREDGE TECHNOLOGIES INC, Manufacturer Rebate for 310-0645, End Date 5/31/2023, SOL1837, 4988447 Arrowhead Solar LLC dba Arrowpoint Solar |  |  | No | Other | Shippable | 0 |  | Not Applicable as per Item Classification |  | Not Applicable
955-0283 | 955-0283 | SPA, SOLAREDGE TECHNOLOGIES INC, Manufacturer Rebate for 310-0646, End Date 6/30/2022, SOL1896, 203843 Conexsol Orlando LLC DBA Switch Solar | -100.57 |  | No | Other | Shippable | 0 |  | Not Applicable as per Item Classification |  | Not Applicable
955-0284 | 955-0284 | SPA, SOLAREDGE TECHNOLOGIES INC, Manufacturer Rebate for 310-0199, End Date 6/30/2022, SOL1896, 203843 Conexsol Orlando LLC DBA Switch Solar | -42.57 |  | No | Other | Shippable | 0 |  | Not Applicable as per Item Classification |  | Not Applicable
955-0285 | 955-0285 | SPA, ENPHASE ENERGY, INC., Manufacturer Rebate for 321-0215, End Date 6/30/2022, Q-00017477, 4204088 Unicity Solar Energy LLC | -31.62 |  | No | Other | Shippable | 0 |  | Not Applicable as per Item Classification |  | Not Applicable
955-0286 | 955-0286 | SPA, ENPHASE ENERGY, INC., Manufacturer Rebate for 321-0229, End Date 6/30/2022, Max Qty. 1000, Q-00018271, 13529 Suntuity Solar LLC | -43.79 |  | No | Other | Shippable | 0 |  | Not Applicable as per Item Classification |  | Not Applicable
955-0287 | 955-0287 | SPA, ENPHASE ENERGY, INC., Manufacturer Rebate for 321-0230, End Date 6/30/2022, Max Qty. 25, Q-00018271, 13529 Suntuity Solar LLC | -57.48 |  | No | Other | Shippable | 0 |  | Not Applicable as per Item Classification |  | Not Applicable
955-0288 | 955-0288 | SPA, ENPHASE ENERGY, INC., Manufacturer Rebate for 321-0233, End Date 6/30/2022, Max Qty. 2500, Q-00018271, 13529 Suntuity Solar LLC | -49.73 |  | No | Other | Shippable | 0 |  | Not Applicable as per Item Classification |  | Not Applicable
955-0289 | 955-0289 | SPA, ENPHASE ENERGY, INC., Manufacturer Rebate for 570-1226, End Date 6/30/2022, Max Qty. 150, Q-00018271, 13529 Suntuity Solar LLC | -120.18 |  | No | Other | Shippable | 0 |  | Not Applicable as per Item Classification |  | Not Applicable
955-0290 | 955-0290 | SPA, SOLAREDGE TECHNOLOGIES INC, Manufacturer Rebate for 565-0230, End Date 3/31/2023, SOL1929, 4204863 Noble Solar LLC | -5.36 |  | No | Other | Shippable | 0 |  | Not Applicable as per Item Classification |  | Not Applicable
955-0291 | 955-0291 | SPA, SOLAREDGE TECHNOLOGIES INC, Manufacturer Rebate for 310-0285-B, End Date 3/31/2023, SOL1929, 4204863 Noble Solar LLC | -100.57 |  | No | Other | Shippable | 0 |  | Not Applicable as per Item Classification |  | Not Applicable
955-0292 | 955-0292 | SPA, SOLAREDGE TECHNOLOGIES INC, Manufacturer Rebate for 310-0288, End Date 3/31/2023, SOL1929, 4204863 Noble Solar LLC | -50.28 |  | No | Other | Shippable | 0 |  | Not Applicable as per Item Classification |  | Not Applicable
955-0293 | 955-0293 | SPA, ENPHASE ENERGY, INC., Manufacturer Rebate for 321-0216, End Date 6/30/2022, Q-00017477, 4204088 Unicity Solar Energy LLC | -23.27 |  | No | Other | Shippable | 0 |  | Not Applicable as per Item Classification |  | Not Applicable
955-0294 | 955-0294 | SPA, ENPHASE ENERGY, INC., Manufacturer Rebate for 321-0229, End Date 6/30/2022, Q-00017477, 4204088 Unicity Solar Energy LLC | -36.34 |  | No | Other | Shippable | 0 |  | Not Applicable as per Item Classification |  | Not Applicable
955-0295 | 955-0295 | SPA, ENPHASE ENERGY, INC., Manufacturer Rebate for 570-1196, End Date 6/30/2022, Q-00017477, 4204088 Unicity Solar Energy LLC | -51.8 |  | No | Other | Shippable | 0 |  | Not Applicable as per Item Classification |  | Not Applicable
955-0296 | 955-0296 | SPA, ENPHASE ENERGY, INC., Manufacturer Rebate for 321-0233, End Date 6/30/2022, Q-00017477, 4204088 Unicity Solar Energy LLC | -26.74 |  | No | Other | Shippable | 0 |  | Not Applicable as per Item Classification |  | Not Applicable
955-0297 | 955-0297 | SPA, ENPHASE ENERGY, INC., Manufacturer Rebate for 570-1226, End Date 6/30/2022, Q-00017477, 4204088 Unicity Solar Energy LLC | -51.8 |  | No | Other | Shippable | 0 |  | Not Applicable as per Item Classification |  | Not Applicable
955-0298 | 955-0298 | SPA, ENPHASE ENERGY, INC., Manufacturer Rebate for 321-0215, End Date 9/30/2022, Q-00020963, 203176 Energy Solutions Direct | -21.99 |  | No | Other | Shippable | 0 |  | Not Applicable as per Item Classification |  | Not Applicable
955-0299 | 955-0299 | SPA, ENPHASE ENERGY, INC., Manufacturer Rebate for 321-0233, End Date 9/30/2022, Q-00020963, 203176 Energy Solutions Direct | -46 |  | No | Other | Shippable | 0 |  | Not Applicable as per Item Classification |  | Not Applicable
955-0300 | 955-0300 | SPA, ENPHASE ENERGY, INC., Manufacturer Rebate for 321-0223, End Date 9/30/2022, Q-00020963, 203176 Energy Solutions Direct | -37.52 |  | No | Other | Shippable | 0 |  | Not Applicable as per Item Classification |  | Not Applicable
955-0301 | 955-0301 | SPA, ENPHASE ENERGY, INC., Manufacturer Rebate for 321-0216, End Date 9/30/2022, Q-00020963, 203176 Energy Solutions Direct | -36.49 |  | No | Other | Shippable | 0 |  | Not Applicable as per Item Classification |  | Not Applicable
955-0302 | 955-0302 | SPA, ENPHASE ENERGY, INC., Manufacturer Rebate for 321-0230, End Date 9/30/2022, Q-00020963, 203176 Energy Solutions Direct | -43.12 |  | No | Other | Shippable | 0 |  | Not Applicable as per Item Classification |  | Not Applicable
955-0303 | 955-0303 | SPA, ENPHASE ENERGY, INC., Manufacturer Rebate for 321-0231, End Date 9/30/2022, Q-00020963, 203176 Energy Solutions Direct | -46.3 |  | No | Other | Shippable | 0 |  | Not Applicable as per Item Classification |  | Not Applicable
955-0304 | 955-0304 | SPA, ENPHASE ENERGY, INC., Manufacturer Rebate for 321-0232, End Date 9/30/2022, Q-00020963, 203176 Energy Solutions Direct | -41.5 |  | No | Other | Shippable | 0 |  | Not Applicable as per Item Classification |  | Not Applicable
955-0305 | 955-0305 | SPA, ENPHASE ENERGY, INC., Manufacturer Rebate for 321-0215, End Date 9/30/2022, Q-00019799, 82909 PV MicroPower, LLC dba SunFarm Energy | -11.3 |  | No | Other | Shippable | 0 |  | Not Applicable as per Item Classification |  | Not Applicable
955-0306 | 955-0306 | SPA, ENPHASE ENERGY, INC., Manufacturer Rebate for 321-0223, End Date 9/30/2022, Q-00019799, 82909 PV MicroPower, LLC dba SunFarm Energy | -11.11 |  | No | Other | Shippable | 0 |  | Not Applicable as per Item Classification |  | Not Applicable
955-0307 | 955-0307 | SPA, ENPHASE ENERGY, INC., Manufacturer Rebate for 321-0216, End Date 9/30/2022, Q-00019799, 82909 PV MicroPower, LLC dba SunFarm Energy | -10.64 |  | No | Other | Shippable | 0 |  | Not Applicable as per Item Classification |  | Not Applicable
955-0308 | 955-0308 | SPA, ENPHASE ENERGY, INC., Manufacturer Rebate for 321-0229, End Date 9/30/2022, Q-00019799, 82909 PV MicroPower, LLC dba SunFarm Energy | -12.97 |  | No | Other | Shippable | 0 |  | Not Applicable as per Item Classification |  | Not Applicable
955-0309 | 955-0309 | SPA, ENPHASE ENERGY, INC., Manufacturer Rebate for 321-0230, End Date 9/30/2022, Q-00019799, 82909 PV MicroPower, LLC dba SunFarm Energy | -12.75 |  | No | Other | Shippable | 0 |  | Not Applicable as per Item Classification |  | Not Applicable
955-0310 | 955-0310 | SPA, ENPHASE ENERGY, INC., Manufacturer Rebate for 321-0231, End Date 9/30/2022, Q-00019799, 82909 PV MicroPower, LLC dba SunFarm Energy | -13.23 |  | No | Other | Shippable | 0 |  | Not Applicable as per Item Classification |  | Not Applicable
955-0311 | 955-0311 | SPA, ENPHASE ENERGY, INC., Manufacturer Rebate for 321-0232, End Date 9/30/2022, Q-00019799, 82909 PV MicroPower, LLC dba SunFarm Energy | -13.22 |  | No | Other | Shippable | 0 |  | Not Applicable as per Item Classification |  | Not Applicable
955-0312 | 955-0312 | SPA, ENPHASE ENERGY, INC., Manufacturer Rebate for 321-0233, End Date 9/30/2022, Q-00019799, 82909 PV MicroPower, LLC dba SunFarm Energy | -12.22 |  | No | Other | Shippable | 0 |  | Not Applicable as per Item Classification |  | Not Applicable
955-0313 | 955-0313 | SPA, ENPHASE ENERGY, INC., Manufacturer Rebate for 321-0230, End Date 9/30/2022, Max Qty. 1, Q-00020797, 4988449 iVee League Solar Inc. | -20 |  | No | Other | Shippable | 0 |  | Not Applicable as per Item Classification |  | Not Applicable
955-0314 | 955-0314 | SPA, ENPHASE ENERGY, INC., Manufacturer Rebate for 321-0231, End Date 9/30/2022, Max Qty. 1, Q-00020797, 4988449 iVee League Solar Inc. | -20 |  | No | Other | Shippable | 0 |  | Not Applicable as per Item Classification |  | Not Applicable
955-0315 | 955-0315 | SPA, ENPHASE ENERGY, INC., Manufacturer Rebate for 321-0232, End Date 9/30/2022, Max Qty. 1, Q-00020797, 4988449 iVee League Solar Inc. | -19.9 |  | No | Other | Shippable | 0 |  | Not Applicable as per Item Classification |  | Not Applicable
955-0316 | 955-0316 | SPA, ENPHASE ENERGY, INC., Manufacturer Rebate for 321-0233, End Date 9/30/2022, Max Qty. 1, Q-00020797, 4988449 iVee League Solar Inc. | -25 |  | No | Other | Shippable | 0 |  | Not Applicable as per Item Classification |  | Not Applicable
955-0317 | 955-0317 | SPA, ENPHASE ENERGY, INC., Manufacturer Rebate for 321-0215, End Date 9/30/2022, Q-00019841, 6136 The Solar Guys Inc. DBA Compass Solar Energy | -11.3 |  | No | Other | Shippable | 0 |  | Not Applicable as per Item Classification |  | Not Applicable
955-0318 | 955-0318 | SPA, ENPHASE ENERGY, INC., Manufacturer Rebate for 321-0223, End Date 9/30/2022, Q-00019841, 6136 The Solar Guys Inc. DBA Compass Solar Energy | -11.11 |  | No | Other | Shippable | 0 |  | Not Applicable as per Item Classification |  | Not Applicable
955-0319 | 955-0319 | SPA, ENPHASE ENERGY, INC., Manufacturer Rebate for 321-0216, End Date 9/30/2022, Q-00019841, 6136 The Solar Guys Inc. DBA Compass Solar Energy | -10.64 |  | No | Other | Shippable | 0 |  | Not Applicable as per Item Classification |  | Not Applicable
955-0320 | 955-0320 | SPA, ENPHASE ENERGY, INC., Manufacturer Rebate for 321-0229, End Date 9/30/2022, Q-00019841, 6136 The Solar Guys Inc. DBA Compass Solar Energy | -12.97 |  | No | Other | Shippable | 0 |  | Not Applicable as per Item Classification |  | Not Applicable
955-0321 | 955-0321 | SPA, ENPHASE ENERGY, INC., Manufacturer Rebate for 321-0230, End Date 9/30/2022, Q-00019841, 6136 The Solar Guys Inc. DBA Compass Solar Energy | -12.75 |  | No | Other | Shippable | 0 |  | Not Applicable as per Item Classification |  | Not Applicable
955-0322 | 955-0322 | SPA, ENPHASE ENERGY, INC., Manufacturer Rebate for 321-0231, End Date 9/30/2022, Q-00019841, 6136 The Solar Guys Inc. DBA Compass Solar Energy | -13.23 |  | No | Other | Shippable | 0 |  | Not Applicable as per Item Classification |  | Not Applicable
955-0323 | 955-0323 | SPA, ENPHASE ENERGY, INC., Manufacturer Rebate for 321-0232, End Date 9/30/2022, Q-00019841, 6136 The Solar Guys Inc. DBA Compass Solar Energy | -13.22 |  | No | Other | Shippable | 0 |  | Not Applicable as per Item Classification |  | Not Applicable
955-0324 | 955-0324 | SPA, ENPHASE ENERGY, INC., Manufacturer Rebate for 321-0233, End Date 9/30/2022, Q-00019841, 6136 The Solar Guys Inc. DBA Compass Solar Energy | -12.22 |  | No | Other | Shippable | 0 |  | Not Applicable as per Item Classification |  | Not Applicable
955-0325 | 955-0325 | SPA, ENPHASE ENERGY, INC., Manufacturer Rebate for 321-0233, End Date 9/30/2022, Q-00020880, 4202957 Meraki Installers LLC | -60 |  | No | Other | Shippable | 0 |  | Not Applicable as per Item Classification |  | Not Applicable
955-0326 | 955-0326 | SPA, ENPHASE ENERGY, INC., Manufacturer Rebate for 360-0328, End Date 9/30/2022, Q-00020880, 4202957 Meraki Installers LLC | -5.28 |  | No | Other | Shippable | 0 |  | Not Applicable as per Item Classification |  | Not Applicable
955-0327 | 955-0327 | SPA, ENPHASE ENERGY, INC., Manufacturer Rebate for 360-0329, End Date 9/30/2022, Q-00020880, 4202957 Meraki Installers LLC | -5.28 |  | No | Other | Shippable | 0 |  | Not Applicable as per Item Classification |  | Not Applicable
955-0328 | 955-0328 | SPA, ENPHASE ENERGY, INC., Manufacturer Rebate for 570-1226, End Date 9/30/2022, Q-00020880, 4202957 Meraki Installers LLC | -183.5 |  | No | Other | Shippable | 0 |  | Not Applicable as per Item Classification |  | Not Applicable
955-0329 | 955-0329 | SPA, ENPHASE ENERGY, INC., Manufacturer Rebate for 321-0215, End Date 9/30/2022, Max Qty. 1000, Q-00019902, 89424 Creative Solar USA Inc | -11.3 |  | No | Other | Shippable | 0 |  | Not Applicable as per Item Classification |  | Not Applicable
955-0330 | 955-0330 | SPA, ENPHASE ENERGY, INC., Manufacturer Rebate for 321-0216, End Date 9/30/2022, Max Qty. 5, Q-00019902, 89424 Creative Solar USA Inc | -10.64 |  | No | Other | Shippable | 0 |  | Not Applicable as per Item Classification |  | Not Applicable
955-0331 | 955-0331 | SPA, ENPHASE ENERGY, INC., Manufacturer Rebate for 321-0229, End Date 9/30/2022, Max Qty. 1000, Q-00019902, 89424 Creative Solar USA Inc | -12.97 |  | No | Other | Shippable | 0 |  | Not Applicable as per Item Classification |  | Not Applicable
955-0332 | 955-0332 | SPA, ENPHASE ENERGY, INC., Manufacturer Rebate for 321-0233, End Date 9/30/2022, Max Qty. 5, Q-00019902, 89424 Creative Solar USA Inc | -12.22 |  | No | Other | Shippable | 0 |  | Not Applicable as per Item Classification |  | Not Applicable
955-0333 | 955-0333 | SPA, SOLAREDGE TECHNOLOGIES INC, Manufacturer Rebate for 310-0599, End Date 6/30/2023, SOL1905, 9291 Constructive Resource Inc. dba Solar Source | -33.47 |  | No | Other | Shippable | 0 |  | Not Applicable as per Item Classification |  | Not Applicable
955-0334 | 955-0334 | SPA, SOLAREDGE TECHNOLOGIES INC, Manufacturer Rebate for 310-0287, End Date 6/30/2023, SOL1905, 9291 Constructive Resource Inc. dba Solar Source | -33.47 |  | No | Other | Shippable | 0 |  | Not Applicable as per Item Classification |  | Not Applicable
955-0335 | 955-0335 | SPA, SOLAREDGE TECHNOLOGIES INC, Manufacturer Rebate for 310-0600, End Date 6/30/2023, SOL1905, 9291 Constructive Resource Inc. dba Solar Source | -33.47 |  | No | Other | Shippable | 0 |  | Not Applicable as per Item Classification |  | Not Applicable
955-0336 | 955-0336 | SPA, SOLAREDGE TECHNOLOGIES INC, Manufacturer Rebate for 310-0199, End Date 6/30/2023, SOL1905, 9291 Constructive Resource Inc. dba Solar Source | -28.34 |  | No | Other | Shippable | 0 |  | Not Applicable as per Item Classification |  | Not Applicable
955-0337 | 955-0337 | SPA, SOLAREDGE TECHNOLOGIES INC, Manufacturer Rebate for 310-0630, End Date 6/30/2023, SOL1905, 9291 Constructive Resource Inc. dba Solar Source | -28.34 |  | No | Other | Shippable | 0 |  | Not Applicable as per Item Classification |  | Not Applicable
955-0338 | 955-0338 | SPA, SOLAREDGE TECHNOLOGIES INC, Manufacturer Rebate for 310-0622, End Date 6/30/2022, SOL1905, 9291 Constructive Resource Inc. dba Solar Source | -28.34 |  | No | Other | Shippable | 0 |  | Not Applicable as per Item Classification |  | Not Applicable
955-0339 | 955-0339 | SPA, SOLAREDGE TECHNOLOGIES INC, Manufacturer Rebate for 310-0595, End Date 6/30/2023, SOL1905, 9291 Constructive Resource Inc. dba Solar Source | -28.34 |  | No | Other | Shippable | 0 |  | Not Applicable as per Item Classification |  | Not Applicable
955-0340 | 955-0340 | SPA, SOLAREDGE TECHNOLOGIES INC, Manufacturer Rebate for 310-0596, End Date 6/30/2023, SOL1905, 9291 Constructive Resource Inc. dba Solar Source | -66.94 |  | No | Other | Shippable | 0 |  | Not Applicable as per Item Classification |  | Not Applicable
955-0341 | 955-0341 | SPA, SOLAREDGE TECHNOLOGIES INC, Manufacturer Rebate for 310-0597, End Date 6/30/2023, SOL1905, 9291 Constructive Resource Inc. dba Solar Source | -66.94 |  | No | Other | Shippable | 0 |  | Not Applicable as per Item Classification |  | Not Applicable
955-0342 | 955-0342 | SPA, SOLAREDGE TECHNOLOGIES INC, Manufacturer Rebate for 310-0598, End Date 6/30/2023, SOL1905, 9291 Constructive Resource Inc. dba Solar Source | -66.94 |  | No | Other | Shippable | 0 |  | Not Applicable as per Item Classification |  | Not Applicable
955-0343 | 955-0343 | SPA, SOLAREDGE TECHNOLOGIES INC, Manufacturer Rebate for 310-0644, End Date 6/30/2023, SOL1905, 9291 Constructive Resource Inc. dba Solar Source | -33.47 |  | No | Other | Shippable | 0 |  | Not Applicable as per Item Classification |  | Not Applicable
955-0344 | 955-0344 | SPA, SOLAREDGE TECHNOLOGIES INC, Manufacturer Rebate for 310-0639, End Date 6/30/2023, SOL1905, 9291 Constructive Resource Inc. dba Solar Source | -28.34 |  | No | Other | Shippable | 0 |  | Not Applicable as per Item Classification |  | Not Applicable
955-0345 | 955-0345 | SPA, SOLAREDGE TECHNOLOGIES INC, Manufacturer Rebate for 310-0647, End Date 6/30/2023, SOL1905, 9291 Constructive Resource Inc. dba Solar Source | -66.94 |  | No | Other | Shippable | 0 |  | Not Applicable as per Item Classification |  | Not Applicable
955-0346 | 955-0346 | SPA, SOLAREDGE TECHNOLOGIES INC, Manufacturer Rebate for 310-0648, End Date 6/30/2023, SOL1905, 9291 Constructive Resource Inc. dba Solar Source | -66.94 |  | No | Other | Shippable | 0 |  | Not Applicable as per Item Classification |  | Not Applicable
955-0347 | 955-0347 | SPA, SOLAREDGE TECHNOLOGIES INC, Manufacturer Rebate for 310-0646, End Date 6/30/2023, SOL1905, 9291 Constructive Resource Inc. dba Solar Source | -66.94 |  | No | Other | Shippable | 0 |  | Not Applicable as per Item Classification |  | Not Applicable
955-0348 | 955-0348 | SPA, SOLAREDGE TECHNOLOGIES INC, Manufacturer Rebate for 310-0645, End Date 6/30/2023, SOL1905, 9291 Constructive Resource Inc. dba Solar Source | -33.47 |  | No | Other | Shippable | 0 |  | Not Applicable as per Item Classification |  | Not Applicable
955-0349 | 955-0349 | SPA, SOLAREDGE TECHNOLOGIES INC, Manufacturer Rebate for 310-0632, End Date 6/30/2023, SOL1905, 9291 Constructive Resource Inc. dba Solar Source | -66.94 |  | No | Other | Shippable | 0 |  | Not Applicable as per Item Classification |  | Not Applicable
955-0350 | 955-0350 | SPA, SOLAREDGE TECHNOLOGIES INC, Manufacturer Rebate for 565-0205, End Date 6/30/2023, SOL1905, 9291 Constructive Resource Inc. dba Solar Source | -3.57 |  | No | Other | Shippable | 0 |  | Not Applicable as per Item Classification |  | Not Applicable
955-0351 | 955-0351 | SPA, SOLAREDGE TECHNOLOGIES INC, Manufacturer Rebate for 565-0230, End Date 6/30/2023, SOL1905, 9291 Constructive Resource Inc. dba Solar Source | -3.57 |  | No | Other | Shippable | 0 |  | Not Applicable as per Item Classification |  | Not Applicable
955-0352 | 955-0352 | SPA, SOLAREDGE TECHNOLOGIES INC, Manufacturer Rebate for 565-0238, End Date 6/30/2023, SOL1905, 9291 Constructive Resource Inc. dba Solar Source | -3.57 |  | No | Other | Shippable | 0 |  | Not Applicable as per Item Classification |  | Not Applicable
955-0353 | 955-0353 | SPA, SOLAREDGE TECHNOLOGIES INC, Manufacturer Rebate for 565-0239, End Date 6/30/2023, SOL1905, 9291 Constructive Resource Inc. dba Solar Source | -3.57 |  | No | Other | Shippable | 0 |  | Not Applicable as per Item Classification |  | Not Applicable
955-0354 | 955-0354 | SPA, SOLAREDGE TECHNOLOGIES INC, Manufacturer Rebate for 565-0108, End Date 6/30/2023, SOL1905, 9291 Constructive Resource Inc. dba Solar Source | -3.57 |  | No | Other | Shippable | 0 |  | Not Applicable as per Item Classification |  | Not Applicable
955-0355 | 955-0355 | SPA, ENPHASE ENERGY, INC., Manufacturer Rebate for 321-0230, End Date 9/30/2022, Q-00020592, 4205007 Castaways Energy LLC | -13.8 |  | No | Other | Shippable | 0 |  | Not Applicable as per Item Classification |  | Not Applicable
955-0356 | 955-0356 | SPA, ENPHASE ENERGY, INC., Manufacturer Rebate for 321-0233, End Date 9/30/2022, Q-00020592, 4205007 Castaways Energy LLC | -7 |  | No | Other | Shippable | 0 |  | Not Applicable as per Item Classification |  | Not Applicable
955-0357 | 955-0357 | SPA, ENPHASE ENERGY, INC., Manufacturer Rebate for 321-0216, End Date 9/30/2022, Q-00020862, 4204977 Modern Concepts Construction | -23.28 |  | No | Other | Shippable | 0 |  | Not Applicable as per Item Classification |  | Not Applicable
955-0358 | 955-0358 | SPA, ENPHASE ENERGY, INC., Manufacturer Rebate for 321-0229, End Date 9/30/2022, Q-00020862, 4204977 Modern Concepts Construction | -27.5 |  | No | Other | Shippable | 0 |  | Not Applicable as per Item Classification |  | Not Applicable
955-0359 | 955-0359 | SPA, ENPHASE ENERGY, INC., Manufacturer Rebate for 321-0233, End Date 9/30/2022, Q-00020862, 4204977 Modern Concepts Construction | -31.68 |  | No | Other | Shippable | 0 |  | Not Applicable as per Item Classification |  | Not Applicable
955-0360 | 955-0360 | SPA, ENPHASE ENERGY, INC., Manufacturer Rebate for 570-1226, End Date 9/30/2022, Q-00020862, 4204977 Modern Concepts Construction | -150 |  | No | Other | Shippable | 0 |  | Not Applicable as per Item Classification |  | Not Applicable
955-0361 | 955-0361 | SPA, ENPHASE ENERGY, INC., Manufacturer Rebate for 321-0215, End Date 9/30/2022, Q-00019924, 87248 Florida Solar Products, Inc dba Solar Energy Systems | -18.87 |  | No | Other | Shippable | 0 |  | Not Applicable as per Item Classification |  | Not Applicable
955-0362 | 955-0362 | SPA, ENPHASE ENERGY, INC., Manufacturer Rebate for 321-0216, End Date 9/30/2022, Q-00019924, 87248 Florida Solar Products, Inc dba Solar Energy Systems | -18.23 |  | No | Other | Shippable | 0 |  | Not Applicable as per Item Classification |  | Not Applicable
955-0363 | 955-0363 | SPA, ENPHASE ENERGY, INC., Manufacturer Rebate for 321-0229, End Date 9/30/2022, Q-00019924, 87248 Florida Solar Products, Inc dba Solar Energy Systems | -21.68 |  | No | Other | Shippable | 0 |  | Not Applicable as per Item Classification |  | Not Applicable
955-0364 | 955-0364 | SPA, ENPHASE ENERGY, INC., Manufacturer Rebate for 321-0233, End Date 9/30/2022, Q-00019924, 87248 Florida Solar Products, Inc dba Solar Energy Systems | -20.95 |  | No | Other | Shippable | 0 |  | Not Applicable as per Item Classification |  | Not Applicable
955-0365 | 955-0365 | SPA, ENPHASE ENERGY, INC., Manufacturer Rebate for 321-0229, End Date 9/30/2022, Max Qty. 600, Q-00020884, 4988288 Gold Path Services LLC dba Gold Path Solar | -6.17 |  | No | Other | Shippable | 0 |  | Not Applicable as per Item Classification |  | Not Applicable
955-0366 | 955-0366 | SPA, ENPHASE ENERGY, INC., Manufacturer Rebate for 321-0233, End Date 9/30/2022, Max Qty. 600, Q-00020884, 4988288 Gold Path Services LLC dba Gold Path Solar | -7 |  | No | Other | Shippable | 0 |  | Not Applicable as per Item Classification |  | Not Applicable
955-0367 | 955-0367 | SPA, ENPHASE ENERGY, INC., Manufacturer Rebate for 321-0215, End Date 9/30/2022, Q-00019912, 4204088 Unicity Solar Energy LLC | -31.62 |  | No | Other | Shippable | 0 |  | Not Applicable as per Item Classification |  | Not Applicable
955-0368 | 955-0368 | SPA, ENPHASE ENERGY, INC., Manufacturer Rebate for 321-0216, End Date 9/30/2022, Q-00019912, 4204088 Unicity Solar Energy LLC | -23.27 |  | No | Other | Shippable | 0 |  | Not Applicable as per Item Classification |  | Not Applicable
955-0369 | 955-0369 | SPA, ENPHASE ENERGY, INC., Manufacturer Rebate for 321-0229, End Date 9/30/2022, Q-00019912, 4204088 Unicity Solar Energy LLC | -36.34 |  | No | Other | Shippable | 0 |  | Not Applicable as per Item Classification |  | Not Applicable
955-0370 | 955-0370 | SPA, ENPHASE ENERGY, INC., Manufacturer Rebate for 321-0233, End Date 9/30/2022, Q-00019912, 4204088 Unicity Solar Energy LLC | -26.74 |  | No | Other | Shippable | 0 |  | Not Applicable as per Item Classification |  | Not Applicable
955-0371 | 955-0371 | SPA, ENPHASE ENERGY, INC., Manufacturer Rebate for 570-1196, End Date 9/30/2022, Q-00019912, 4204088 Unicity Solar Energy LLC | -51.8 |  | No | Other | Shippable | 0 |  | Not Applicable as per Item Classification |  | Not Applicable
955-0372 | 955-0372 | SPA, ENPHASE ENERGY, INC., Manufacturer Rebate for 570-1226, End Date 9/30/2022, Q-00019912, 4204088 Unicity Solar Energy LLC | -51.8 |  | No | Other | Shippable | 0 |  | Not Applicable as per Item Classification |  | Not Applicable
955-0373 | 955-0373 | SPA, SOLAREDGE TECHNOLOGIES INC, Manufacturer Rebate for 310-0645, End Date 6/30/2023, SOL1905, 9291 Constructive Resource Inc. dba Solar Source | -33.47 |  | No | Other | Shippable | 0 |  | Not Applicable as per Item Classification |  | Not Applicable
955-0374 | 955-0374 | SPA, ENPHASE ENERGY, INC., Manufacturer Rebate for 570-1189, End Date 6/30/2022, Max Qty. 150, Q-00018271, 13529 Suntuity Solar LLC | -75.39 |  | No | Other | Shippable | 0 |  | Not Applicable as per Item Classification |  | Not Applicable
955-0375 | 955-0375 | SPA, ENPHASE ENERGY, INC., Manufacturer Rebate for 321-0215, End Date 9/30/2022, Max Qty. 150, Q-00019835, 4203321 3 Guys Solar LLC | -11.3 |  | No | Other | Shippable | 0 |  | Not Applicable as per Item Classification |  | Not Applicable
955-0376 | 955-0376 | SPA, ENPHASE ENERGY, INC., Manufacturer Rebate for 321-0216, End Date 9/30/2022, Max Qty. 650, Q-00019835, 4203321 3 Guys Solar LLC | -10.64 |  | No | Other | Shippable | 0 |  | Not Applicable as per Item Classification |  | Not Applicable
955-0377 | 955-0377 | SPA, ENPHASE ENERGY, INC., Manufacturer Rebate for 321-0223, End Date 9/30/2022, Max Qty. 60, Q-00019835, 4203321 3 Guys Solar LLC | -11.11 |  | No | Other | Shippable | 0 |  | Not Applicable as per Item Classification |  | Not Applicable
955-0378 | 955-0378 | SPA, ENPHASE ENERGY, INC., Manufacturer Rebate for 321-0229, End Date 9/30/2022, Max Qty. 150, Q-00019835, 4203321 3 Guys Solar LLC | -12.97 |  | No | Other | Shippable | 0 |  | Not Applicable as per Item Classification |  | Not Applicable
955-0379 | 955-0379 | SPA, ENPHASE ENERGY, INC., Manufacturer Rebate for 321-0230, End Date 9/30/2022, Max Qty. 60, Q-00019835, 4203321 3 Guys Solar LLC | -12.75 |  | No | Other | Shippable | 0 |  | Not Applicable as per Item Classification |  | Not Applicable
955-0380 | 955-0380 | SPA, ENPHASE ENERGY, INC., Manufacturer Rebate for 321-0231, End Date 9/30/2022, Max Qty. 60, Q-00019835, 4203321 3 Guys Solar LLC | -13.23 |  | No | Other | Shippable | 0 |  | Not Applicable as per Item Classification |  | Not Applicable
955-0381 | 955-0381 | SPA, ENPHASE ENERGY, INC., Manufacturer Rebate for 321-0232, End Date 9/30/2022, Max Qty. 60, Q-00019835, 4203321 3 Guys Solar LLC | -13.22 |  | No | Other | Shippable | 0 |  | Not Applicable as per Item Classification |  | Not Applicable
955-0382 | 955-0382 | SPA, ENPHASE ENERGY, INC., Manufacturer Rebate for 321-0233, End Date 9/30/2022, Max Qty. 650, Q-00019835, 4203321 3 Guys Solar LLC | -12.22 |  | No | Other | Shippable | 0 |  | Not Applicable as per Item Classification |  | Not Applicable
955-0383 | 955-0383 | SPA, ENPHASE ENERGY, INC., Manufacturer Rebate for 321-0233, End Date 9/30/2022, Max Qty. 1500, Q-00020237, 4203842 Bell Electrical Systems LLC | -26.24 |  | No | Other | Shippable | 0 |  | Not Applicable as per Item Classification |  | Not Applicable
955-0384 | 955-0384 | SPA, ENPHASE ENERGY, INC., Manufacturer Rebate for 321-0233, End Date 9/30/2022, Max Qty. 500, Q-00019919, 4988451 Black Diamond Electric | -18.02 |  | No | Other | Shippable | 0 |  | Not Applicable as per Item Classification |  | Not Applicable
955-0385 | 955-0385 | SPA, ENPHASE ENERGY, INC., Manufacturer Rebate for 321-0230, End Date 9/30/2022, Q-00019993, 203313 Sunergy, Inc | -12.57 |  | No | Other | Shippable | 0 |  | Not Applicable as per Item Classification |  | Not Applicable
955-0386 | 955-0386 | SPA, ENPHASE ENERGY, INC., Manufacturer Rebate for 321-0231, End Date 9/30/2022, Q-00019993, 203313 Sunergy, Inc | -14.57 |  | No | Other | Shippable | 0 |  | Not Applicable as per Item Classification |  | Not Applicable
955-0387 | 955-0387 | SPA, ENPHASE ENERGY, INC., Manufacturer Rebate for 321-0232, End Date 9/30/2022, Q-00019993, 203313 Sunergy, Inc | -14.14 |  | No | Other | Shippable | 0 |  | Not Applicable as per Item Classification |  | Not Applicable
955-0388 | 955-0388 | SPA, ENPHASE ENERGY, INC., Manufacturer Rebate for 321-0233, End Date 9/30/2022, Q-00019993, 203313 Sunergy, Inc | -11 |  | No | Other | Shippable | 0 |  | Not Applicable as per Item Classification |  | Not Applicable
955-0389 | 955-0389 | SPA, SOLARIA CORP, Manufacturer Rebate for 110-1254, End Date 12/31/2022, Effect - Solaria - Platinum, 4204221 Effect Energy Inc | -81.9 |  | No | Other | Shippable | 0 |  | Not Applicable as per Item Classification |  | Not Applicable
955-0390 | 955-0390 | SPA, ENPHASE ENERGY, INC., Manufacturer Rebate for 321-0233, End Date 9/30/2022, Max Qty. 500, Q-00019921, 17828 Johnson Powers LLC | -22.24 |  | No | Other | Shippable | 0 |  | Not Applicable as per Item Classification |  | Not Applicable
955-0391 | 955-0391 | SPA, ENPHASE ENERGY, INC., Manufacturer Rebate for 321-0229, End Date 9/30/2022, Max Qty. 5, Q-00020676, 4205383 Sky Solar Energy, Inc | -12.99 |  | No | Other | Shippable | 0 |  | Not Applicable as per Item Classification |  | Not Applicable
955-0392 | 955-0392 | SPA, ENPHASE ENERGY, INC., Manufacturer Rebate for 321-0230, End Date 9/30/2022, Max Qty. 5, Q-00020676, 4205383 Sky Solar Energy, Inc | -12.77 |  | No | Other | Shippable | 0 |  | Not Applicable as per Item Classification |  | Not Applicable
955-0393 | 955-0393 | SPA, ENPHASE ENERGY, INC., Manufacturer Rebate for 321-0231, End Date 9/30/2022, Max Qty. 5, Q-00020676, 4205383 Sky Solar Energy, Inc | -18.86 |  | No | Other | Shippable | 0 |  | Not Applicable as per Item Classification |  | Not Applicable
955-0394 | 955-0394 | SPA, ENPHASE ENERGY, INC., Manufacturer Rebate for 321-0233, End Date 9/30/2022, Max Qty. 1000, Q-00020676, 4205383 Sky Solar Energy, Inc | -12.25 |  | No | Other | Shippable | 0 |  | Not Applicable as per Item Classification |  | Not Applicable
955-0395 | 955-0395 | SPA, ENPHASE ENERGY, INC., Manufacturer Rebate for 321-0230, End Date 9/30/2022, Max Qty. 500, Q-00020795, 203342 Solarize LLC | -25.17 |  | No | Other | Shippable | 0 |  | Not Applicable as per Item Classification |  | Not Applicable
955-0396 | 955-0396 | SPA, ENPHASE ENERGY, INC., Manufacturer Rebate for 321-0231, End Date 9/30/2022, Max Qty. 500, Q-00020795, 203342 Solarize LLC | -33.17 |  | No | Other | Shippable | 0 |  | Not Applicable as per Item Classification |  | Not Applicable
955-0397 | 955-0397 | SPA, ENPHASE ENERGY, INC., Manufacturer Rebate for 321-0232, End Date 9/30/2022, Max Qty. 2000, Q-00020795, 203342 Solarize LLC | -29.85 |  | No | Other | Shippable | 0 |  | Not Applicable as per Item Classification |  | Not Applicable
955-0398 | 955-0398 | SPA, ENPHASE ENERGY, INC., Manufacturer Rebate for 321-0233, End Date 9/30/2022, Max Qty. 1000, Q-00020795, 203342 Solarize LLC | -28.34 |  | No | Other | Shippable | 0 |  | Not Applicable as per Item Classification |  | Not Applicable
955-0399 | 955-0399 | SPA, ENPHASE ENERGY, INC., Manufacturer Rebate for 321-0216, End Date 9/30/2022, Max Qty. 1500, Q-00020237, 4203842 Bell Electrical Systems LLC | -32.17 |  | No | Other | Shippable | 0 |  | Not Applicable as per Item Classification |  | Not Applicable
955-0400 | 955-0400 | SPA, ENPHASE ENERGY, INC., Manufacturer Rebate for 321-0233, End Date 9/30/2022, Max Qty. 1000, Q-00019958, 489493 Sparrow Electric | -34.16 |  | No | Other | Shippable | 0 |  | Not Applicable as per Item Classification |  | Not Applicable
955-0401 | 955-0401 | SPA, SOLAREDGE TECHNOLOGIES INC, Manufacturer Rebate for 310-0598, End Date 12/31/2022, SOL1938, 6929 Paradise Energy Solutions LLC | -227.2 |  | No | Other | Shippable | 0 |  | Not Applicable as per Item Classification |  | Not Applicable
955-0402 | 955-0402 | SPA, SOLAREDGE TECHNOLOGIES INC, Manufacturer Rebate for 310-0600, End Date 12/31/2022, SOL1938, 6929 Paradise Energy Solutions LLC | -146.83 |  | No | Other | Shippable | 0 |  | Not Applicable as per Item Classification |  | Not Applicable
955-0403 | 955-0403 | SPA, ENPHASE ENERGY, INC., Manufacturer Rebate for 321-0223, End Date 9/30/2022, Max Qty. 5000, Q-00019687, 89950 Urban Solar Group | -42.91 |  | No | Other | Shippable | 0 |  | Not Applicable as per Item Classification |  | Not Applicable
955-0404 | 955-0404 | SPA, ENPHASE ENERGY, INC., Manufacturer Rebate for 321-0216, End Date 9/30/2022, Max Qty. 5, Q-00019687, 89950 Urban Solar Group | -33.6 |  | No | Other | Shippable | 0 |  | Not Applicable as per Item Classification |  | Not Applicable
955-0405 | 955-0405 | SPA, ENPHASE ENERGY, INC., Manufacturer Rebate for 321-0230, End Date 9/30/2022, Max Qty. 5, Q-00019687, 89950 Urban Solar Group | -54.35 |  | No | Other | Shippable | 0 |  | Not Applicable as per Item Classification |  | Not Applicable
955-0406 | 955-0406 | SPA, ENPHASE ENERGY, INC., Manufacturer Rebate for 321-0232, End Date 9/30/2022, Max Qty. 1, Q-00019687, 89950 Urban Solar Group | -42.49 |  | No | Other | Shippable | 0 |  | Not Applicable as per Item Classification |  | Not Applicable
955-0407 | 955-0407 | SPA, ENPHASE ENERGY, INC., Manufacturer Rebate for 321-0233, End Date 9/30/2022, Max Qty. 1, Q-00019687, 89950 Urban Solar Group | -43.04 |  | No | Other | Shippable | 0 |  | Not Applicable as per Item Classification |  | Not Applicable
955-0408 | 955-0408 | SPA, ENPHASE ENERGY, INC., Manufacturer Rebate for 570-1196, End Date 9/30/2022, Max Qty. 280, Q-00019687, 89950 Urban Solar Group | -103.5 |  | No | Other | Shippable | 0 |  | Not Applicable as per Item Classification |  | Not Applicable
955-0409 | 955-0409 | SPA, ENPHASE ENERGY, INC., Manufacturer Rebate for 570-1226, End Date 9/30/2021, Max Qty. 1, Q-00019687, 89950 Urban Solar Group | -103.5 |  | No | Other | Shippable | 0 |  | Not Applicable as per Item Classification |  | Not Applicable
955-0410 | 955-0410 | SPA, SOLAREDGE TECHNOLOGIES INC, Manufacturer Rebate for 310-0599, End Date 12/31/2022, SOL1938, 6929 Paradise Energy Solutions LLC | -146.83 |  | No | Other | Shippable | 0 |  | Not Applicable as per Item Classification |  | Not Applicable
955-0411 | 955-0411 | SPA, ENPHASE ENERGY, INC., Manufacturer Rebate for 321-0215, End Date 9/30/2022, Q-00020757, 4204494 Evergreen Solar and Construction dba Evergreen Builders | -19 |  | No | Other | Shippable | 0 |  | Not Applicable as per Item Classification |  | Not Applicable
955-0412 | 955-0412 | SPA, ENPHASE ENERGY, INC., Manufacturer Rebate for 321-0229, End Date 9/30/2022, Q-00020757, 4204494 Evergreen Solar and Construction dba Evergreen Builders | -21.94 |  | No | Other | Shippable | 0 |  | Not Applicable as per Item Classification |  | Not Applicable
955-0413 | 955-0413 | SPA, ENPHASE ENERGY, INC., Manufacturer Rebate for 321-0230, End Date 9/30/2022, Q-00020757, 4204494 Evergreen Solar and Construction dba Evergreen Builders | -22.57 |  | No | Other | Shippable | 0 |  | Not Applicable as per Item Classification |  | Not Applicable
955-0414 | 955-0414 | SPA, ENPHASE ENERGY, INC., Manufacturer Rebate for 321-0231, End Date 9/30/2022, Q-00020757, 4204494 Evergreen Solar and Construction dba Evergreen Builders | -29.57 |  | No | Other | Shippable | 0 |  | Not Applicable as per Item Classification |  | Not Applicable
955-0415 | 955-0415 | SPA, ENPHASE ENERGY, INC., Manufacturer Rebate for 321-0232, End Date 9/30/2022, Q-00020757, 4204494 Evergreen Solar and Construction dba Evergreen Builders | -23.14 |  | No | Other | Shippable | 0 |  | Not Applicable as per Item Classification |  | Not Applicable
955-0416 | 955-0416 | SPA, ENPHASE ENERGY, INC., Manufacturer Rebate for 321-0233, End Date 9/30/2022, Q-00020757, 4204494 Evergreen Solar and Construction dba Evergreen Builders | -20 |  | No | Other | Shippable | 0 |  | Not Applicable as per Item Classification |  | Not Applicable
955-0417 | 955-0417 | SPA, ENPHASE ENERGY, INC., Manufacturer Rebate for 321-0215, End Date 9/30/2022, Max Qty. 2500, Q-00020269, 4988463 Energy Renovation Center | -21.08 |  | No | Other | Shippable | 0 |  | Not Applicable as per Item Classification |  | Not Applicable
955-0418 | 955-0418 | SPA, ENPHASE ENERGY, INC., Manufacturer Rebate for 321-0216, End Date 9/30/2022, Max Qty. 2500, Q-00020269, 4988463 Energy Renovation Center | -22.82 |  | No | Other | Shippable | 0 |  | Not Applicable as per Item Classification |  | Not Applicable
955-0419 | 955-0419 | SPA, ENPHASE ENERGY, INC., Manufacturer Rebate for 321-0229, End Date 9/30/2022, Max Qty. 2500, Q-00020269, 4988463 Energy Renovation Center | -23.12 |  | No | Other | Shippable | 0 |  | Not Applicable as per Item Classification |  | Not Applicable
955-0420 | 955-0420 | SPA, ENPHASE ENERGY, INC., Manufacturer Rebate for 321-0233, End Date 9/30/2022, Max Qty. 2500, Q-00020269, 4988463 Energy Renovation Center | -24.46 |  | No | Other | Shippable | 0 |  | Not Applicable as per Item Classification |  | Not Applicable
955-0421 | 955-0421 | SPA, ENPHASE ENERGY, INC., Manufacturer Rebate for 321-0216, End Date 9/30/2022, Q-00019993, 203313 Sunergy, Inc | -17.48 |  | No | Other | Shippable | 0 |  | Not Applicable as per Item Classification |  | Not Applicable
955-0422 | 955-0422 | SPA, ENPHASE ENERGY, INC., Manufacturer Rebate for 321-0229, End Date 9/30/2022, Max Qty. 500, Q-00019850, 121482 Solar City, Inc. dba The LeverEdge | -7.58 |  | No | Other | Shippable | 0 |  | Not Applicable as per Item Classification |  | Not Applicable
955-0423 | 955-0423 | SPA, ENPHASE ENERGY, INC., Manufacturer Rebate for 321-0230, End Date 9/30/2022, Max Qty. 500, Q-00019850, 121482 Solar City, Inc. dba The LeverEdge | -10.68 |  | No | Other | Shippable | 0 |  | Not Applicable as per Item Classification |  | Not Applicable
955-0424 | 955-0424 | SPA, ENPHASE ENERGY, INC., Manufacturer Rebate for 321-0233, End Date 9/30/2022, Max Qty. 500, Q-00019850, 121482 Solar City, Inc. dba The LeverEdge | -8.83 |  | No | Other | Shippable | 0 |  | Not Applicable as per Item Classification |  | Not Applicable
955-0425 | 955-0425 | SPA, ENPHASE ENERGY, INC., Manufacturer Rebate for 321-0223, End Date 9/30/2022, Q-00019993, 203313 Sunergy, Inc | -22 |  | No | Other | Shippable | 0 |  | Not Applicable as per Item Classification |  | Not Applicable
955-0426 | 955-0426 | SPA, ENPHASE ENERGY, INC., Manufacturer Rebate for 321-0216, End Date 9/30/2022, Max Qty. 1, Q-00020861, 4205222 Pro Custom Solar LLC dba Momentum Solar | -47.77 |  | No | Other | Shippable | 0 |  | Not Applicable as per Item Classification |  | Not Applicable
955-0427 | 955-0427 | SPA, ENPHASE ENERGY, INC., Manufacturer Rebate for 480-0133, End Date 9/30/2022, Max Qty. 300, Q-00020861, 4205222 Pro Custom Solar LLC dba Momentum Solar | -409.2 |  | No | Other | Shippable | 0 |  | Not Applicable as per Item Classification |  | Not Applicable
955-0428 | 955-0428 | SPA, ENPHASE ENERGY, INC., Manufacturer Rebate for 321-0230, End Date 9/30/2022, Q-00020093, 203393 AmeriGreen Builders, Inc | -23.12 |  | No | Other | Shippable | 0 |  | Not Applicable as per Item Classification |  | Not Applicable
955-0429 | 955-0429 | SPA, ENPHASE ENERGY, INC., Manufacturer Rebate for 321-0231, End Date 9/30/2022, Q-00020093, 203393 AmeriGreen Builders, Inc | -24.59 |  | No | Other | Shippable | 0 |  | Not Applicable as per Item Classification |  | Not Applicable
955-0430 | 955-0430 | SPA, ENPHASE ENERGY, INC., Manufacturer Rebate for 321-0232, End Date 9/30/2022, Q-00020093, 203393 AmeriGreen Builders, Inc | -23.35 |  | No | Other | Shippable | 0 |  | Not Applicable as per Item Classification |  | Not Applicable
955-0431 | 955-0431 | SPA, ENPHASE ENERGY, INC., Manufacturer Rebate for 321-0233, End Date 9/30/2022, Q-00020093, 203393 AmeriGreen Builders, Inc | -21.71 |  | No | Other | Shippable | 0 |  | Not Applicable as per Item Classification |  | Not Applicable
955-0432 | 955-0432 | SPA, ENPHASE ENERGY, INC., Manufacturer Rebate for 321-0229, End Date 6/30/2022, Q-00018044, 4205307 That Solar Company LLC | -17.08 |  | No | Other | Shippable | 0 |  | Not Applicable as per Item Classification |  | Not Applicable
955-0433 | 955-0433 | SPA, UNIRAC INC, Manufacturer Rebate for 210-1112, End Date 12/31/2022, Unirac Arrowpoint Spa, 4988447 Arrowhead Solar LLC dba Arrowpoint Solar |  |  | No | Other | Shippable | 0 |  | Not Applicable as per Item Classification |  | Not Applicable
955-0434 | 955-0434 | SPA, UNIRAC INC, Manufacturer Rebate for 210-1099, End Date 6/14/2022, Unirac Arrowpoint Spa, 4988447 Arrowhead Solar LLC dba Arrowpoint Solar |  |  | No | Other | Shippable | 0 |  | Not Applicable as per Item Classification |  | Not Applicable
955-0435 | 955-0435 | SPA, UNIRAC INC, Manufacturer Rebate for 260-0879, End Date 6/14/2022, Unirac Arrowpoint Spa, 4988447 Arrowhead Solar LLC dba Arrowpoint Solar |  |  | No | Other | Shippable | 0 |  | Not Applicable as per Item Classification |  | Not Applicable
955-0436 | 955-0436 | SPA, SOLARIA CORP, Manufacturer Rebate for 110-1254, End Date 12/31/2022, Newport Diamond Solaria 2022, 82564 Newport Solar | -40 |  | No | Other | Shippable | 0 |  | Not Applicable as per Item Classification |  | Not Applicable
955-0437 | 955-0437 | SPA, SOLARIA CORP, Manufacturer Rebate for 110-1254, End Date 12/31/2022, Beach Cities Solar -Solaria, 83685 Beach Cities Solar Inc | -24 |  | No | Other | Shippable | 0 |  | Not Applicable as per Item Classification |  | Not Applicable
955-0438 | 955-0438 | SPA, SOLARIA CORP, Manufacturer Rebate for 110-1254, End Date 12/31/2022, Silver Fox - Solaria, 89613 Silver Fox Renewables LLC | -32 |  | No | Other | Shippable | 0 |  | Not Applicable as per Item Classification |  | Not Applicable
955-0439 | 955-0439 | SPA, SOLARIA CORP, Manufacturer Rebate for 110-1254, End Date 12/31/2022, San Marino Solar - Solaria, 203765 San Marino Solar & Electric, LLC | -24 |  | No | Other | Shippable | 0 |  | Not Applicable as per Item Classification |  | Not Applicable
955-0440 | 955-0440 | SPA, SOLARIA CORP, Manufacturer Rebate for 110-1254, End Date 12/31/2022, Jovic Construction- Solaria, 203664 Jovic Construction Inc | -24 |  | No | Other | Shippable | 0 |  | Not Applicable as per Item Classification |  | Not Applicable
955-0441 | 955-0441 | SPA, ENPHASE ENERGY, INC., Manufacturer Rebate for 321-0216, End Date 6/30/2022, Q-00017571, 10454 Solar Solution LLC - (DC) | -25.48 |  | No | Other | Shippable | 0 |  | Not Applicable as per Item Classification |  | Not Applicable
955-0442 | 955-0442 | SPA, ENPHASE ENERGY, INC., Manufacturer Rebate for 321-0216, End Date 9/30/2022, Q-00020121, 1032 ELECTRICARE INC. | -9.43 |  | No | Other | Shippable | 0 |  | Not Applicable as per Item Classification |  | Not Applicable
955-0443 | 955-0443 | SPA, ENPHASE ENERGY, INC., Manufacturer Rebate for 321-0223, End Date 9/30/2022, Q-00020121, 1032 ELECTRICARE INC. | -6.87 |  | No | Other | Shippable | 0 |  | Not Applicable as per Item Classification |  | Not Applicable
955-0444 | 955-0444 | SPA, ENPHASE ENERGY, INC., Manufacturer Rebate for 321-0233, End Date 9/30/2022, Q-00020121, 1032 ELECTRICARE INC. | -10.83 |  | No | Other | Shippable | 0 |  | Not Applicable as per Item Classification |  | Not Applicable
955-0445 | 955-0445 | SPA, ENPHASE ENERGY, INC., Manufacturer Rebate for 321-0232, End Date 9/30/2022, Q-00020121, 1032 ELECTRICARE INC. | -8.68 |  | No | Other | Shippable | 0 |  | Not Applicable as per Item Classification |  | Not Applicable
955-0446 | 955-0446 | SPA, ENPHASE ENERGY, INC., Manufacturer Rebate for 321-0231, End Date 9/30/2022, Q-00020121, 1032 ELECTRICARE INC. | -7.92 |  | No | Other | Shippable | 0 |  | Not Applicable as per Item Classification |  | Not Applicable
955-0447 | 955-0447 | SPA, ENPHASE ENERGY, INC., Manufacturer Rebate for 321-0230, End Date 9/30/2022, Q-00020121, 1032 ELECTRICARE INC. | -7.87 |  | No | Other | Shippable | 0 |  | Not Applicable as per Item Classification |  | Not Applicable
955-0448 | 955-0448 | SPA, ENPHASE ENERGY, INC., Manufacturer Rebate for 480-0123, End Date 9/30/2022, Max Qty. 1, Q-00020606, 203319 Good Faith Energy | -261.85 |  | No | Other | Shippable | 0 |  | Not Applicable as per Item Classification |  | Not Applicable
955-0449 | 955-0449 | SPA, ENPHASE ENERGY, INC., Manufacturer Rebate for 321-0215, End Date 9/30/2022, Max Qty. 800, Q-00020606, 203319 Good Faith Energy | -15 |  | No | Other | Shippable | 0 |  | Not Applicable as per Item Classification |  | Not Applicable
955-0450 | 955-0450 | SPA, ENPHASE ENERGY, INC., Manufacturer Rebate for 321-0223, End Date 9/30/2022, Max Qty. 1, Q-00020606, 203319 Good Faith Energy | -25.5 |  | No | Other | Shippable | 0 |  | Not Applicable as per Item Classification |  | Not Applicable
955-0451 | 955-0451 | SPA, ENPHASE ENERGY, INC., Manufacturer Rebate for 321-0216, End Date 9/30/2022, Max Qty. 600, Q-00020606, 203319 Good Faith Energy | -16.75 |  | No | Other | Shippable | 0 |  | Not Applicable as per Item Classification |  | Not Applicable
955-0452 | 955-0452 | SPA, ENPHASE ENERGY, INC., Manufacturer Rebate for 321-0229, End Date 9/30/2022, Max Qty. 800, Q-00020606, 203319 Good Faith Energy | -17.33 |  | No | Other | Shippable | 0 |  | Not Applicable as per Item Classification |  | Not Applicable
955-0453 | 955-0453 | SPA, ENPHASE ENERGY, INC., Manufacturer Rebate for 321-0230, End Date 9/30/2022, Max Qty. 1, Q-00020606, 203319 Good Faith Energy | -29.3 |  | No | Other | Shippable | 0 |  | Not Applicable as per Item Classification |  | Not Applicable
955-0454 | 955-0454 | SPA, ENPHASE ENERGY, INC., Manufacturer Rebate for 321-0233, End Date 9/30/2022, Max Qty. 30, Q-00020606, 203319 Good Faith Energy | -19.25 |  | No | Other | Shippable | 0 |  | Not Applicable as per Item Classification |  | Not Applicable
955-0455 | 955-0455 | SPA, ENPHASE ENERGY, INC., Manufacturer Rebate for 321-0215, End Date 9/30/2022, Q-00019884, 7121 Solar Alternatives Inc | -13.39 |  | No | Other | Shippable | 0 |  | Not Applicable as per Item Classification |  | Not Applicable
955-0456 | 955-0456 | SPA, ENPHASE ENERGY, INC., Manufacturer Rebate for 321-0229, End Date 9/30/2022, Q-00019884, 7121 Solar Alternatives Inc | -13.33 |  | No | Other | Shippable | 0 |  | Not Applicable as per Item Classification |  | Not Applicable
955-0457 | 955-0457 | SPA, ENPHASE ENERGY, INC., Manufacturer Rebate for 321-0233, End Date 9/30/2022, Q-00019884, 7121 Solar Alternatives Inc | -12.12 |  | No | Other | Shippable | 0 |  | Not Applicable as per Item Classification |  | Not Applicable
955-0458 | 955-0458 | SPA, ENPHASE ENERGY, INC., Manufacturer Rebate for 321-0232, End Date 9/30/2022, Q-00019884, 7121 Solar Alternatives Inc | -13.09 |  | No | Other | Shippable | 0 |  | Not Applicable as per Item Classification |  | Not Applicable
955-0459 | 955-0459 | SPA, ENPHASE ENERGY, INC., Manufacturer Rebate for 321-0230, End Date 9/30/2022, Q00019884, 7121 Solar Alternatives Inc | -12.82 |  | No | Other | Shippable | 0 |  | Not Applicable as per Item Classification |  | Not Applicable
955-0460 | 955-0460 | SPA, ENPHASE ENERGY, INC., Manufacturer Rebate for 321-0231, End Date 9/30/2022, Q00019884, 7121 Solar Alternatives Inc | -13.38 |  | No | Other | Shippable | 0 |  | Not Applicable as per Item Classification |  | Not Applicable
955-0461 | 955-0461 | SPA, ENPHASE ENERGY, INC., Manufacturer Rebate for 321-0216, End Date 9/30/2022, Max Qty. 600, Q-00020143, 7290 SONRAY SOLAR, INC. DBA SONRAY CONSTRUCTION | -16.48 |  | No | Other | Shippable | 0 |  | Not Applicable as per Item Classification |  | Not Applicable
955-0462 | 955-0462 | SPA, ENPHASE ENERGY, INC., Manufacturer Rebate for 321-0233, End Date 9/30/2022, Max Qty. 600, Q-00020143, 7290 SONRAY SOLAR, INC. DBA SONRAY CONSTRUCTION | -14.69 |  | No | Other | Shippable | 0 |  | Not Applicable as per Item Classification |  | Not Applicable
955-0463 | 955-0463 | SPA, SOLAREDGE TECHNOLOGIES INC, Manufacturer Rebate for 310-0283, End Date 3/31/2023, SOL1796, 122186 Energy Service Partners Inc. dba ESP Contracting | -313.5 |  | No | Other | Shippable | 0 |  | Not Applicable as per Item Classification |  | Not Applicable
955-0464 | 955-0464 | SPA, SOLAREDGE TECHNOLOGIES INC, Manufacturer Rebate for 310-0284, End Date 3/31/2023, SOL1796, 122186 Energy Service Partners Inc. dba ESP Contracting | -375 |  | No | Other | Shippable | 0 |  | Not Applicable as per Item Classification |  | Not Applicable
955-0465 | 955-0465 | SPA, SOLAREDGE TECHNOLOGIES INC, Manufacturer Rebate for 310-0285, End Date 3/31/2023, SOL1796, 122186 Energy Service Partners Inc. dba ESP Contracting | -391 |  | No | Other | Shippable | 0 |  | Not Applicable as per Item Classification |  | Not Applicable
955-0466 | 955-0466 | SPA, SOLAREDGE TECHNOLOGIES INC, Manufacturer Rebate for 310-0647, End Date 3/31/2023, SOL1796, 122186 Energy Service Partners Inc. dba ESP Contracting | -452.5 |  | No | Other | Shippable | 0 |  | Not Applicable as per Item Classification |  | Not Applicable
955-0467 | 955-0467 | SPA, SOLAREDGE TECHNOLOGIES INC, Manufacturer Rebate for 310-0646, End Date 3/31/2023, SOL1796, 122186 Energy Service Partners Inc. dba ESP Contracting | -452.5 |  | No | Other | Shippable | 0 |  | Not Applicable as per Item Classification |  | Not Applicable
955-0468 | 955-0468 | SPA, SOLAREDGE TECHNOLOGIES INC, Manufacturer Rebate for 310-0644, End Date 3/31/2023, SOL1796, 122186 Energy Service Partners Inc. dba ESP Contracting | -505.5 |  | No | Other | Shippable | 0 |  | Not Applicable as per Item Classification |  | Not Applicable
955-0469 | 955-0469 | SPA, SOLAREDGE TECHNOLOGIES INC, Manufacturer Rebate for 310-0645, End Date 3/31/2023, SOL1796, 122186 Energy Service Partners Inc. dba ESP Contracting | -535 |  | No | Other | Shippable | 0 |  | Not Applicable as per Item Classification |  | Not Applicable
955-0470 | 955-0470 | SPA, ENPHASE ENERGY, INC., Manufacturer Rebate for 480-0133, End Date 9/30/2022, Max Qty. 30, Q-00020606, 203319 Good Faith Energy | -823.14 |  | No | Other | Shippable | 0 |  | Not Applicable as per Item Classification |  | Not Applicable
955-0471 | 955-0471 | SPA, ENPHASE ENERGY, INC., Manufacturer Rebate for 321-0229, End Date 9/30/2022, Max Qty. 400, Q-00021198, 203342 Solarize LLC | -25.66 |  | No | Other | Shippable | 0 |  | Not Applicable as per Item Classification |  | Not Applicable
955-0472 | 955-0472 | SPA, ENPHASE ENERGY, INC., Manufacturer Rebate for 570-1226, End Date 9/30/2022, Max Qty. 1, Q-00020671, 4205223 Lumio Inc | -389.36 |  | No | Other | Shippable | 0 |  | Not Applicable as per Item Classification |  | Not Applicable
955-0473 | 955-0473 | SPA, ENPHASE ENERGY, INC., Manufacturer Rebate for 570-1189, End Date 9/30/2022, Max Qty. 2000, Q-00020671, 4205223 Lumio Inc | -146.91 |  | No | Other | Shippable | 0 |  | Not Applicable as per Item Classification |  | Not Applicable
955-0474 | 955-0474 | SPA, ENPHASE ENERGY, INC., Manufacturer Rebate for 360-0328, End Date 9/30/2022, Max Qty. 32000, Q-00020671, 4205223 Lumio Inc | -4.97 |  | No | Other | Shippable | 0 |  | Not Applicable as per Item Classification |  | Not Applicable
955-0475 | 955-0475 | SPA, ENPHASE ENERGY, INC., Manufacturer Rebate for 360-0329, End Date 9/30/2022, Max Qty. 28000, Q-00020671, 4205223 Lumio Inc | -5.57 |  | No | Other | Shippable | 0 |  | Not Applicable as per Item Classification |  | Not Applicable
955-0476 | 955-0476 | SPA, ENPHASE ENERGY, INC., Manufacturer Rebate for 321-0233, End Date 9/30/2022, Max Qty. 30000, Q-00020671, 4205223 Lumio Inc | -81.24 |  | No | Other | Shippable | 0 |  | Not Applicable as per Item Classification |  | Not Applicable
955-0477 | 955-0477 | SPA, ENPHASE ENERGY, INC., Manufacturer Rebate for 321-0215, End Date 9/30/2022, Max Qty. 600, Q-00019983, 30870 Icon Solar Power | -11.3 |  | No | Other | Shippable | 0 |  | Not Applicable as per Item Classification |  | Not Applicable
955-0478 | 955-0478 | SPA, ENPHASE ENERGY, INC., Manufacturer Rebate for 321-0216, End Date 9/30/2022, Max Qty. 1000, Q-00019983, 30870 Icon Solar Power | -18.34 |  | No | Other | Shippable | 0 |  | Not Applicable as per Item Classification |  | Not Applicable
955-0479 | 955-0479 | SPA, ENPHASE ENERGY, INC., Manufacturer Rebate for 321-0223, End Date 9/30/2022, Max Qty. 1000, Q-00019983, 30870 Icon Solar Power | -11.11 |  | No | Other | Shippable | 0 |  | Not Applicable as per Item Classification |  | Not Applicable
955-0480 | 955-0480 | SPA, ENPHASE ENERGY, INC., Manufacturer Rebate for 321-0229, End Date 9/30/2022, Max Qty. 1000, Q-00019983, 30870 Icon Solar Power | -12.97 |  | No | Other | Shippable | 0 |  | Not Applicable as per Item Classification |  | Not Applicable
955-0481 | 955-0481 | SPA, ENPHASE ENERGY, INC., Manufacturer Rebate for 321-0233, End Date 9/30/2022, Max Qty. 1000, Q-00019983, 30870 Icon Solar Power | -21.07 |  | No | Other | Shippable | 0 |  | Not Applicable as per Item Classification |  | Not Applicable
955-0482 | 955-0482 | SPA, ENPHASE ENERGY, INC., Manufacturer Rebate for 321-0231, End Date 9/30/2022, Max Qty. 100, Q-00019983, 30870 Icon Solar Power | -13.23 |  | No | Other | Shippable | 0 |  | Not Applicable as per Item Classification |  | Not Applicable
955-0483 | 955-0483 | SPA, ENPHASE ENERGY, INC., Manufacturer Rebate for 321-0232, End Date 9/30/2022, Max Qty. 100, Q-00019983, 30870 Icon Solar Power | -13.22 |  | No | Other | Shippable | 0 |  | Not Applicable as per Item Classification |  | Not Applicable
955-0484 | 955-0484 | SPA, ENPHASE ENERGY, INC., Manufacturer Rebate for 321-0230, End Date 9/30/2022, Max Qty. 100, Q-00019983, 30870 Icon Solar Power | -12.75 |  | No | Other | Shippable | 0 |  | Not Applicable as per Item Classification |  | Not Applicable
955-0485 | 955-0485 | SPA, ENPHASE ENERGY, INC., Manufacturer Rebate for 321-0216, End Date 9/30/2022, Max Qty. 100, Q-00020883, 89609 Sunlight Enterprises, Inc dba Sunlight Solar | -27.45 |  | No | Other | Shippable | 0 |  | Not Applicable as per Item Classification |  | Not Applicable
955-0486 | 955-0486 | SPA, ENPHASE ENERGY, INC., Manufacturer Rebate for 321-0233, End Date 9/30/2022, Max Qty. 100, Q-00020883, 89609 Sunlight Enterprises, Inc dba Sunlight Solar | -29.79 |  | No | Other | Shippable | 0 |  | Not Applicable as per Item Classification |  | Not Applicable
955-0487 | 955-0487 | SPA, ENPHASE ENERGY, INC., Manufacturer Rebate for 321-0232, End Date 9/30/2022, Max Qty. 5, Q-00020883, 89609 Sunlight Enterprises, Inc dba Sunlight Solar | -38.21 |  | No | Other | Shippable | 0 |  | Not Applicable as per Item Classification |  | Not Applicable
955-0488 | 955-0488 | SPA, ENPHASE ENERGY, INC., Manufacturer Rebate for 321-0215, End Date 9/30/2022, Max Qty. 500, Q-00019860, 6237 Power Production Management, Inc. | -15.86 |  | No | Other | Shippable | 0 |  | Not Applicable as per Item Classification |  | Not Applicable
955-0489 | 955-0489 | SPA, ENPHASE ENERGY, INC., Manufacturer Rebate for 321-0216, End Date 9/30/2022, Max Qty. 2000, Q-00019860, 6237 Power Production Management, Inc. | -16.27 |  | No | Other | Shippable | 0 |  | Not Applicable as per Item Classification |  | Not Applicable
955-0490 | 955-0490 | SPA, ENPHASE ENERGY, INC., Manufacturer Rebate for 321-0223, End Date 9/30/2022, Max Qty. 5, Q-00019860, 6237 Power Production Management, Inc. | -17.76 |  | No | Other | Shippable | 0 |  | Not Applicable as per Item Classification |  | Not Applicable
955-0491 | 955-0491 | SPA, ENPHASE ENERGY, INC., Manufacturer Rebate for 321-0229, End Date 9/30/2022, Max Qty. 500, Q-00019860, 6237 Power Production Management, Inc. | -17.11 |  | No | Other | Shippable | 0 |  | Not Applicable as per Item Classification |  | Not Applicable
955-0492 | 955-0492 | SPA, ENPHASE ENERGY, INC., Manufacturer Rebate for 321-0230, End Date 9/30/2022, Max Qty. 5, Q-00019860, 6237 Power Production Management, Inc. | -18.3 |  | No | Other | Shippable | 0 |  | Not Applicable as per Item Classification |  | Not Applicable
955-0493 | 955-0493 | SPA, ENPHASE ENERGY, INC., Manufacturer Rebate for 321-0231, End Date 9/30/2022, Max Qty. 5, Q-00019860, 6237 Power Production Management, Inc. | -19.25 |  | No | Other | Shippable | 0 |  | Not Applicable as per Item Classification |  | Not Applicable
955-0494 | 955-0494 | SPA, ENPHASE ENERGY, INC., Manufacturer Rebate for 321-0232, End Date 9/30/2022, Max Qty. 5, Q-00019860, 6237 Power Production Management, Inc. | -18.43 |  | No | Other | Shippable | 0 |  | Not Applicable as per Item Classification |  | Not Applicable
955-0495 | 955-0495 | SPA, ENPHASE ENERGY, INC., Manufacturer Rebate for 321-0233, End Date 9/30/2022, Max Qty. 5, Q-00019860, 6237 Power Production Management, Inc. | -16.93 |  | No | Other | Shippable | 0 |  | Not Applicable as per Item Classification |  | Not Applicable
955-0496 | 955-0496 | SPA, ENPHASE ENERGY, INC., Manufacturer Rebate for 480-0124, End Date 9/30/2022, Max Qty. 5, Q-00020654, 121375 Raluna Energy Solar Solutions DBA Cutler Bay Solar Solutions | -399 |  | No | Other | Shippable | 0 |  | Not Applicable as per Item Classification |  | Not Applicable
955-0497 | 955-0497 | SPA, ENPHASE ENERGY, INC., Manufacturer Rebate for 480-0133, End Date 9/30/2022, Max Qty. 80, Q-00020654, 121375 Raluna Energy Solar Solutions DBA Cutler Bay Solar Solutions | -399 |  | No | Other | Shippable | 0 |  | Not Applicable as per Item Classification |  | Not Applicable
955-0498 | 955-0498 | SPA, ENPHASE ENERGY, INC., Manufacturer Rebate for 480-0123, End Date 9/30/2022, Max Qty. 5, Q-00020654, 121375 Raluna Energy Solar Solutions DBA Cutler Bay Solar Solutions | -133 |  | No | Other | Shippable | 0 |  | Not Applicable as per Item Classification |  | Not Applicable
955-0499 | 955-0499 | SPA, ENPHASE ENERGY, INC., Manufacturer Rebate for 480-0132, End Date 9/30/2022, Max Qty. 5, Q-00020654, 121375 Raluna Energy Solar Solutions DBA Cutler Bay Solar Solutions | -133 |  | No | Other | Shippable | 0 |  | Not Applicable as per Item Classification |  | Not Applicable
955-0500 | 955-0500 | SPA, ENPHASE ENERGY, INC., Manufacturer Rebate for 321-0215, End Date 9/30/2022, Max Qty. 5, Q-00020654, 121375 Raluna Energy Solar Solutions DBA Cutler Bay Solar Solutions | -18.87 |  | No | Other | Shippable | 0 |  | Not Applicable as per Item Classification |  | Not Applicable
955-0501 | 955-0501 | SPA, ENPHASE ENERGY, INC., Manufacturer Rebate for 321-0216, End Date 9/30/2022, Max Qty. 5, Q-00020654, 121375 Raluna Energy Solar Solutions DBA Cutler Bay Solar Solutions | -18.23 |  | No | Other | Shippable | 0 |  | Not Applicable as per Item Classification |  | Not Applicable
955-0502 | 955-0502 | SPA, ENPHASE ENERGY, INC., Manufacturer Rebate for 321-0223, End Date 9/30/2022, Max Qty. 2500, Q-00020654, 121375 Raluna Energy Solar Solutions DBA Cutler Bay Solar Solutions | -19.22 |  | No | Other | Shippable | 0 |  | Not Applicable as per Item Classification |  | Not Applicable
955-0503 | 955-0503 | SPA, ENPHASE ENERGY, INC., Manufacturer Rebate for 321-0229, End Date 9/30/2022, Max Qty. 5, Q-00020654, 121375 Raluna Energy Solar Solutions DBA Cutler Bay Solar Solutions | -21.68 |  | No | Other | Shippable | 0 |  | Not Applicable as per Item Classification |  | Not Applicable
955-0504 | 955-0504 | SPA, ENPHASE ENERGY, INC., Manufacturer Rebate for 321-0230, End Date 9/30/2022, Max Qty. 5, Q-00020654, 121375 Raluna Energy Solar Solutions DBA Cutler Bay Solar Solutions | -22.07 |  | No | Other | Shippable | 0 |  | Not Applicable as per Item Classification |  | Not Applicable
955-0505 | 955-0505 | SPA, ENPHASE ENERGY, INC., Manufacturer Rebate for 321-0231, End Date 9/30/2022, Max Qty. 5, Q-00020654, 121375 Raluna Energy Solar Solutions DBA Cutler Bay Solar Solutions | -23.38 |  | No | Other | Shippable | 0 |  | Not Applicable as per Item Classification |  | Not Applicable
955-0506 | 955-0506 | SPA, ENPHASE ENERGY, INC., Manufacturer Rebate for 321-0232, End Date 9/30/2022, Max Qty. 5, Q-00020654, 121375 Raluna Energy Solar Solutions DBA Cutler Bay Solar Solutions | -21.9 |  | No | Other | Shippable | 0 |  | Not Applicable as per Item Classification |  | Not Applicable
955-0507 | 955-0507 | SPA, ENPHASE ENERGY, INC., Manufacturer Rebate for 321-0233, End Date 9/30/2022, Max Qty. 5, Q-00020654, 121375 Raluna Energy Solar Solutions DBA Cutler Bay Solar Solutions | -20.95 |  | No | Other | Shippable | 0 |  | Not Applicable as per Item Classification |  | Not Applicable
955-0508 | 955-0508 | SPA, ENPHASE ENERGY, INC., Manufacturer Rebate for 321-0215, End Date 9/30/2022, Q-00021103, 4205145 Titanium Solar LLC | -21 |  | No | Other | Soligent De-listing | 0 |  | Not Applicable as per Item Classification |  | Not Applicable
955-0509 | 955-0509 | SPA, ENPHASE ENERGY, INC., Manufacturer Rebate for 321-0216, End Date 9/30/2022, Q-00021103, 4205145 Titanium Solar LLC | -22.48 |  | No | Other | Soligent De-listing | 0 |  | Not Applicable as per Item Classification |  | Not Applicable
955-0510 | 955-0510 | SPA, ENPHASE ENERGY, INC., Manufacturer Rebate for 321-0229, End Date 9/30/2022, Q-00021103, 4205145 Titanium Solar LLC | -26.94 |  | No | Other | Soligent De-listing | 0 |  | Not Applicable as per Item Classification |  | Not Applicable
955-0511 | 955-0511 | SPA, ENPHASE ENERGY, INC., Manufacturer Rebate for 321-0230, End Date 9/30/2022, Q-00021103, 4205145 Titanium Solar LLC | -29.57 |  | No | Other | Soligent De-listing | 0 |  | Not Applicable as per Item Classification |  | Not Applicable
955-0512 | 955-0512 | SPA, ENPHASE ENERGY, INC., Manufacturer Rebate for 321-0231, End Date 9/30/2022, Q-00021103, 4205145 Titanium Solar LLC | -30.57 |  | No | Other | Soligent De-listing | 0 |  | Not Applicable as per Item Classification |  | Not Applicable
955-0513 | 955-0513 | SPA, ENPHASE ENERGY, INC., Manufacturer Rebate for 321-0232, End Date 9/30/2022, Q-00021103, 4205145 Titanium Solar LLC | -35.14 |  | No | Other | Soligent De-listing | 0 |  | Not Applicable as per Item Classification |  | Not Applicable
955-0514 | 955-0514 | SPA, ENPHASE ENERGY, INC., Manufacturer Rebate for 321-0233, End Date 9/30/2022, Q-00021103, 4205145 Titanium Solar LLC | -30 |  | No | Other | Soligent De-listing | 0 |  | Not Applicable as per Item Classification |  | Not Applicable
955-0515 | 955-0515 | SPA, APTOS SOLAR TECHNOLOGY, LLC, Manufacturer Rebate for 110-1302, End Date 12/31/2022, Aptos/Arrowpoint Spa, 4988447 Arrowhead Solar LLC dba Arrowpoint Solar |  |  | No | Other | Shippable | 0 |  | Not Applicable as per Item Classification |  | Not Applicable
955-0516 | 955-0516 | SPA, PANASONIC CORPORATION OF NORTH AMERICA, Manufacturer Rebate for 110-1265, End Date 9/30/2022, 2022 National SPA Panasonic Enphase SPA A-1, 121052 A-1 Contractors Inc dba A-1 Electric | -18.5 |  | No | Other | Shippable | 0 |  | Not Applicable as per Item Classification |  | Not Applicable
955-0517 | 955-0517 | SPA, SOLARIA CORP, Manufacturer Rebate for 110-1254, End Date 12/31/2022, Platinum $.07 – Nippon, 31018 Nippon Energy Inc | -28 |  | No | Other | Shippable | 0 |  | Not Applicable as per Item Classification |  | Not Applicable
955-0518 | 955-0518 | SPA, SOLARIA CORP, Manufacturer Rebate for 110-1254, End Date 12/31/2022, Basad dba:Elite Solar- Solaria SPA, 121208 Basad Construction DBA Elite Solar | -28 |  | No | Other | Shippable | 0 |  | Not Applicable as per Item Classification |  | Not Applicable
955-0519 | 955-0519 | SPA, SOLARIA CORP, Manufacturer Rebate for 110-1254, End Date 12/31/2022, Solaria $0.05 Harrison Electric, 7085 Sonpower, Inc. dba Harrison Electric & Solar | -20 |  | No | Other | Shippable | 0 |  | Not Applicable as per Item Classification |  | Not Applicable
955-0520 | 955-0520 | SPA, SOLARIA CORP, Manufacturer Rebate for 110-1254, End Date 12/31/2022, Platinum $.08/W – Giles Construction, 120823 Giles Construction | -32 |  | No | Other | Shippable | 0 |  | Not Applicable as per Item Classification |  | Not Applicable
955-0521 | 955-0521 | SPA, SOLARIA CORP, Manufacturer Rebate for 110-1254, End Date 12/31/2022, Gold - Solaria SPA - Voltage River, 9310 Voltage River | -16 |  | No | Other | Shippable | 0 |  | Not Applicable as per Item Classification |  | Not Applicable
955-0522 | 955-0522 | SPA, PANASONIC CORPORATION OF NORTH AMERICA, Manufacturer Rebate for 110-1265, End Date 9/30/2022, Amerigreen - Panasonic Blanket SPA, 203393 AmeriGreen Builders, Inc | -83.82 |  | No | Other | Shippable | 0 |  | Not Applicable as per Item Classification |  | Not Applicable
955-0523 | 955-0523 | SPA, ENPHASE ENERGY, INC., Manufacturer Rebate for 321-0223, End Date 9/30/2022, Q-00020093, 203393 AmeriGreen Builders, Inc | -33.65 |  | No | Other | Shippable | 0 |  | Not Applicable as per Item Classification |  | Not Applicable
955-0524 | 955-0524 | SPA, ENPHASE ENERGY, INC., Manufacturer Rebate for 321-0216, End Date 9/30/2022, Q-00020093, 203393 AmeriGreen Builders, Inc | -29.11 |  | No | Other | Shippable | 0 |  | Not Applicable as per Item Classification |  | Not Applicable
955-0525 | 955-0525 | SPA, SOLAREDGE TECHNOLOGIES INC, Manufacturer Rebate for 310-0283, End Date 6/30/2023, SOL1942, 4205355 Solar Direct Inc, | -28.34 |  | No | Other | Shippable | 0 |  | Not Applicable as per Item Classification |  | Not Applicable
955-0526 | 955-0526 | SPA, SOLAREDGE TECHNOLOGIES INC, Manufacturer Rebate for 310-0647, End Date 6/30/2023, SOL1942, 4205355 Solar Direct Inc, | -66.94 |  | No | Other | Shippable | 0 |  | Not Applicable as per Item Classification |  | Not Applicable
955-0527 | 955-0527 | SPA, SOLAREDGE TECHNOLOGIES INC, Manufacturer Rebate for 310-0284, End Date 6/30/2023, SOL1942, 4205355 Solar Direct Inc, | -66.94 |  | No | Other | Shippable | 0 |  | Not Applicable as per Item Classification |  | Not Applicable
955-0528 | 955-0528 | SPA, SOLAREDGE TECHNOLOGIES INC, Manufacturer Rebate for 310-0597, End Date 6/30/2023, SOL1942, 4205355 Solar Direct Inc, | -66.94 |  | No | Other | Shippable | 0 |  | Not Applicable as per Item Classification |  | Not Applicable
955-0529 | 955-0529 | SPA, SOLAREDGE TECHNOLOGIES INC, Manufacturer Rebate for 310-0285, End Date 6/30/2023, SOL1942, 4205355 Solar Direct Inc, | -66.94 |  | No | Other | Shippable | 0 |  | Not Applicable as per Item Classification |  | Not Applicable
955-0530 | 955-0530 | SPA, SOLAREDGE TECHNOLOGIES INC, Manufacturer Rebate for 310-0648, End Date 6/30/2023, SOL1942, 4205355 Solar Direct Inc, | -66.94 |  | No | Other | Shippable | 0 |  | Not Applicable as per Item Classification |  | Not Applicable
955-0531 | 955-0531 | SPA, SOLAREDGE TECHNOLOGIES INC, Manufacturer Rebate for 310-0598, End Date 6/30/2023, SOL1942, 4205355 Solar Direct Inc, | -66.94 |  | No | Other | Shippable | 0 |  | Not Applicable as per Item Classification |  | Not Applicable
955-0532 | 955-0532 | SPA, SOLAREDGE TECHNOLOGIES INC, Manufacturer Rebate for 310-0286, End Date 6/30/2023, SOL1942, 4205355 Solar Direct Inc, | -66.94 |  | No | Other | Shippable | 0 |  | Not Applicable as per Item Classification |  | Not Applicable
955-0533 | 955-0533 | SPA, SOLAREDGE TECHNOLOGIES INC, Manufacturer Rebate for 310-0646, End Date 6/30/2023, SOL1942, 4205355 Solar Direct Inc, | -66.94 |  | No | Other | Shippable | 0 |  | Not Applicable as per Item Classification |  | Not Applicable
955-0534 | 955-0534 | SPA, SOLAREDGE TECHNOLOGIES INC, Manufacturer Rebate for 310-0599, End Date 6/30/2023, SOL1942, 4205355 Solar Direct Inc, | -33.47 |  | No | Other | Shippable | 0 |  | Not Applicable as per Item Classification |  | Not Applicable
955-0535 | 955-0535 | SPA, SOLAREDGE TECHNOLOGIES INC, Manufacturer Rebate for 310-0287, End Date 6/30/2023, SOL1942, 4205355 Solar Direct Inc, | -33.47 |  | No | Other | Shippable | 0 |  | Not Applicable as per Item Classification |  | Not Applicable
955-0536 | 955-0536 | SPA, SOLAREDGE TECHNOLOGIES INC, Manufacturer Rebate for 310-0644, End Date 6/30/2023, SOL1942, 4205355 Solar Direct Inc, | -33.47 |  | No | Other | Shippable | 0 |  | Not Applicable as per Item Classification |  | Not Applicable
955-0537 | 955-0537 | SPA, SOLAREDGE TECHNOLOGIES INC, Manufacturer Rebate for 310-0600, End Date 6/30/2023, SOL1942, 4205355 Solar Direct Inc, | -33.47 |  | No | Other | Shippable | 0 |  | Not Applicable as per Item Classification |  | Not Applicable
955-0538 | 955-0538 | SPA, SOLAREDGE TECHNOLOGIES INC, Manufacturer Rebate for 310-0288, End Date 6/30/2023, SOL1942, 4205355 Solar Direct Inc, | -33.47 |  | No | Other | Shippable | 0 |  | Not Applicable as per Item Classification |  | Not Applicable
955-0539 | 955-0539 | SPA, SOLAREDGE TECHNOLOGIES INC, Manufacturer Rebate for 310-0645, End Date 6/30/2023, SOL1942, 4205355 Solar Direct Inc, | -33.47 |  | No | Other | Shippable | 0 |  | Not Applicable as per Item Classification |  | Not Applicable
955-0540 | 955-0540 | SPA, SOLAREDGE TECHNOLOGIES INC, Manufacturer Rebate for 565-0230, End Date 6/30/2023, SOL1942, 4205355 Solar Direct Inc, | -3.57 |  | No | Other | Shippable | 0 |  | Not Applicable as per Item Classification |  | Not Applicable
955-0541 | 955-0541 | SPA, SOLAREDGE TECHNOLOGIES INC, Manufacturer Rebate for 565-0238, End Date 6/30/2023, SOL1942, 4205355 Solar Direct Inc, | -3.57 |  | No | Other | Shippable | 0 |  | Not Applicable as per Item Classification |  | Not Applicable
955-0542 | 955-0542 | SPA, SOLAREDGE TECHNOLOGIES INC, Manufacturer Rebate for 565-0239, End Date 6/30/2023, SOL1942, 4205355 Solar Direct Inc, | -3.57 |  | No | Other | Shippable | 0 |  | Not Applicable as per Item Classification |  | Not Applicable
955-0543 | 955-0543 | SPA, SOLAREDGE TECHNOLOGIES INC, Manufacturer Rebate for 565-0108, End Date 6/30/2023, SOL1942, 4205355 Solar Direct Inc, | -3.57 |  | No | Other | Shippable | 0 |  | Not Applicable as per Item Classification |  | Not Applicable
955-0544 | 955-0544 | SPA, ENPHASE ENERGY, INC., Manufacturer Rebate for 321-0232, End Date 9/30/2022, Max Qty. 500, Q-00020899, 4205102 Roof Fix LLC | -25.21 |  | No | Other | Shippable | 0 |  | Not Applicable as per Item Classification |  | Not Applicable
955-0545 | 955-0545 | SPA, ENPHASE ENERGY, INC., Manufacturer Rebate for 321-0233, End Date 9/30/2022, Max Qty. 100, Q-00020899, 4205102 Roof Fix LLC | -21.31 |  | No | Other | Shippable | 0 |  | Not Applicable as per Item Classification |  | Not Applicable
955-0546 | 955-0546 | SPA, SOLAREDGE TECHNOLOGIES INC, Manufacturer Rebate for 310-0595, End Date 6/30/2023, SOL1942, 4205355 Solar Direct Inc, | -28.34 |  | No | Other | Shippable | 0 |  | Not Applicable as per Item Classification |  | Not Applicable
955-0547 | 955-0547 | SPA, SOLAREDGE TECHNOLOGIES INC, Manufacturer Rebate for 310-0596, End Date 6/30/2023, SOL1942, 4205355 Solar Direct Inc, | -66.94 |  | No | Other | Shippable | 0 |  | Not Applicable as per Item Classification |  | Not Applicable
955-0548 | 955-0548 | SPA, ENPHASE ENERGY, INC., Manufacturer Rebate for 480-0133, End Date 9/30/2022, Q-00020607, 11779 HEsolar LLC | -983.09 |  | No | Other | Shippable | 0 |  | Not Applicable as per Item Classification |  | Not Applicable
955-0549 | 955-0549 | SPA, ENPHASE ENERGY, INC., Manufacturer Rebate for 480-0124, End Date 9/30/2022, Q-00020607, 11779 HEsolar LLC | -983.09 |  | No | Other | Shippable | 0 |  | Not Applicable as per Item Classification |  | Not Applicable
955-0550 | 955-0550 | SPA, ENPHASE ENERGY, INC., Manufacturer Rebate for 480-0132, End Date 9/30/2022, Q-00020607, 11779 HEsolar LLC | -328.52 |  | No | Other | Shippable | 0 |  | Not Applicable as per Item Classification |  | Not Applicable
955-0551 | 955-0551 | SPA, ENPHASE ENERGY, INC., Manufacturer Rebate for 480-0123, End Date 9/30/2022, Q-00020607, 11779 HEsolar LLC | -328.85 |  | No | Other | Shippable | 0 |  | Not Applicable as per Item Classification |  | Not Applicable
955-0552 | 955-0552 | SPA, ENPHASE ENERGY, INC., Manufacturer Rebate for 321-0216, End Date 9/30/2022, Q-00019884, 7121 Solar Alternatives Inc | -20.02 |  | No | Other | Shippable | 0 |  | Not Applicable as per Item Classification |  | Not Applicable
955-0553 | 955-0553 | SPA, UNIRAC INC, Manufacturer Rebate for 213-0001, End Date 12/31/2022, SOLIGENT - ENERGY SOLUTIONS DIRECT SPA PRICE LIST 04.18.2022, 203176 Energy Solutions Direct | -2.75 |  | No | Other | Shippable | 0 |  | Not Applicable as per Item Classification |  | Not Applicable
955-0554 | 955-0554 | SPA, UNIRAC INC, Manufacturer Rebate for 213-0002, End Date 12/31/2022, SOLIGENT - ENERGY SOLUTIONS DIRECT SPA PRICE LIST 04.18.2022, 203176 Energy Solutions Direct | -2.18 |  | No | Other | Shippable | 0 |  | Not Applicable as per Item Classification |  | Not Applicable
955-0555 | 955-0555 | SPA, UNIRAC INC, Manufacturer Rebate for 213-0014, End Date 12/31/2022, SOLIGENT - ENERGY SOLUTIONS DIRECT SPA PRICE LIST 04.18.2022, 203176 Energy Solutions Direct | -0.52 |  | No | Other | Shippable | 0 |  | Not Applicable as per Item Classification |  | Not Applicable
955-0556 | 955-0556 | SPA, UNIRAC INC, Manufacturer Rebate for 213-0022, End Date 12/31/2022, SOLIGENT - ENERGY SOLUTIONS DIRECT SPA PRICE LIST 04.18.2022, 203176 Energy Solutions Direct | -0.63 |  | No | Other | Shippable | 0 |  | Not Applicable as per Item Classification |  | Not Applicable
955-0557 | 955-0557 | SPA, SOLARIA CORP, Manufacturer Rebate for 110-1254, End Date 12/31/2022, Premier $0.12/W – Electricare, 1032 ELECTRICARE INC. | -48 |  | No | Other | Shippable | 0 |  | Not Applicable as per Item Classification |  | Not Applicable
955-0558 | 955-0558 | SPA, ENPHASE ENERGY, INC., Manufacturer Rebate for 321-0230, End Date 9/30/2022, Q-00020187, 4204541 SVR, LLC dba Sun Valley Renewables | -28.57 |  | No | Other | Shippable | 0 |  | Not Applicable as per Item Classification |  | Not Applicable
955-0559 | 955-0559 | SPA, ENPHASE ENERGY, INC., Manufacturer Rebate for 321-0233, End Date 9/30/2022, Q-00020187, 4204541 SVR, LLC dba Sun Valley Renewables | -28 |  | No | Other | Shippable | 0 |  | Not Applicable as per Item Classification |  | Not Applicable
955-0560 | 955-0560 | SPA, ENPHASE ENERGY, INC., Manufacturer Rebate for 321-0223, End Date 9/30/2022, Q-00020187, 4204541 SVR, LLC dba Sun Valley Renewables | -35 |  | No | Other | Shippable | 0 |  | Not Applicable as per Item Classification |  | Not Applicable
955-0561 | 955-0561 | SPA, ENPHASE ENERGY, INC., Manufacturer Rebate for 321-0216, End Date 9/30/2022, Q-00020187, 4204541 SVR, LLC dba Sun Valley Renewables | -33.48 |  | No | Other | Shippable | 0 |  | Not Applicable as per Item Classification |  | Not Applicable
955-0562 | 955-0562 | SPA, ENPHASE ENERGY, INC., Manufacturer Rebate for 321-0215, End Date 9/30/2022, Q-00020187, 4204541 SVR, LLC dba Sun Valley Renewables | -20 |  | No | Other | Shippable | 0 |  | Not Applicable as per Item Classification |  | Not Applicable
955-0563 | 955-0563 | SPA, ENPHASE ENERGY, INC., Manufacturer Rebate for 321-0233, End Date 9/30/2022, Q-00020251, 88279 Illuminate Solar Company | -4.24 |  | No | Other | Shippable | 0 |  | Not Applicable as per Item Classification |  | Not Applicable
955-0564 | 955-0564 | SPA, ENPHASE ENERGY, INC., Manufacturer Rebate for 321-0215, End Date 9/30/2022, Q-00019986, 7110 MORTON SOLAR & WIND LLC dba MORTON SOLAR LLC | -18 |  | No | Other | Shippable | 0 |  | Not Applicable as per Item Classification |  | Not Applicable
955-0565 | 955-0565 | SPA, ENPHASE ENERGY, INC., Manufacturer Rebate for 480-0132, End Date 9/30/2022, Max Qty. 5, Q-00020861, 4205222 Pro Custom Solar LLC dba Momentum Solar | -238.25 |  | No | Other | Shippable | 0 |  | Not Applicable as per Item Classification |  | Not Applicable
955-0566 | 955-0566 | SPA, ENPHASE ENERGY, INC., Manufacturer Rebate for 321-0233, End Date 9/30/2022, Q-00020656, 489453 Orbit Energy & Power, LLC-New Jersey | -36.5 |  | No | Other | Shippable | 0 |  | Not Applicable as per Item Classification |  | Not Applicable
955-0567 | 955-0567 | SPA, ENPHASE ENERGY, INC., Manufacturer Rebate for 321-0216, End Date 9/30/2022, q-0019986, 7110 MORTON SOLAR & WIND LLC dba MORTON SOLAR LLC | -20.69 |  | No | Other | Shippable | 0 |  | Not Applicable as per Item Classification |  | Not Applicable
955-0568 | 955-0568 | SPA, ENPHASE ENERGY, INC., Manufacturer Rebate for 321-0216, End Date 9/30/2022, Max Qty. 1000, Q-00019958, 489493 Sparrow Electric | -39.06 |  | No | Other | Shippable | 0 |  | Not Applicable as per Item Classification |  | Not Applicable
955-0569 | 955-0569 | SPA, ENPHASE ENERGY, INC., Manufacturer Rebate for 321-0216, End Date 9/30/2022, Q-00020002, 10454 Solar Solution LLC - (DC) | -28.48 |  | No | Other | Shippable | 0 |  | Not Applicable as per Item Classification |  | Not Applicable
955-0570 | 955-0570 | SPA, UNIRAC INC, Manufacturer Rebate for 213-0020, End Date 12/31/2022, SOLIGENT - ENERGY SOLUTIONS DIRECT SPA PRICE LIST 04.18.2022, 203176 Energy Solutions Direct | -0.92 |  | No | Other | Shippable | 0 |  | Not Applicable as per Item Classification |  | Not Applicable
955-0571 | 955-0571 | SPA, UNIRAC INC, Manufacturer Rebate for 213-0021, End Date 12/31/2022, SOLIGENT - ENERGY SOLUTIONS DIRECT SPA PRICE LIST 04.18.2022, 203176 Energy Solutions Direct | -0.26 |  | No | Other | Shippable | 0 |  | Not Applicable as per Item Classification |  | Not Applicable
955-0572 | 955-0572 | SPA, UNIRAC INC, Manufacturer Rebate for 213-0076, End Date 12/31/2022, SOLIGENT - ENERGY SOLUTIONS DIRECT SPA PRICE LIST 04.18.2022, 203176 Energy Solutions Direct | -31.1 |  | No | Other | Shippable | 0 |  | Not Applicable as per Item Classification |  | Not Applicable
955-0573 | 955-0573 | SPA, UNIRAC INC, Manufacturer Rebate for 270-1027, End Date 12/31/2022, SOLIGENT - ENERGY SOLUTIONS DIRECT SPA PRICE LIST 04.18.2022, 203176 Energy Solutions Direct | -0.56 |  | No | Other | Shippable | 0 |  | Not Applicable as per Item Classification |  | Not Applicable
955-0574 | 955-0574 | SPA, UNIRAC INC, Manufacturer Rebate for 213-0015, End Date 12/31/2022, SOLIGENT - ENERGY SOLUTIONS DIRECT SPA PRICE LIST 04.18.2022, 203176 Energy Solutions Direct | -2.22 |  | No | Other | Shippable | 0 |  | Not Applicable as per Item Classification |  | Not Applicable
955-0575 | 955-0575 | SPA, UNIRAC INC, Manufacturer Rebate for 213-0015, End Date 12/31/2022, SOLIGENT - ENERGY SOLUTIONS DIRECT SPA PRICE LIST 04.18.2022, 203176 Energy Solutions Direct | -2.22 |  | No | Other | Shippable | 0 |  | Not Applicable as per Item Classification |  | Not Applicable
955-0576 | 955-0576 | SPA, UNIRAC INC, Manufacturer Rebate for 213-0016, End Date 12/31/2022, SOLIGENT - ENERGY SOLUTIONS DIRECT SPA PRICE LIST 04.18.2022, 203176 Energy Solutions Direct | -1.91 |  | No | Other | Shippable | 0 |  | Not Applicable as per Item Classification |  | Not Applicable
955-0577 | 955-0577 | SPA, UNIRAC INC, Manufacturer Rebate for 213-0017, End Date 12/31/2022, SOLIGENT - ENERGY SOLUTIONS DIRECT SPA PRICE LIST 04.18.2022, 203176 Energy Solutions Direct | -3.16 |  | No | Other | Shippable | 0 |  | Not Applicable as per Item Classification |  | Not Applicable
955-0578 | 955-0578 | SPA, UNIRAC INC, Manufacturer Rebate for 213-0077, End Date 12/31/2022, SOLIGENT - ENERGY SOLUTIONS DIRECT SPA PRICE LIST 04.18.2022, 203176 Energy Solutions Direct | -0.67 |  | No | Other | Shippable | 0 |  | Not Applicable as per Item Classification |  | Not Applicable
955-0579 | 955-0579 | SPA, EZ Solar, Manufacturer Rebate for 510-0288, End Date 12/31/2022, Max Qty. 1, EZ-SPA-MS.01, 4205222 Pro Custom Solar LLC dba Momentum Solar | -2.6 |  | No | Other | Shippable | 0 |  | Not Applicable as per Item Classification |  | Not Applicable
955-0580 | 955-0580 | SPA, ENPHASE ENERGY, INC., Manufacturer Rebate for 321-0223, End Date 9/30/2022, Q-00019756, 4203975 Solartime USA | -19.23 |  | No | Other | Shippable | 0 |  | Not Applicable as per Item Classification |  | Not Applicable
955-0581 | 955-0581 | SPA, ENPHASE ENERGY, INC., Manufacturer Rebate for 321-0216, End Date 9/30/2022, Q-00019756, 4203975 Solartime USA | -18.23 |  | No | Other | Shippable | 0 |  | Not Applicable as per Item Classification |  | Not Applicable
955-0582 | 955-0582 | SPA, ENPHASE ENERGY, INC., Manufacturer Rebate for 321-0230, End Date 9/30/2022, Q-00019756, 4203975 Solartime USA | -22.09 |  | No | Other | Shippable | 0 |  | Not Applicable as per Item Classification |  | Not Applicable
955-0583 | 955-0583 | SPA, ENPHASE ENERGY, INC., Manufacturer Rebate for 321-0232, End Date 9/30/2022, Q-00019756, 4203975 Solartime USA | -27.27 |  | No | Other | Shippable | 0 |  | Not Applicable as per Item Classification |  | Not Applicable
955-0584 | 955-0584 | SPA, ENPHASE ENERGY, INC., Manufacturer Rebate for 321-0233, End Date 9/30/2022, Q-00019756, 4203975 Solartime USA | -20.96 |  | No | Other | Shippable | 0 |  | Not Applicable as per Item Classification |  | Not Applicable
955-0585 | 955-0585 | SPA, ENPHASE ENERGY, INC., Manufacturer Rebate for 570-1226, End Date 9/30/2022, Max Qty. 1, Q-00020861, 4205222 Pro Custom Solar LLC dba Momentum Solar | -226.33 |  | No | Other | Shippable | 0 |  | Not Applicable as per Item Classification |  | Not Applicable
955-0586 | 955-0586 | SPA, ENPHASE ENERGY, INC., Manufacturer Rebate for 321-0233, End Date 9/30/2022, Max Qty. 1, Q-00020861, 4205222 Pro Custom Solar LLC dba Momentum Solar | -58.62 |  | No | Other | Shippable | 0 |  | Not Applicable as per Item Classification |  | Not Applicable
955-0587 | 955-0587 | SPA, ENPHASE ENERGY, INC., Manufacturer Rebate for 321-0233, End Date 9/30/2022, Max Qty. 1, Q-00020861, 4205222 Pro Custom Solar LLC dba Momentum Solar | -58.62 |  | No | Other | Shippable | 0 |  | Not Applicable as per Item Classification |  | Not Applicable
955-0588 | 955-0588 | SPA, ENPHASE ENERGY, INC., Manufacturer Rebate for 570-1189, End Date 9/30/2022, Max Qty. 1, Q-00020861, 4205222 Pro Custom Solar LLC dba Momentum Solar | -62.16 |  | No | Other | Shippable | 0 |  | Not Applicable as per Item Classification |  | Not Applicable
955-0589 | 955-0589 | SPA, ENPHASE ENERGY, INC., Manufacturer Rebate for 321-0223, End Date 9/30/2022, Q-0020251, 88279 Illuminate Solar Company | -14 |  | No | Other | Shippable | 0 |  | Not Applicable as per Item Classification |  | Not Applicable
955-0590 | 955-0590 | SPA, ENPHASE ENERGY, INC., Manufacturer Rebate for 570-1226, End Date 9/30/2022, Max Qty. 150, Q-00020968, 13529 Suntuity Solar LLC | -120.18 |  | No | Other | Shippable | 0 |  | Not Applicable as per Item Classification |  | Not Applicable
955-0591 | 955-0591 | SPA, ENPHASE ENERGY, INC., Manufacturer Rebate for 570-1196, End Date 9/30/2022, Max Qty. 150, Q-00020968, 13529 Suntuity Solar LLC | -120.18 |  | No | Other | Shippable | 0 |  | Not Applicable as per Item Classification |  | Not Applicable
955-0592 | 955-0592 | SPA, ENPHASE ENERGY, INC., Manufacturer Rebate for 360-0329, End Date 9/30/2022, Max Qty. 150, Q-00020968, 13529 Suntuity Solar LLC | -6.47 |  | No | Other | Shippable | 0 |  | Not Applicable as per Item Classification |  | Not Applicable
955-0593 | 955-0593 | SPA, ENPHASE ENERGY, INC., Manufacturer Rebate for 360-0328, End Date 9/30/2022, Max Qty. 150, Q-00020968, 13529 Suntuity Solar LLC | -5.44 |  | No | Other | Shippable | 0 |  | Not Applicable as per Item Classification |  | Not Applicable
955-0594 | 955-0594 | SPA, ENPHASE ENERGY, INC., Manufacturer Rebate for 321-0233, End Date 9/30/2022, Max Qty. 2500, Q-00020968, 13529 Suntuity Solar LLC | -49.73 |  | No | Other | Shippable | 0 |  | Not Applicable as per Item Classification |  | Not Applicable
955-0595 | 955-0595 | SPA, ENPHASE ENERGY, INC., Manufacturer Rebate for 321-0232, End Date 9/30/2022, Max Qty. 25, Q-00020968, 13529 Suntuity Solar LLC | -54.87 |  | No | Other | Shippable | 0 |  | Not Applicable as per Item Classification |  | Not Applicable
955-0596 | 955-0596 | SPA, ENPHASE ENERGY, INC., Manufacturer Rebate for 321-0231, End Date 9/30/2022, Max Qty. 25, Q-00020968, 13529 Suntuity Solar LLC | -61.93 |  | No | Other | Shippable | 0 |  | Not Applicable as per Item Classification |  | Not Applicable
955-0597 | 955-0597 | SPA, ENPHASE ENERGY, INC., Manufacturer Rebate for 321-0230, End Date 9/30/2022, Max Qty. 25, Q-00020968, 13529 Suntuity Solar LLC | -57.48 |  | No | Other | Shippable | 0 |  | Not Applicable as per Item Classification |  | Not Applicable
955-0598 | 955-0598 | SPA, ENPHASE ENERGY, INC., Manufacturer Rebate for 321-0229, End Date 9/30/2022, Max Qty. 1000, Q-00020968, 13529 Suntuity Solar LLC | -43.79 |  | No | Other | Shippable | 0 |  | Not Applicable as per Item Classification |  | Not Applicable
955-0599 | 955-0599 | SPA, ENPHASE ENERGY, INC., Manufacturer Rebate for 321-0216, End Date 9/30/2022, Max Qty. 2500, Q-00020968, 13529 Suntuity Solar LLC | -43.26 |  | No | Other | Shippable | 0 |  | Not Applicable as per Item Classification |  | Not Applicable
955-0600 | 955-0600 | SPA, ENPHASE ENERGY, INC., Manufacturer Rebate for 321-0223, End Date 9/30/2022, Max Qty. 1000, Q-00020968, 13529 Suntuity Solar LLC | -50.01 |  | No | Other | Shippable | 0 |  | Not Applicable as per Item Classification |  | Not Applicable
955-0601 | 955-0601 | SPA, ENPHASE ENERGY, INC., Manufacturer Rebate for 321-0215, End Date 9/30/2022, Max Qty. 1000, Q-00020968, 13529 Suntuity Solar LLC | -38.1 |  | No | Other | Shippable | 0 |  | Not Applicable as per Item Classification |  | Not Applicable
955-0602 | 955-0602 | SPA, ENPHASE ENERGY, INC., Manufacturer Rebate for 580-0187, End Date 9/30/2022, Max Qty. 50, Q-00020968, 13529 Suntuity Solar LLC | -235 |  | No | Other | Shippable | 0 |  | Not Applicable as per Item Classification |  | Not Applicable
955-0603 | 955-0603 | SPA, ENPHASE ENERGY, INC., Manufacturer Rebate for 560-0069, End Date 9/30/2022, Max Qty. 50, Q-00020968, 13529 Suntuity Solar LLC | -70 |  | No | Other | Shippable | 0 |  | Not Applicable as per Item Classification |  | Not Applicable
955-0604 | 955-0604 | SPA, ENPHASE ENERGY, INC., Manufacturer Rebate for 480-0132, End Date 9/30/2022, Max Qty. 150, Q-00020968, 13529 Suntuity Solar LLC | -133 |  | No | Other | Shippable | 0 |  | Not Applicable as per Item Classification |  | Not Applicable
955-0605 | 955-0605 | SPA, ENPHASE ENERGY, INC., Manufacturer Rebate for 480-0132, End Date 9/30/2022, Max Qty. 150, Q-00020968, 13529 Suntuity Solar LLC | -133 |  | No | Other | Shippable | 0 |  | Not Applicable as per Item Classification |  | Not Applicable
955-0606 | 955-0606 | SPA, ENPHASE ENERGY, INC., Manufacturer Rebate for 480-0123, End Date 9/30/2022, Max Qty. 150, Q-00020968, 13529 Suntuity Solar LLC | -133 |  | No | Other | Shippable | 0 |  | Not Applicable as per Item Classification |  | Not Applicable
955-0607 | 955-0607 | SPA, ENPHASE ENERGY, INC., Manufacturer Rebate for 480-0133, End Date 9/30/2022, Max Qty. 150, Q-00020968, 13529 Suntuity Solar LLC | -399 |  | No | Other | Shippable | 0 |  | Not Applicable as per Item Classification |  | Not Applicable
955-0608 | 955-0608 | SPA, ENPHASE ENERGY, INC., Manufacturer Rebate for 480-0124, End Date 9/30/2022, Max Qty. 150, Q-00020968, 13529 Suntuity Solar LLC | -399 |  | No | Other | Shippable | 0 |  | Not Applicable as per Item Classification |  | Not Applicable
955-0609 | 955-0609 | SPA, ENPHASE ENERGY, INC., Manufacturer Rebate for 570-1189, End Date 9/30/2022, Max Qty. 150, Q-00020968, 13529 Suntuity Solar LLC | -75.39 |  | No | Other | Shippable | 0 |  | Not Applicable as per Item Classification |  | Not Applicable
955-0610 | 955-0610 | SPA, APTOS SOLAR TECHNOLOGY, LLC, Manufacturer Rebate for 110-1313, End Date 12/31/2022, Aptos SPA Energy Solutions Direct, 203176 Energy Solutions Direct | -7.3 |  | No | Other | Shippable | 0 |  | Not Applicable as per Item Classification |  | Not Applicable
955-0611 | 955-0611 | SPA, APTOS SOLAR TECHNOLOGY, LLC, Manufacturer Rebate for 110-1355, End Date 12/31/2022, Aptos SPA Energy Solutions Direct, 203176 Energy Solutions Direct | -8 |  | No | Other | Shippable | 0 |  | Not Applicable as per Item Classification |  | Not Applicable
955-0612 | 955-0612 | SPA, SOLAREDGE TECHNOLOGIES INC, Manufacturer Rebate for 310-0639, End Date 3/31/2023, SOL1796, 122186 Energy Service Partners Inc. dba ESP Contracting | -376 |  | No | Other | Shippable | 0 |  | Not Applicable as per Item Classification |  | Not Applicable
955-0613 | 955-0613 | SPA, SOLAREDGE TECHNOLOGIES INC, Manufacturer Rebate for 565-0230, End Date 9/30/2022, SOL1956, 203342 Solarize LLC | -4.5 |  | No | Other | Shippable | 0 |  | Not Applicable as per Item Classification |  | Not Applicable
955-0614 | 955-0614 | SPA, SOLAREDGE TECHNOLOGIES INC, Manufacturer Rebate for 310-0600, End Date 9/30/2022, SOL1956, 203342 Solarize LLC | -94.62 |  | No | Other | Shippable | 0 |  | Not Applicable as per Item Classification |  | Not Applicable
955-0615 | 955-0615 | SPA, SOLAREDGE TECHNOLOGIES INC, Manufacturer Rebate for 310-0599, End Date 9/30/2022, SOL1956, 203342 Solarize LLC | -91.04 |  | No | Other | Shippable | 0 |  | Not Applicable as per Item Classification |  | Not Applicable
955-0616 | 955-0616 | SPA, SOLARIA CORP, Manufacturer Rebate for 110-1254, End Date 9/30/2022, Solaria-Platinum-Illuminate-Q3-22-AH.pdf, 88279 Illuminate Solar Company | -52.67 |  | No | Other | Shippable | 0 |  | Not Applicable as per Item Classification |  | Not Applicable
955-0617 | 955-0617 | SPA, ENPHASE ENERGY, INC., Manufacturer Rebate for 570-1196, End Date 9/30/2022, Max Qty. 1, Q-00020861, 4205222 Pro Custom Solar LLC dba Momentum Solar | -162.56 |  | No | Other | Shippable | 0 |  | Not Applicable as per Item Classification |  | Not Applicable
955-0618 | 955-0618 | SPA, ENPHASE ENERGY, INC., Manufacturer Rebate for 570-0229, End Date 9/30/2022, Max Qty. 1, Q-00020861, 4205222 Pro Custom Solar LLC dba Momentum Solar | -2.07 |  | No | Other | Shippable | 0 |  | Not Applicable as per Item Classification |  | Not Applicable
955-0619 | 955-0619 | SPA, ENPHASE ENERGY, INC., Manufacturer Rebate for 360-0329, End Date 9/30/2022, Max Qty. 30000, Q-00020861, 4205222 Pro Custom Solar LLC dba Momentum Solar | -8.18 |  | No | Other | Shippable | 0 |  | Not Applicable as per Item Classification |  | Not Applicable
955-0620 | 955-0620 | SPA, ENPHASE ENERGY, INC., Manufacturer Rebate for 360-0328, End Date 9/30/2022, Max Qty. 30000, Q-00020861, 4205222 Pro Custom Solar LLC dba Momentum Solar | -7.25 |  | No | Other | Shippable | 0 |  | Not Applicable as per Item Classification |  | Not Applicable
955-0621 | 955-0621 | SPA, ENPHASE ENERGY, INC., Manufacturer Rebate for 321-0232, End Date 9/30/2022, Max Qty. 1, Q-00020861, 4205222 Pro Custom Solar LLC dba Momentum Solar | -62 |  | No | Other | Shippable | 0 |  | Not Applicable as per Item Classification |  | Not Applicable
955-0622 | 955-0622 | SPA, ENPHASE ENERGY, INC., Manufacturer Rebate for 321-0230, End Date 9/30/2022, Max Qty. 1, Q-00020861, 4205222 Pro Custom Solar LLC dba Momentum Solar | -64.71 |  | No | Other | Shippable | 0 |  | Not Applicable as per Item Classification |  | Not Applicable
955-0623 | 955-0623 | SPA, ENPHASE ENERGY, INC., Manufacturer Rebate for 321-0229, End Date 9/30/2022, Max Qty. 1, Q-00020861, 4205222 Pro Custom Solar LLC dba Momentum Solar | -59.39 |  | No | Other | Shippable | 0 |  | Not Applicable as per Item Classification |  | Not Applicable
955-0624 | 955-0624 | SPA, ENPHASE ENERGY, INC., Manufacturer Rebate for 321-0216, End Date 9/30/2022, Q-00020250, 88596 American Array Solar | -25.83 |  | No | Other | Shippable | 0 |  | Not Applicable as per Item Classification |  | Not Applicable
955-0625 | 955-0625 | SPA, ENPHASE ENERGY, INC., Manufacturer Rebate for 321-0223, End Date 9/30/2022, Q-00020161, 4203125:1 Renu Energy TCI (INTL Orders) | -29.54 |  | No | Other | Shippable | 0 |  | Not Applicable as per Item Classification |  | Not Applicable
955-0626 | 955-0626 | SPA, ENPHASE ENERGY, INC., Manufacturer Rebate for 321-0216, End Date 9/30/2022, Q-00020161, 4203125:1 Renu Energy TCI (INTL Orders) | -32.65 |  | No | Other | Shippable | 0 |  | Not Applicable as per Item Classification |  | Not Applicable
955-0627 | 955-0627 | SPA, ENPHASE ENERGY, INC., Manufacturer Rebate for 321-0230, End Date 9/30/2022, Q-00020161, 4203125:1 Renu Energy TCI (INTL Orders) | -33.94 |  | No | Other | Shippable | 0 |  | Not Applicable as per Item Classification |  | Not Applicable
955-0628 | 955-0628 | SPA, ENPHASE ENERGY, INC., Manufacturer Rebate for 321-0231, End Date 9/30/2022, Q-00020161, 4203125:1 Renu Energy TCI (INTL Orders) | -36.31 |  | No | Other | Shippable | 0 |  | Not Applicable as per Item Classification |  | Not Applicable
955-0629 | 955-0629 | SPA, ENPHASE ENERGY, INC., Manufacturer Rebate for 321-0232, End Date 9/30/2022, Q-00020161, 4203125:1 Renu Energy TCI (INTL Orders) | -32.95 |  | No | Other | Shippable | 0 |  | Not Applicable as per Item Classification |  | Not Applicable
955-0630 | 955-0630 | SPA, ENPHASE ENERGY, INC., Manufacturer Rebate for 321-0233, End Date 9/30/2022, Q-00020161, 4203125:1 Renu Energy TCI (INTL Orders) | -37.53 |  | No | Other | Shippable | 0 |  | Not Applicable as per Item Classification |  | Not Applicable
955-0631 | 955-0631 | SPA, SOLAREDGE TECHNOLOGIES INC, Manufacturer Rebate for 310-0597, End Date 9/30/2022, SOL1956, 203342 Solarize LLC | -153.5 |  | No | Other | Shippable | 0 |  | Not Applicable as per Item Classification |  | Not Applicable
955-0632 | 955-0632 | SPA, ENPHASE ENERGY, INC., Manufacturer Rebate for 480-0124, End Date 9/30/2022, Max Qty. 5, Q-00020861, 4205222 Pro Custom Solar LLC dba Momentum Solar | -409.2 |  | No | Other | Shippable | 0 |  | Not Applicable as per Item Classification |  | Not Applicable
955-0633 | 955-0633 | SPA, ENPHASE ENERGY, INC., Manufacturer Rebate for 570-1222, End Date 9/30/2022, Max Qty. 1, Q-00020861, 4205222 Pro Custom Solar LLC dba Momentum Solar | -62.16 |  | No | Other | Shippable | 0 |  | Not Applicable as per Item Classification |  | Not Applicable
955-0634 | 955-0634 | SPA, ENPHASE ENERGY, INC., Manufacturer Rebate for 480-0123, End Date 9/30/2022, Max Qty. 5, Q-00020861, 4205222 Pro Custom Solar LLC dba Momentum Solar | -136.4 |  | No | Other | Shippable | 0 |  | Not Applicable as per Item Classification |  | Not Applicable
955-0635 | 955-0635 | SPA, ENPHASE ENERGY, INC., Manufacturer Rebate for 570-1142, End Date 9/30/2022, Max Qty. 1, Q-00020861, 4205222 Pro Custom Solar LLC dba Momentum Solar | -163.68 |  | No | Other | Shippable | 0 |  | Not Applicable as per Item Classification |  | Not Applicable
955-0636 | 955-0636 | SPA, ENPHASE ENERGY, INC., Manufacturer Rebate for 321-0215, End Date 9/30/2022, Max Qty. 1, Q-00020861, 4205222 Pro Custom Solar LLC dba Momentum Solar | -49.13 |  | No | Other | Shippable | 0 |  | Not Applicable as per Item Classification |  | Not Applicable
955-0637 | 955-0637 | SPA, ENPHASE ENERGY, INC., Manufacturer Rebate for 321-0223, End Date 9/30/2022, Max Qty. 1, Q-00020861, 4205222 Pro Custom Solar LLC dba Momentum Solar | -52.33 |  | No | Other | Shippable | 0 |  | Not Applicable as per Item Classification |  | Not Applicable
955-0638 | 955-0638 | SPA, ENPHASE ENERGY, INC., Manufacturer Rebate for 321-0215, End Date 9/30/2022, Q-00020404, 4205307 That Solar Company LLC | -20.06 |  | No | Other | Shippable | 0 |  | Not Applicable as per Item Classification |  | Not Applicable
955-0639 | 955-0639 | SPA, ENPHASE ENERGY, INC., Manufacturer Rebate for 321-0233, End Date 9/30/2022, Q-00020937, 4204863 Noble Solar LLC | -20.96 |  | No | Other | Shippable | 0 |  | Not Applicable as per Item Classification |  | Not Applicable
955-0640 | 955-0640 | SPA, REC SOLAR dba REC AMERICAS, LLC, Manufacturer Rebate for 110-1312, End Date 9/30/2022, Max Qty. 875, REC SPA 203319 GOOD FAITH ENERGY, 203319 Good Faith Energy | -42.99 |  | No | Other | Shippable | 0 |  | Not Applicable as per Item Classification |  | Not Applicable
955-0641 | 955-0641 | SPA, REC SOLAR dba REC AMERICAS, LLC, Manufacturer Rebate for 110-1311, End Date 9/30/2022, Max Qty. 875, REC SPA 203319 GOOD FAITH ENERGY, 203319 Good Faith Energy | -42.45 |  | No | Other | Shippable | 0 |  | Not Applicable as per Item Classification |  | Not Applicable
955-0642 | 955-0642 | SPA, SOLARIA CORP, Manufacturer Rebate for 110-1254, End Date 12/31/2022, Sunergy - Solaria - Platinum, 203313 Sunergy, Inc | -87.67 |  | No | Other | Shippable | 0 |  | Not Applicable as per Item Classification |  | Not Applicable
955-0643 | 955-0643 | SPA, PANASONIC CORPORATION OF NORTH AMERICA, Manufacturer Rebate for 110-1265, End Date 9/30/2022, Panasonic Special Price Agreement & Blanket SPA, 11779 HEsolar LLC | -52.51 |  | No | Other | Shippable | 0 |  | Not Applicable as per Item Classification |  | Not Applicable
955-0644 | 955-0644 | SPA, SOLAREDGE TECHNOLOGIES INC, Manufacturer Rebate for 310-0598, End Date 9/30/2022, SOL1956, 203342 Solarize LLC | -165.42 |  | No | Other | Shippable | 0 |  | Not Applicable as per Item Classification |  | Not Applicable
955-0645 | 955-0645 | SPA, SOLAREDGE TECHNOLOGIES INC, Manufacturer Rebate for 310-0596, End Date 9/30/2022, SOL1956, 203342 Solarize LLC | -150.51 |  | No | Other | Shippable | 0 |  | Not Applicable as per Item Classification |  | Not Applicable
955-0646 | 955-0646 | SPA, ENPHASE ENERGY, INC., Manufacturer Rebate for 321-0215, End Date 9/30/2022, Q-00020648, 4204564 SunVena Solar | -23.92 |  | No | Other | Shippable | 0 |  | Not Applicable as per Item Classification |  | Not Applicable
955-0647 | 955-0647 | SPA, ENPHASE ENERGY, INC., Manufacturer Rebate for 321-0215, End Date 9/30/2022, Q-00020009, 120878 Tungsten Electric, LLC | -10 |  | No | Other | Shippable | 0 |  | Not Applicable as per Item Classification |  | Not Applicable
955-0648 | 955-0648 | SPA, ENPHASE ENERGY, INC., Manufacturer Rebate for 321-0229, End Date 9/30/2022, Q-00020009, 120878 Tungsten Electric, LLC | -10.94 |  | No | Other | Shippable | 0 |  | Not Applicable as per Item Classification |  | Not Applicable
955-0649 | 955-0649 | SPA, ENPHASE ENERGY, INC., Manufacturer Rebate for 321-0233, End Date 9/30/2022, Q-00020009, 120878 Tungsten Electric, LLC | -10 |  | No | Other | Shippable | 0 |  | Not Applicable as per Item Classification |  | Not Applicable
955-0650 | 955-0650 | SPA, ENPHASE ENERGY, INC., Manufacturer Rebate for 321-0216, End Date 9/30/2022, Q-00020009, 120878 Tungsten Electric, LLC | -13.48 |  | No | Other | Shippable | 0 |  | Not Applicable as per Item Classification |  | Not Applicable
955-0651 | 955-0651 | SPA, IRONRIDGE, Manufacturer Rebate for 211-0522, End Date 12/31/2022, IronRidge SPA Meraki NEW, 4202957 Meraki Installers LLC | -1.73 |  | No | Other | Shippable | 0 |  | Not Applicable as per Item Classification |  | Not Applicable
955-0652 | 955-0652 | SPA, REC SOLAR dba REC AMERICAS, LLC, Manufacturer Rebate for 110-1347, End Date 9/30/2022, Special Pricing Agreement: Solar Source, Soligent, and REC Americas LLC, 9291 Constructive Resource Inc. dba Solar Source | -46.8 |  | No | Other | Shippable | 0 |  | Not Applicable as per Item Classification |  | Not Applicable
955-0653 | 955-0653 | SPA, REC SOLAR dba REC AMERICAS, LLC, Manufacturer Rebate for 110-1349, End Date 9/30/2022, Special Pricing Agreement: Solar Source, Soligent, and REC America's LLC, 9291 Constructive Resource Inc. dba Solar Source | -3.65 |  | No | Other | Shippable | 0 |  | Not Applicable as per Item Classification |  | Not Applicable
955-0654 | 955-0654 | SPA, SOLARIA CORP, Manufacturer Rebate for 110-1254, End Date 12/31/2022, Solaria Platinum, 80633 Solar Roof Dynamics LLC | -40.81 |  | No | Other | Shippable | 0 |  | Not Applicable as per Item Classification |  | Not Applicable
955-0655 | 955-0655 | SPA, SOLARIA CORP, Manufacturer Rebate for 110-1254, End Date 12/31/2022, Platinum $.08/W - TreePublic, 89983 Treepublic | -32 |  | No | Other | Shippable | 0 |  | Not Applicable as per Item Classification |  | Not Applicable
955-0656 | 955-0656 | SPA, ENPHASE ENERGY, INC., Manufacturer Rebate for 321-0215, End Date 9/30/2022, Q-00021067, 4204711 Sunergy Solar LLC | -41.25 |  | No | Other | Shippable | 0 |  | Not Applicable as per Item Classification |  | Not Applicable
955-0657 | 955-0657 | SPA, ENPHASE ENERGY, INC., Manufacturer Rebate for 321-0216, End Date 9/30/2022, Q-00021067, 4204711 Sunergy Solar LLC | -49.75 |  | No | Other | Shippable | 0 |  | Not Applicable as per Item Classification |  | Not Applicable
955-0658 | 955-0658 | SPA, ENPHASE ENERGY, INC., Manufacturer Rebate for 321-0229, End Date 9/30/2022, Q-00021067, 4204711 Sunergy Solar LLC | -47.42 |  | No | Other | Shippable | 0 |  | Not Applicable as per Item Classification |  | Not Applicable
955-0659 | 955-0659 | SPA, ENPHASE ENERGY, INC., Manufacturer Rebate for 321-0233, End Date 9/30/2022, Q-00021067, 4204711 Sunergy Solar LLC | -59.5 |  | No | Other | Shippable | 0 |  | Not Applicable as per Item Classification |  | Not Applicable
955-0660 | 955-0660 | SPA, ENPHASE ENERGY, INC., Manufacturer Rebate for 570-1189, End Date 9/30/2022, Q-00021067, 4204711 Sunergy Solar LLC | -29.8 |  | No | Other | Shippable | 0 |  | Not Applicable as per Item Classification |  | Not Applicable
955-0661 | 955-0661 | SPA, ENPHASE ENERGY, INC., Manufacturer Rebate for 570-1196, End Date 9/30/2022, Q-00021067, 4204711 Sunergy Solar LLC | -67.5 |  | No | Other | Shippable | 0 |  | Not Applicable as per Item Classification |  | Not Applicable
955-0662 | 955-0662 | SPA, ENPHASE ENERGY, INC., Manufacturer Rebate for 570-1226, End Date 9/30/2022, Q-00021067, 4204711 Sunergy Solar LLC | -67.5 |  | No | Other | Shippable | 0 |  | Not Applicable as per Item Classification |  | Not Applicable
955-0663 | 955-0663 | SPA, APTOS SOLAR TECHNOLOGY, LLC, Manufacturer Rebate for 110-1302, End Date 12/31/2023, Aptos SPA Energy Solutions Direct, 203176 Energy Solutions Direct | -7.4 |  | No | Other | Shippable | 0 |  | Not Applicable as per Item Classification |  | Not Applicable
955-0664 | 955-0664 | SPA, ENPHASE ENERGY, INC., Manufacturer Rebate for 321-0215, End Date 9/30/2022, Q00019867, 4204047 Circle L Solar, Inc | -24.3 |  | No | Other | Shippable | 0 |  | Not Applicable as per Item Classification |  | Not Applicable
955-0665 | 955-0665 | SPA, ENPHASE ENERGY, INC., Manufacturer Rebate for 360-0338, End Date 9/30/2022, Max Qty. 24600, Q-00020861, 4205222 Pro Custom Solar LLC dba Momentum Solar | -0.24 |  | No | Other | Shippable | 0 |  | Not Applicable as per Item Classification |  | Not Applicable
955-0666 | 955-0666 | SPA, ENPHASE ENERGY, INC., Manufacturer Rebate for 321-0216, End Date 9/30/2022, Q-00020648, 4204564 SunVena Solar | -33.21 |  | No | Other | Shippable | 0 |  | Not Applicable as per Item Classification |  | Not Applicable
955-0667 | 955-0667 | SPA, ENPHASE ENERGY, INC., Manufacturer Rebate for 321-0223, End Date 9/30/2022, Q-00020648, 4204564 SunVena Solar | -46.77 |  | No | Other | Shippable | 0 |  | Not Applicable as per Item Classification |  | Not Applicable
955-0668 | 955-0668 | SPA, ENPHASE ENERGY, INC., Manufacturer Rebate for 321-0229, End Date 9/30/2022, Q-00020648, 4204564 SunVena Solar | -27.49 |  | No | Other | Shippable | 0 |  | Not Applicable as per Item Classification |  | Not Applicable
955-0669 | 955-0669 | SPA, ENPHASE ENERGY, INC., Manufacturer Rebate for 321-0230, End Date 9/30/2022, Q-00020648, 4204564 SunVena Solar | -53.76 |  | No | Other | Shippable | 0 |  | Not Applicable as per Item Classification |  | Not Applicable
955-0670 | 955-0670 | SPA, ENPHASE ENERGY, INC., Manufacturer Rebate for 321-0231, End Date 9/30/2022, Q-00020648, 4204564 SunVena Solar | -30.14 |  | No | Other | Shippable | 0 |  | Not Applicable as per Item Classification |  | Not Applicable
955-0671 | 955-0671 | SPA, ENPHASE ENERGY, INC., Manufacturer Rebate for 321-0232, End Date 9/30/2022, Q-00020648, 4204564 SunVena Solar | -27.68 |  | No | Other | Shippable | 0 |  | Not Applicable as per Item Classification |  | Not Applicable
955-0672 | 955-0672 | SPA, ENPHASE ENERGY, INC., Manufacturer Rebate for 321-0233, End Date 9/30/2022, Q-00020648, 4204564 SunVena Solar | -38.17 |  | No | Other | Shippable | 0 |  | Not Applicable as per Item Classification |  | Not Applicable
955-0673 | 955-0673 | SPA, ENPHASE ENERGY, INC., Manufacturer Rebate for 321-0223, End Date 9/30/2022, Q-00020524, 4203490 Seal Corporation dba Seal Solar | -45 |  | No | Other | Shippable | 0 |  | Not Applicable as per Item Classification |  | Not Applicable
955-0674 | 955-0674 | SPA, ENPHASE ENERGY, INC., Manufacturer Rebate for 321-0230, End Date 9/30/2022, Q-00020524, 4203490 Seal Corporation dba Seal Solar | -38.57 |  | No | Other | Shippable | 0 |  | Not Applicable as per Item Classification |  | Not Applicable
955-0675 | 955-0675 | SPA, ENPHASE ENERGY, INC., Manufacturer Rebate for 321-0232, End Date 9/30/2022, Q-00020524, 4203490 Seal Corporation dba Seal Solar | -27.14 |  | No | Other | Shippable | 0 |  | Not Applicable as per Item Classification |  | Not Applicable
955-0676 | 955-0676 | SPA, ENPHASE ENERGY, INC., Manufacturer Rebate for 570-1226, End Date 9/30/2022, Q-00020524, 4203490 Seal Corporation dba Seal Solar | -121.33 |  | No | Other | Shippable | 0 |  | Not Applicable as per Item Classification |  | Not Applicable
955-0677 | 955-0677 | SPA, ENPHASE ENERGY, INC., Manufacturer Rebate for 321-0233, End Date 9/30/2022, Max Qty. 200, Q-00020262, 80633 Solar Roof Dynamics LLC | -14.85 |  | No | Other | Shippable | 0 |  | Not Applicable as per Item Classification |  | Not Applicable
955-0678 | 955-0678 | SPA, ENPHASE ENERGY, INC., Manufacturer Rebate for 321-0230, End Date 9/30/2022, Max Qty. 300, Q-00020262, 80633 Solar Roof Dynamics LLC | -18.57 |  | No | Other | Shippable | 0 |  | Not Applicable as per Item Classification |  | Not Applicable
955-0679 | 955-0679 | SPA, SOLAREDGE TECHNOLOGIES INC, Manufacturer Rebate for 310-0287, End Date 3/31/2023, SOL1796, 122186 Energy Service Partners Inc. dba ESP Contracting | -443 |  | No | Other | Shippable | 0 |  | Not Applicable as per Item Classification |  | Not Applicable
955-0680 | 955-0680 | SPA, SOLAREDGE TECHNOLOGIES INC, Manufacturer Rebate for 310-0288, End Date 3/31/2023, SOL1796, 122186 Energy Service Partners Inc. dba ESP Contracting | -472.5 |  | No | Other | Shippable | 0 |  | Not Applicable as per Item Classification |  | Not Applicable
955-0681 | 955-0681 | SPA, ENPHASE ENERGY, INC., Manufacturer Rebate for 321-0233, End Date 9/30/2022, Q-00021132, 11779 HEsolar LLC | -16.43 |  | No | Other | Shippable | 0 |  | Not Applicable as per Item Classification |  | Not Applicable
955-0682 | 955-0682 | SPA, ENPHASE ENERGY, INC., Manufacturer Rebate for 321-0216, End Date 9/30/2022, Q-00020250, 88596 American Array Solar | -27.83 |  | No | Other | Shippable | 0 |  | Not Applicable as per Item Classification |  | Not Applicable
955-0683 | 955-0683 | SPA, ENPHASE ENERGY, INC., Manufacturer Rebate for 321-0215, End Date 9/30/2022, Q-00020002, 10454 Solar Solution LLC - (DC) | -28 |  | No | Other | Shippable | 0 |  | Not Applicable as per Item Classification |  | Not Applicable
955-0684 | 955-0684 | SPA, ENPHASE ENERGY, INC., Manufacturer Rebate for 321-0215, End Date 9/30/2022, Q-00020638, 4205349 Expert Inc | -11.3 |  | No | Other | Shippable | 0 |  | Not Applicable as per Item Classification |  | Not Applicable
955-0685 | 955-0685 | SPA, ENPHASE ENERGY, INC., Manufacturer Rebate for 321-0216, End Date 9/30/2022, Q-00020638, 4205349 Expert Inc | -10.64 |  | No | Other | Shippable | 0 |  | Not Applicable as per Item Classification |  | Not Applicable
955-0686 | 955-0686 | SPA, ENPHASE ENERGY, INC., Manufacturer Rebate for 321-0229, End Date 9/30/2022, Q-00020638, 4205349 Expert Inc | -21.7 |  | No | Other | Shippable | 0 |  | Not Applicable as per Item Classification |  | Not Applicable
955-0687 | 955-0687 | SPA, ENPHASE ENERGY, INC., Manufacturer Rebate for 321-0230, End Date 9/30/2022, Q-00020638, 4205349 Expert Inc | -22.09 |  | No | Other | Shippable | 0 |  | Not Applicable as per Item Classification |  | Not Applicable
955-0688 | 955-0688 | SPA, ENPHASE ENERGY, INC., Manufacturer Rebate for 321-0231, End Date 9/30/2022, Q-00020638, 4205349 Expert Inc | -31.5 |  | No | Other | Shippable | 0 |  | Not Applicable as per Item Classification |  | Not Applicable
955-0689 | 955-0689 | SPA, ENPHASE ENERGY, INC., Manufacturer Rebate for 321-0232, End Date 9/30/2022, Q-00020638, 4205349 Expert Inc | -27.27 |  | No | Other | Shippable | 0 |  | Not Applicable as per Item Classification |  | Not Applicable
955-0690 | 955-0690 | SPA, ENPHASE ENERGY, INC., Manufacturer Rebate for 321-0233, End Date 9/30/2022, Q-00020638, 4205349 Expert Inc | -20.96 |  | No | Other | Shippable | 0 |  | Not Applicable as per Item Classification |  | Not Applicable
955-0691 | 955-0691 | SPA, ENPHASE ENERGY, INC., Manufacturer Rebate for 321-0229, End Date 9/30/2022, Q-00020872, 203265 Fuzion Home Services, Inc. | -24.08 |  | No | Other | Shippable | 0 |  | Not Applicable as per Item Classification |  | Not Applicable
955-0692 | 955-0692 | SPA, ENPHASE ENERGY, INC., Manufacturer Rebate for 321-0230, End Date 9/30/2022, Q-00020872, 203265 Fuzion Home Services, Inc. | -25.12 |  | No | Other | Shippable | 0 |  | Not Applicable as per Item Classification |  | Not Applicable
955-0693 | 955-0693 | SPA, ENPHASE ENERGY, INC., Manufacturer Rebate for 321-0232, End Date 9/30/2022, Q-00020872, 203265 Fuzion Home Services, Inc. | -28.35 |  | No | Other | Shippable | 0 |  | Not Applicable as per Item Classification |  | Not Applicable
955-0694 | 955-0694 | SPA, ENPHASE ENERGY, INC., Manufacturer Rebate for 321-0233, End Date 9/30/2022, Q-00020872, 203265 Fuzion Home Services, Inc. | -22.71 |  | No | Other | Shippable | 0 |  | Not Applicable as per Item Classification |  | Not Applicable
955-0695 | 955-0695 | SPA, ENPHASE ENERGY, INC., Manufacturer Rebate for 321-0215, End Date 9/30/2022, Q-00020872, 203265 Fuzion Home Services, Inc. | -27.56 |  | No | Other | Shippable | 0 |  | Not Applicable as per Item Classification |  | Not Applicable
955-0696 | 955-0696 | SPA, UNIRAC INC, Manufacturer Rebate for 210-1098, End Date 12/31/2040, Unirac SPA TreePublic, 89983 Treepublic | -14.04 |  | No | Other | Shippable | 0 |  | Not Applicable as per Item Classification |  | Not Applicable
955-0697 | 955-0697 | SPA, UNIRAC INC, Manufacturer Rebate for 210-1082, End Date 12/31/2040, Unirac SPA TreePublic, 89983 Treepublic | -6.3 |  | No | Other | Shippable | 0 |  | Not Applicable as per Item Classification |  | Not Applicable
955-0698 | 955-0698 | SPA, UNIRAC INC, Manufacturer Rebate for 210-1030, End Date 12/31/2024, Unirac SPA TreePublic, 89983 Treepublic | -4.31 |  | No | Other | Shippable | 0 |  | Not Applicable as per Item Classification |  | Not Applicable
955-0699 | 955-0699 | SPA, ENPHASE ENERGY, INC., Manufacturer Rebate for 321-0230, End Date 9/30/2022, Q-00019890, 6900 Aberration, Inc. dba South Texas Solar Systems, Inc. | -24.72 |  | No | Other | Shippable | 0 |  | Not Applicable as per Item Classification |  | Not Applicable
955-0700 | 955-0700 | SPA, ENPHASE ENERGY, INC., Manufacturer Rebate for 321-0232, End Date 9/30/2022, Q-00020687, 4204074 Ready Home Energy Inc | -38.5 |  | No | Other | Shippable | 0 |  | Not Applicable as per Item Classification |  | Not Applicable
955-0701 | 955-0701 | SPA, ENPHASE ENERGY, INC., Manufacturer Rebate for 321-0216, End Date 9/30/2022, Q-00020687, 4204074 Ready Home Energy Inc | -33.69 |  | No | Other | Shippable | 0 |  | Not Applicable as per Item Classification |  | Not Applicable
955-0702 | 955-0702 | SPA, ENPHASE ENERGY, INC., Manufacturer Rebate for 321-0230, End Date 9/30/2022, Q-00020687, 4204074 Ready Home Energy Inc | -39.9 |  | No | Other | Shippable | 0 |  | Not Applicable as per Item Classification |  | Not Applicable
955-0703 | 955-0703 | SPA, ENPHASE ENERGY, INC., Manufacturer Rebate for 321-0233, End Date 9/30/2022, Q-00020687, 4204074 Ready Home Energy Inc | -38.73 |  | No | Other | Shippable | 0 |  | Not Applicable as per Item Classification |  | Not Applicable
955-0704 | 955-0704 | SPA, ENPHASE ENERGY, INC., Manufacturer Rebate for 321-0230, End Date 9/30/2022, Q-00020372, 82214 Bermuda Engineering | -48.62 |  | No | Other | Shippable | 0 |  | Not Applicable as per Item Classification |  | Not Applicable
955-0705 | 955-0705 | SPA, ENPHASE ENERGY, INC., Manufacturer Rebate for 321-0230, End Date 9/30/2022, Q-0020251, 88279 Illuminate Solar Company | -4.37 |  | No | Other | Shippable | 0 |  | Not Applicable as per Item Classification |  | Not Applicable
955-0706 | 955-0706 | SPA, ENPHASE ENERGY, INC., Manufacturer Rebate for 321-0223, End Date 9/30/2022, Max Qty. 25, Q-00021550, 13529 Suntuity Solar LLC | -51.19 |  | No | Other | Shippable | 0 |  | Not Applicable as per Item Classification |  | Not Applicable
955-0707 | 955-0707 | SPA, ENPHASE ENERGY, INC., Manufacturer Rebate for 321-0216, End Date 9/30/2022, Max Qty. 2500, Q-00021550, 13529 Suntuity Solar LLC | -44.44 |  | No | Other | Shippable | 0 |  | Not Applicable as per Item Classification |  | Not Applicable
955-0708 | 955-0708 | SPA, ENPHASE ENERGY, INC., Manufacturer Rebate for 321-0229, End Date 9/30/2022, Max Qty. 1000, Q-00021550, 13529 Suntuity Solar LLC | -43.79 |  | No | Other | Shippable | 0 |  | Not Applicable as per Item Classification |  | Not Applicable
955-0709 | 955-0709 | SPA, ENPHASE ENERGY, INC., Manufacturer Rebate for 321-0233, End Date 9/30/2022, Max Qty. 2500, Q-00021550, 13529 Suntuity Solar LLC | -51.09 |  | No | Other | Shippable | 0 |  | Not Applicable as per Item Classification |  | Not Applicable
955-0710 | 955-0710 | SPA, ENPHASE ENERGY, INC., Manufacturer Rebate for 321-0230, End Date 9/30/2022, Max Qty. 25, Q-00021550, 13529 Suntuity Solar LLC | -58.84 |  | No | Other | Shippable | 0 |  | Not Applicable as per Item Classification |  | Not Applicable
955-0711 | 955-0711 | SPA, ENPHASE ENERGY, INC., Manufacturer Rebate for 321-0232, End Date 9/30/2022, Max Qty. 25, Q-00021550, 13529 Suntuity Solar LLC | -56.14 |  | No | Other | Shippable | 0 |  | Not Applicable as per Item Classification |  | Not Applicable
955-0712 | 955-0712 | SPA, ENPHASE ENERGY, INC., Manufacturer Rebate for 321-0231, End Date 9/30/2022, Max Qty. 25, Q-00021550, 13529 Suntuity Solar LLC | -63.41 |  | No | Other | Shippable | 0 |  | Not Applicable as per Item Classification |  | Not Applicable
955-0713 | 955-0713 | SPA, ENPHASE ENERGY, INC., Manufacturer Rebate for 321-0216, End Date 9/30/2022, Q-00021668, 4203656 Solarworx Inc | -14.98 |  | No | Other | Shippable | 0 |  | Not Applicable as per Item Classification |  | Not Applicable
955-0714 | 955-0714 | SPA, ENPHASE ENERGY, INC., Manufacturer Rebate for 321-0233, End Date 9/30/2022, Q-00021668, 4203656 Solarworx Inc | -9.9 |  | No | Other | Shippable | 0 |  | Not Applicable as per Item Classification |  | Not Applicable
955-0715 | 955-0715 | SPA, ENPHASE ENERGY, INC., Manufacturer Rebate for 321-0230, End Date 9/30/2022, Q-00021668, 4203656 Solarworx Inc | -6.27 |  | No | Other | Shippable | 0 |  | Not Applicable as per Item Classification |  | Not Applicable
955-0716 | 955-0716 | SPA, ENPHASE ENERGY, INC., Manufacturer Rebate for 321-0231, End Date 9/30/2022, Q-00021688, 4203656 Solarworx Inc | -15.57 |  | No | Other | Shippable | 0 |  | Not Applicable as per Item Classification |  | Not Applicable
955-0717 | 955-0717 | SPA, ENPHASE ENERGY, INC., Manufacturer Rebate for 321-0232, End Date 9/30/2022, Q-00021688, 4203656 Solarworx Inc | -14.64 |  | No | Other | Shippable | 0 |  | Not Applicable as per Item Classification |  | Not Applicable
955-0718 | 955-0718 | SPA, ENPHASE ENERGY, INC., Manufacturer Rebate for 321-0223, End Date 9/30/2022, Max Qty. 1, Q-00020638, 4205349 Expert Inc | -11.11 |  | No | Other | Shippable | 0 |  | Not Applicable as per Item Classification |  | Not Applicable
955-0719 | 955-0719 | SPA, ENPHASE ENERGY, INC., Manufacturer Rebate for 321-0233, End Date 9/30/2022, Q-00019986, 7110 MORTON SOLAR & WIND LLC dba MORTON SOLAR LLC | -17.79 |  | No | Other | Shippable | 0 |  | Not Applicable as per Item Classification |  | Not Applicable
955-0720 | 955-0720 | SPA, ENPHASE ENERGY, INC., Manufacturer Rebate for 321-0232, End Date 9/30/2022, Max Qty. 20000, Q-00019591, 203564 Complete Solar, Inc. | -56 |  | No | Other | Shippable | 0 |  | Not Applicable as per Item Classification |  | Not Applicable
955-0721 | 955-0721 | SPA, ENPHASE ENERGY, INC., Manufacturer Rebate for 321-0233, End Date 9/30/2022, Max Qty. 20000, Q-00019591, 203564 Complete Solar, Inc. | -41.05 |  | No | Other | Shippable | 0 |  | Not Applicable as per Item Classification |  | Not Applicable
955-0722 | 955-0722 | SPA, ENPHASE ENERGY, INC., Manufacturer Rebate for 321-0229, End Date 9/30/2022, Q-00021773, 4988651 Sunwave Energy LLC dba Sunwave Energy | -12.99 |  | No | Other | Shippable | 0 |  | Not Applicable as per Item Classification |  | Not Applicable
955-0723 | 955-0723 | SPA, ENPHASE ENERGY, INC., Manufacturer Rebate for 321-0232, End Date 9/30/2022, Q-00021773, 4988651 Sunwave Energy LLC dba Sunwave Energy | -16.33 |  | No | Other | Shippable | 0 |  | Not Applicable as per Item Classification |  | Not Applicable
955-0724 | 955-0724 | SPA, ENPHASE ENERGY, INC., Manufacturer Rebate for 321-0233, End Date 9/30/2022, Q-00021773, 4988651 Sunwave Energy LLC dba Sunwave Energy | -12.25 |  | No | Other | Shippable | 0 |  | Not Applicable as per Item Classification |  | Not Applicable
955-0725 | 955-0725 | SPA, ENPHASE ENERGY, INC., Manufacturer Rebate for 321-0229, End Date 9/30/2022, Q-00020895, 4988403 Transform Electric dba Transform Solar | -12.99 |  | No | Other | Shippable | 0 |  | Not Applicable as per Item Classification |  | Not Applicable
955-0726 | 955-0726 | SPA, ENPHASE ENERGY, INC., Manufacturer Rebate for 321-0230, End Date 9/30/2022, Q-00020895, 4988403 Transform Electric dba Transform Solar | -12.77 |  | No | Other | Shippable | 0 |  | Not Applicable as per Item Classification |  | Not Applicable
955-0727 | 955-0727 | SPA, ENPHASE ENERGY, INC., Manufacturer Rebate for 321-0231, End Date 9/30/2022, Q-00020895, 4988403 Transform Electric dba Transform Solar | -18.86 |  | No | Other | Shippable | 0 |  | Not Applicable as per Item Classification |  | Not Applicable
955-0728 | 955-0728 | SPA, ENPHASE ENERGY, INC., Manufacturer Rebate for 321-0232, End Date 9/30/2022, Q-00020895, 4988403 Transform Electric dba Transform Solar | -16.33 |  | No | Other | Shippable | 0 |  | Not Applicable as per Item Classification |  | Not Applicable
955-0729 | 955-0729 | SPA, ENPHASE ENERGY, INC., Manufacturer Rebate for 321-0233, End Date 9/30/2022, Q-00020895, 4988403 Transform Electric dba Transform Solar | -12.25 |  | No | Other | Shippable | 0 |  | Not Applicable as per Item Classification |  | Not Applicable
955-0730 | 955-0730 | SPA, ENPHASE ENERGY, INC., Manufacturer Rebate for 321-0223, End Date 1/29/2023, Q-00021762, 5931 Richards Distributing Inc dba RES Alaska, Inc. | -30.05 |  | No | Other | Shippable | 0 |  | Not Applicable as per Item Classification |  | Not Applicable
955-0731 | 955-0731 | SPA, ENPHASE ENERGY, INC., Manufacturer Rebate for 321-0230, End Date 9/30/2022, Q-00021773, 4988651 Sunwave Energy LLC dba Sunwave Energy | -12.77 |  | No | Other | Shippable | 0 |  | Not Applicable as per Item Classification |  | Not Applicable
955-0732 | 955-0732 | SPA, ENPHASE ENERGY, INC., Manufacturer Rebate for 321-0216, End Date 9/30/2022, Q000021436, 4988744 GR8FL Solar LLC | -15.47 |  | No | Other | Shippable | 0 |  | Not Applicable as per Item Classification |  | Not Applicable
955-0733 | 955-0733 | SPA, ENPHASE ENERGY, INC., Manufacturer Rebate for 321-0232, End Date 9/30/2022, Q-00021436, 4988744 GR8FL Solar LLC | -31.28 |  | No | Other | Shippable | 0 |  | Not Applicable as per Item Classification |  | Not Applicable
955-0734 | 955-0734 | SPA, ENPHASE ENERGY, INC., Manufacturer Rebate for 321-0233, End Date 9/30/2022, Q-00021436, 4988744 GR8FL Solar LLC | -24.05 |  | No | Other | Shippable | 0 |  | Not Applicable as per Item Classification |  | Not Applicable
955-0735 | 955-0735 | SPA, SOLARIA CORP, Manufacturer Rebate for 110-1222, End Date 12/31/2022, Solaria Spa - Electricare 3rd - 4th qtr 2022, 1032 ELECTRICARE INC. | -44.4 |  | No | Other | Shippable | 0 |  | Not Applicable as per Item Classification |  | Not Applicable
955-0736 | 955-0736 | SPA, UNIRAC INC, Manufacturer Rebate for 210-1030, End Date 12/31/2022, Max Qty. 1, Unirac SPA 2022, 203564 Complete Solar, Inc. | -2.46 |  | No | Other | Shippable | 0 |  | Not Applicable as per Item Classification |  | Not Applicable
955-0737 | 955-0737 | SPA, UNIRAC INC, Manufacturer Rebate for 260-0881, End Date 12/31/2022, Max Qty. 1, Unirac SPA 2022, 203564 Complete Solar, Inc. | -6.97 |  | No | Other | Shippable | 0 |  | Not Applicable as per Item Classification |  | Not Applicable
955-0738 | 955-0738 | SPA, UNIRAC INC, Manufacturer Rebate for 260-0015, End Date 12/31/2022, Max Qty. 1, Unirac SPA 2022, 203564 Complete Solar, Inc. | -0.19 |  | No | Other | Shippable | 0 |  | Not Applicable as per Item Classification |  | Not Applicable
955-0739 | 955-0739 | SPA, UNIRAC INC, Manufacturer Rebate for 270-0067, End Date 12/31/2022, Max Qty. 1, Unirac SPA 2022, 203564 Complete Solar, Inc. | -0.34 |  | No | Other | Shippable | 0 |  | Not Applicable as per Item Classification |  | Not Applicable
955-0740 | 955-0740 | SPA, UNIRAC INC, Manufacturer Rebate for 212-0006, End Date 12/31/2022, Max Qty. 1, Unirac SPA 2022, 203564 Complete Solar, Inc. | -0.51 |  | No | Other | Shippable | 0 |  | Not Applicable as per Item Classification |  | Not Applicable
955-0741 | 955-0741 | SPA, UNIRAC INC, Manufacturer Rebate for 210-1074, End Date 12/31/2022, Max Qty. 1, Unirac SPA 2022, 203564 Complete Solar, Inc. | -0.65 |  | No | Other | Shippable | 0 |  | Not Applicable as per Item Classification |  | Not Applicable
955-0742 | 955-0742 | SPA, UNIRAC INC, Manufacturer Rebate for 212-0009, End Date 12/31/2022, Max Qty. 1, Unirac SPA 2022, 203564 Complete Solar, Inc. | -0.72 |  | No | Other | Shippable | 0 |  | Not Applicable as per Item Classification |  | Not Applicable
955-0743 | 955-0743 | SPA, UNIRAC INC, Manufacturer Rebate for 210-0216, End Date 12/31/2022, Max Qty. 1, Unirac SPA 2022, 203564 Complete Solar, Inc. | -4 |  | No | Other | Shippable | 0 |  | Not Applicable as per Item Classification |  | Not Applicable
955-0744 | 955-0744 | SPA, UNIRAC INC, Manufacturer Rebate for 260-0899, End Date 12/31/2022, Max Qty. 1, Unirac SPA 2022, 203564 Complete Solar, Inc. | -0.88 |  | No | Other | Shippable | 0 |  | Not Applicable as per Item Classification |  | Not Applicable
955-0745 | 955-0745 | SPA, REC SOLAR dba REC AMERICAS, LLC, Manufacturer Rebate for 110-1310, End Date 9/30/2022, Special Pricing Agreement: OGW ENERGY RESOURCES, SOLIGENT, and REC AMERICAS LLC, 4203233 Ohio Green Wind LLC dba OGW Energy Resources | -53.8 |  | No | Other | Shippable | 0 |  | Not Applicable as per Item Classification |  | Not Applicable
955-0746 | 955-0746 | SPA, SOLAREDGE TECHNOLOGIES INC, Manufacturer Rebate for 310-0287, End Date 9/30/2022, SOL1360, 4203896 Texas Solar Integrated | -31.49 |  | No | Other | Shippable | 0 |  | Not Applicable as per Item Classification |  | Not Applicable
955-0747 | 955-0747 | SPA, SOLAREDGE TECHNOLOGIES INC, Manufacturer Rebate for 310-0288, End Date 9/30/2022, SOL1360, 4203896 Texas Solar Integrated | -215.92 |  | No | Other | Shippable | 0 |  | Not Applicable as per Item Classification |  | Not Applicable
955-0748 | 955-0748 | SPA, SOLAREDGE TECHNOLOGIES INC, Manufacturer Rebate for 310-0283, End Date 9/30/2022, SOL1360, 4203896 Texas Solar Integrated | -122.79 |  | No | Other | Shippable | 0 |  | Not Applicable as per Item Classification |  | Not Applicable
955-0749 | 955-0749 | SPA, SOLAREDGE TECHNOLOGIES INC, Manufacturer Rebate for 310-0284, End Date 9/30/2022, SOL1360, 4203896 Texas Solar Integrated | -275.35 |  | No | Other | Shippable | 0 |  | Not Applicable as per Item Classification |  | Not Applicable
955-0750 | 955-0750 | SPA, SOLAREDGE TECHNOLOGIES INC, Manufacturer Rebate for 310-0285, End Date 9/30/2022, SOL1360, 4203896 Texas Solar Integrated | -286.97 |  | No | Other | Shippable | 0 |  | Not Applicable as per Item Classification |  | Not Applicable
955-0751 | 955-0751 | SPA, SOLAREDGE TECHNOLOGIES INC, Manufacturer Rebate for 310-0286, End Date 9/30/2022, SOL1360, 4203896 Texas Solar Integrated | -262.06 |  | No | Other | Shippable | 0 |  | Not Applicable as per Item Classification |  | Not Applicable
955-0752 | 955-0752 | SPA, SOLAREDGE TECHNOLOGIES INC, Manufacturer Rebate for 310-0644, End Date 9/30/2022, SOL1360, 4203896 Texas Solar Integrated | -234.93 |  | No | Other | Shippable | 0 |  | Not Applicable as per Item Classification |  | Not Applicable
955-0753 | 955-0753 | SPA, SOLAREDGE TECHNOLOGIES INC, Manufacturer Rebate for 310-0645, End Date 9/30/2022, SOL1360, 4203896 Texas Solar Integrated | -242.72 |  | No | Other | Shippable | 0 |  | Not Applicable as per Item Classification |  | Not Applicable
955-0754 | 955-0754 | SPA, SOLAREDGE TECHNOLOGIES INC, Manufacturer Rebate for 310-0646, End Date 9/30/2022, SOL1360, 4203896 Texas Solar Integrated | -289.46 |  | No | Other | Shippable | 0 |  | Not Applicable as per Item Classification |  | Not Applicable
955-0755 | 955-0755 | SPA, SOLAREDGE TECHNOLOGIES INC, Manufacturer Rebate for 310-0647, End Date 9/30/2022, SOL1360, 4203896 Texas Solar Integrated | -304.6 |  | No | Other | Shippable | 0 |  | Not Applicable as per Item Classification |  | Not Applicable
955-0756 | 955-0756 | SPA, SOLAREDGE TECHNOLOGIES INC, Manufacturer Rebate for 310-0648, End Date 9/30/2022, SOL1360, 4203896 Texas Solar Integrated | -327.39 |  | No | Other | Shippable | 0 |  | Not Applicable as per Item Classification |  | Not Applicable
955-0757 | 955-0757 | SPA, SOLAREDGE TECHNOLOGIES INC, Manufacturer Rebate for 565-0230, End Date 9/30/2022, SOL1360, 4203896 Texas Solar Integrated | -10.47 |  | No | Other | Shippable | 0 |  | Not Applicable as per Item Classification |  | Not Applicable
955-0758 | 955-0758 | SPA, SOLAREDGE TECHNOLOGIES INC, Manufacturer Rebate for 565-0238, End Date 9/30/2022, SOL1360, 4203896 Texas Solar Integrated | -10.74 |  | No | Other | Shippable | 0 |  | Not Applicable as per Item Classification |  | Not Applicable
955-0759 | 955-0759 | SPA, SOLAREDGE TECHNOLOGIES INC, Manufacturer Rebate for 565-0108, End Date 9/30/2022, SOL1360, 4203896 Texas Solar Integrated | -10.57 |  | No | Other | Shippable | 0 |  | Not Applicable as per Item Classification |  | Not Applicable
955-0760 | 955-0760 | SPA, SOLAREDGE TECHNOLOGIES INC, Manufacturer Rebate for 570-0240, End Date 9/30/2022, SOL1360, 4203896 Texas Solar Integrated | -56.08 |  | No | Other | Shippable | 0 |  | Not Applicable as per Item Classification |  | Not Applicable
955-0761 | 955-0761 | SPA, ENPHASE ENERGY, INC., Manufacturer Rebate for 321-0229, End Date 9/30/2022, Q-00019867, 4204047 Circle L Solar, Inc | -18.89 |  | No | Other | Shippable | 0 |  | Not Applicable as per Item Classification |  | Not Applicable
955-0762 | 955-0762 | SPA, ENPHASE ENERGY, INC., Manufacturer Rebate for 321-0233, End Date 9/30/2022, Q-00019867, 4204047 Circle L Solar, Inc | -18.24 |  | No | Other | Shippable | 0 |  | Not Applicable as per Item Classification |  | Not Applicable
955-0763 | 955-0763 | SPA, ENPHASE ENERGY, INC., Manufacturer Rebate for 570-1196, End Date 9/30/2022, Max Qty. 1, Q-00020861, 4205222 Pro Custom Solar LLC dba Momentum Solar | -232.38 |  | No | Other | Shippable | 0 |  | Not Applicable as per Item Classification |  | Not Applicable
955-0764 | 955-0764 | SPA, ENPHASE ENERGY, INC., Manufacturer Rebate for 321-0230, End Date 9/30/2022, Max Qty. 750, Q-00020798, 4204322 Desert View Remodelers LLC dba Universal Solar Direct | -27.69 |  | No | Other | Shippable | 0 |  | Not Applicable as per Item Classification |  | Not Applicable
955-0765 | 955-0765 | SPA, ENPHASE ENERGY, INC., Manufacturer Rebate for 321-0231, End Date 9/30/2022, Max Qty. 750, Q-00020798, 4204322 Desert View Remodelers LLC dba Universal Solar Direct | -31.74 |  | No | Other | Shippable | 0 |  | Not Applicable as per Item Classification |  | Not Applicable
955-0766 | 955-0766 | SPA, ENPHASE ENERGY, INC., Manufacturer Rebate for 321-0232, End Date 9/30/2022, Max Qty. 750, Q-00020798, 4204322 Desert View Remodelers LLC dba Universal Solar Direct | -28.62 |  | No | Other | Shippable | 0 |  | Not Applicable as per Item Classification |  | Not Applicable
955-0767 | 955-0767 | SPA, ENPHASE ENERGY, INC., Manufacturer Rebate for 321-0233, End Date 9/30/2022, Max Qty. 750, Q-00020798, 4204322 Desert View Remodelers LLC dba Universal Solar Direct | -27.24 |  | No | Other | Shippable | 0 |  | Not Applicable as per Item Classification |  | Not Applicable
955-0768 | 955-0768 | SPA, IRONRIDGE, Manufacturer Rebate for 211-0521, End Date 12/31/2022, IronRidgeSPAKrannich Solar West LLC, 203377 Krannich Solar West LLC | -1.49 |  | No | Other | Shippable | 0 |  | Not Applicable as per Item Classification |  | Not Applicable
955-0769 | 955-0769 | SPA, IRONRIDGE, Manufacturer Rebate for 211-0522, End Date 12/31/2022, IronRidgeSPAKrannich Solar West LLC, 203377 Krannich Solar West LLC | -1.39 |  | No | Other | Shippable | 0 |  | Not Applicable as per Item Classification |  | Not Applicable
955-0770 | 955-0770 | SPA, IRONRIDGE, Manufacturer Rebate for DS-211-0521, End Date 12/31/2022, IronRidgeSPAKrannich Solar West LLC, 203377 Krannich Solar West LLC | -2.24 |  | No | Other | Shippable | 0 |  | Not Applicable as per Item Classification |  | Not Applicable
955-0771 | 955-0771 | SPA, IRONRIDGE, Manufacturer Rebate for DS-211-0522, End Date 12/31/2022, IronRidgeSPAKrannich Solar West LLC, 203377 Krannich Solar West LLC | -2.08 |  | No | Other | Shippable | 0 |  | Not Applicable as per Item Classification |  | Not Applicable
955-0772 | 955-0772 | SPA, ENPHASE ENERGY, INC., Manufacturer Rebate for 321-0232, End Date 9/30/2022, Max Qty. 1, Q-00020606, 203319 Good Faith Energy | -28.63 |  | No | Other | Shippable | 0 |  | Not Applicable as per Item Classification |  | Not Applicable
955-0773 | 955-0773 | SPA, ENPHASE ENERGY, INC., Manufacturer Rebate for 321-0231, End Date 9/30/2022, Max Qty. 1, Q-00020606, 203319 Good Faith Energy | -31.24 |  | No | Other | Shippable | 0 |  | Not Applicable as per Item Classification |  | Not Applicable
955-0774 | 955-0774 | SPA, ENPHASE ENERGY, INC., Manufacturer Rebate for 321-0223, End Date 9/30/2022, Q-00019929, 14769 All Energy Solar, Inc. | -53.65 |  | No | Other | Shippable | 0 |  | Not Applicable as per Item Classification |  | Not Applicable
955-0775 | 955-0775 | SPA, SOLARIA CORP, Manufacturer Rebate for 110-1254, End Date 12/31/2022, Solaria $0.07 - Basad DBA Elite Solar, 121208 Basad Construction DBA Elite Solar | -28 |  | No | Other | Shippable | 0 |  | Not Applicable as per Item Classification |  | Not Applicable
955-0776 | 955-0776 | SPA, SOLAREDGE TECHNOLOGIES INC, Manufacturer Rebate for 310-0599, End Date 9/30/2022, SOL1956, 203342 Solarize LLC | -149.04 |  | No | Other | Shippable | 0 |  | Not Applicable as per Item Classification |  | Not Applicable
955-0777 | 955-0777 | SPA, SOLAREDGE TECHNOLOGIES INC, Manufacturer Rebate for 310-0199, End Date 9/30/2022, SOL1956, 203342 Solarize LLC | 219.95 |  | No | Other | Shippable | 0 |  | Not Applicable as per Item Classification |  | Not Applicable
955-0778 | 955-0778 | SPA, SOLAREDGE TECHNOLOGIES INC, Manufacturer Rebate for 310-0283, End Date 9/30/2022, SOL1956, 203342 Solarize LLC | -97.86 |  | No | Other | Shippable | 0 |  | Not Applicable as per Item Classification |  | Not Applicable
955-0779 | 955-0779 | SPA, SOLAREDGE TECHNOLOGIES INC, Manufacturer Rebate for 310-0284, End Date 9/30/2022, SOL1956, 203342 Solarize LLC | -157.6 |  | No | Other | Shippable | 0 |  | Not Applicable as per Item Classification |  | Not Applicable
955-0780 | 955-0780 | SPA, SOLAREDGE TECHNOLOGIES INC, Manufacturer Rebate for 310-0285, End Date 9/30/2022, SOL1956, 203342 Solarize LLC | -160.6 |  | No | Other | Shippable | 0 |  | Not Applicable as per Item Classification |  | Not Applicable
955-0781 | 955-0781 | SPA, SOLAREDGE TECHNOLOGIES INC, Manufacturer Rebate for 310-0287, End Date 9/30/2022, SOL1956, 203342 Solarize LLC | 26.33 |  | No | Other | Shippable | 0 |  | Not Applicable as per Item Classification |  | Not Applicable
955-0782 | 955-0782 | SPA, SOLAREDGE TECHNOLOGIES INC, Manufacturer Rebate for 310-0288, End Date 9/30/2022, SOL1956, 203342 Solarize LLC | -166.51 |  | No | Other | Shippable | 0 |  | Not Applicable as per Item Classification |  | Not Applicable
955-0783 | 955-0783 | SPA, SOLAREDGE TECHNOLOGIES INC, Manufacturer Rebate for 310-0291, End Date 9/30/2022, SOL1956, 203342 Solarize LLC | 26.33 |  | No | Other | Shippable | 0 |  | Not Applicable as per Item Classification |  | Not Applicable
955-0784 | 955-0784 | SPA, SOLAREDGE TECHNOLOGIES INC, Manufacturer Rebate for 310-0292, End Date 9/30/2022, SOL1956, 203342 Solarize LLC | -166.51 |  | No | Other | Shippable | 0 |  | Not Applicable as per Item Classification |  | Not Applicable
955-0785 | 955-0785 | SPA, SOLAREDGE TECHNOLOGIES INC, Manufacturer Rebate for 310-0595, End Date 9/30/2022, SOL1956, 203342 Solarize LLC | -89.91 |  | No | Other | Shippable | 0 |  | Not Applicable as per Item Classification |  | Not Applicable
955-0786 | 955-0786 | SPA, SOLAREDGE TECHNOLOGIES INC, Manufacturer Rebate for 310-0596, End Date 9/30/2022, SOL1956, 203342 Solarize LLC | -148.16 |  | No | Other | Shippable | 0 |  | Not Applicable as per Item Classification |  | Not Applicable
955-0787 | 955-0787 | SPA, SOLAREDGE TECHNOLOGIES INC, Manufacturer Rebate for 310-0597, End Date 9/30/2022, SOL1956, 203342 Solarize LLC | -151.16 |  | No | Other | Shippable | 0 |  | Not Applicable as per Item Classification |  | Not Applicable
955-0788 | 955-0788 | SPA, SOLAREDGE TECHNOLOGIES INC, Manufacturer Rebate for 310-0598, End Date 9/30/2022, SOL1956, 203342 Solarize LLC | -163.16 |  | No | Other | Shippable | 0 |  | Not Applicable as per Item Classification |  | Not Applicable
955-0789 | 955-0789 | SPA, SOLAREDGE TECHNOLOGIES INC, Manufacturer Rebate for 310-0600, End Date 9/30/2022, SOL1956, 203342 Solarize LLC | -156.63 |  | No | Other | Shippable | 0 |  | Not Applicable as per Item Classification |  | Not Applicable
955-0790 | 955-0790 | SPA, SOLAREDGE TECHNOLOGIES INC, Manufacturer Rebate for 310-0639, End Date 9/30/2022, SOL1956, 203342 Solarize LLC | -121.16 |  | No | Other | Shippable | 0 |  | Not Applicable as per Item Classification |  | Not Applicable
955-0791 | 955-0791 | SPA, SOLAREDGE TECHNOLOGIES INC, Manufacturer Rebate for 310-0644, End Date 9/30/2022, SOL1956, 203342 Solarize LLC | -194.41 |  | No | Other | Shippable | 0 |  | Not Applicable as per Item Classification |  | Not Applicable
955-0792 | 955-0792 | SPA, SOLAREDGE TECHNOLOGIES INC, Manufacturer Rebate for 310-0645, End Date 9/30/2022, SOL1956, 203342 Solarize LLC | -197.4 |  | No | Other | Shippable | 0 |  | Not Applicable as per Item Classification |  | Not Applicable
955-0793 | 955-0793 | SPA, SOLAREDGE TECHNOLOGIES INC, Manufacturer Rebate for 310-0646, End Date 9/30/2022, SOL1956, 203342 Solarize LLC | -222.5 |  | No | Other | Shippable | 0 |  | Not Applicable as per Item Classification |  | Not Applicable
955-0794 | 955-0794 | SPA, SOLAREDGE TECHNOLOGIES INC, Manufacturer Rebate for 310-0647, End Date 9/30/2022, SOL1956, 203342 Solarize LLC | -203.47 |  | No | Other | Shippable | 0 |  | Not Applicable as per Item Classification |  | Not Applicable
955-0795 | 955-0795 | SPA, SOLAREDGE TECHNOLOGIES INC, Manufacturer Rebate for 310-0648, End Date 9/30/2022, SOL1956, 203342 Solarize LLC | -194.56 |  | No | Other | Shippable | 0 |  | Not Applicable as per Item Classification |  | Not Applicable
955-0796 | 955-0796 | SPA, SOLAREDGE TECHNOLOGIES INC, Manufacturer Rebate for 310-0658, End Date 9/30/2022, SOL1956, 203342 Solarize LLC | -156.63 |  | No | Other | Shippable | 0 |  | Not Applicable as per Item Classification |  | Not Applicable
955-0797 | 955-0797 | SPA, SOLAREDGE TECHNOLOGIES INC, Manufacturer Rebate for 565-0229, End Date 9/30/2022, SOL1956, 203342 Solarize LLC | -5.1 |  | No | Other | Shippable | 0 |  | Not Applicable as per Item Classification |  | Not Applicable
955-0798 | 955-0798 | SPA, SOLAREDGE TECHNOLOGIES INC, Manufacturer Rebate for 565-0230, End Date 9/30/2022, SOL1956, 203342 Solarize LLC | 1.59 |  | No | Other | Shippable | 0 |  | Not Applicable as per Item Classification |  | Not Applicable
955-0799 | 955-0799 | SPA, SOLAREDGE TECHNOLOGIES INC, Manufacturer Rebate for 565-0238, End Date 9/30/2022, SOL1956, 203342 Solarize LLC | -5.09 |  | No | Other | Shippable | 0 |  | Not Applicable as per Item Classification |  | Not Applicable
955-0800 | 955-0800 | SPA, SOLAREDGE TECHNOLOGIES INC, Manufacturer Rebate for 565-0239, End Date 9/30/2022, SOL1956, 203342 Solarize LLC | -5.14 |  | No | Other | Shippable | 0 |  | Not Applicable as per Item Classification |  | Not Applicable
955-0801 | 955-0801 | SPA, UNIRAC INC, Manufacturer Rebate for 250-1369, End Date 12/31/2022, Unirac SPA, 30707 Best Energy Power 2015 LLC dba Best Energy Power | -9.91 |  | No | Other | Shippable | 0 |  | Not Applicable as per Item Classification |  | Not Applicable
955-0802 | 955-0802 | SPA, UNIRAC INC, Manufacturer Rebate for 260-0878, End Date 12/31/2022, Max Qty. 1, Unirac Arrowpoint Spa, 4988447 Arrowhead Solar LLC dba Arrowpoint Solar | -0.22 |  | No | Other | Shippable | 0 |  | Not Applicable as per Item Classification |  | Not Applicable
955-0803 | 955-0803 | SPA, UNIRAC INC, Manufacturer Rebate for 250-1372, End Date 12/31/2022, Unirac SPA, 30707 Best Energy Power 2015 LLC dba Best Energy Power | -0.48 |  | No | Other | Shippable | 0 |  | Not Applicable as per Item Classification |  | Not Applicable
955-0804 | 955-0804 | SPA, UNIRAC INC, Manufacturer Rebate for 250-1370, End Date 12/31/2022, Unirac SPA, 30707 Best Energy Power 2015 LLC dba Best Energy Power | -0.39 |  | No | Other | Shippable | 0 |  | Not Applicable as per Item Classification |  | Not Applicable
955-0805 | 955-0805 | SPA, UNIRAC INC, Manufacturer Rebate for 250-1371, End Date 12/31/2022, Unirac SPA, 30707 Best Energy Power 2015 LLC dba Best Energy Power | -0.21 |  | No | Other | Shippable | 0 |  | Not Applicable as per Item Classification |  | Not Applicable
955-0806 | 955-0806 | SPA, APTOS SOLAR TECHNOLOGY, LLC, Manufacturer Rebate for 110-1364, End Date 12/31/2023, Aptos SPA Energy Solutions Direct, 203176 Energy Solutions Direct | -7.4 |  | No | Other | Shippable | 0 |  | Not Applicable as per Item Classification |  | Not Applicable
955-0807 | 955-0807 | SPA, PANASONIC CORPORATION OF NORTH AMERICA, Manufacturer Rebate for 110-1368, End Date 9/30/2022, 2022 National SPA Soligent.CES - Q2 Renewal, 88596 American Array Solar | -27.1 |  | No | Other | Shippable | 0 |  | Not Applicable as per Item Classification |  | Not Applicable
955-0808 | 955-0808 | SPA, SOLAREDGE TECHNOLOGIES INC, Manufacturer Rebate for 310-0599, End Date 9/30/2022, SOL1360, 4203896 Texas Solar Integrated | -196.66 |  | No | Other | Shippable | 0 |  | Not Applicable as per Item Classification |  | Not Applicable
955-0809 | 955-0809 | SPA, SOLAREDGE TECHNOLOGIES INC, Manufacturer Rebate for 310-0597, End Date 9/30/2022, SOL1360, 4203896 Texas Solar Integrated | -288.85 |  | No | Other | Shippable | 0 |  | Not Applicable as per Item Classification |  | Not Applicable
955-0810 | 955-0810 | SPA, SOLAREDGE TECHNOLOGIES INC, Manufacturer Rebate for 310-0598, End Date 9/30/2022, SOL1360, 4203896 Texas Solar Integrated | -262.52 |  | No | Other | Shippable | 0 |  | Not Applicable as per Item Classification |  | Not Applicable
955-0811 | 955-0811 | SPA, SOLAREDGE TECHNOLOGIES INC, Manufacturer Rebate for 310-0595, End Date 9/30/2022, SOL1360, 4203896 Texas Solar Integrated | -126.44 |  | No | Other | Shippable | 0 |  | Not Applicable as per Item Classification |  | Not Applicable
955-0812 | 955-0812 | SPA, SOLAREDGE TECHNOLOGIES INC, Manufacturer Rebate for 310-0600, End Date 9/30/2022, SOL1360, 4203896 Texas Solar Integrated | -215.95 |  | No | Other | Shippable | 0 |  | Not Applicable as per Item Classification |  | Not Applicable
955-0813 | 955-0813 | SPA, ENPHASE ENERGY, INC., Manufacturer Rebate for 570-1189, End Date 9/30/2022, Q-00021977, 4988447 Arrowhead Solar LLC dba Arrowpoint Solar | -17.73 |  | No | Other | Shippable | 0 |  | Not Applicable as per Item Classification |  | Not Applicable
955-0814 | 955-0814 | SPA, ENPHASE ENERGY, INC., Manufacturer Rebate for 321-0229, End Date 9/30/2022, Q-00021977, 4988447 Arrowhead Solar LLC dba Arrowpoint Solar | -30.94 |  | No | Other | Shippable | 0 |  | Not Applicable as per Item Classification |  | Not Applicable
955-0815 | 955-0815 | SPA, ENPHASE ENERGY, INC., Manufacturer Rebate for 321-0230, End Date 9/30/2022, Q-00021977, 4988447 Arrowhead Solar LLC dba Arrowpoint Solar | -43.57 |  | No | Other | Shippable | 0 |  | Not Applicable as per Item Classification |  | Not Applicable
955-0816 | 955-0816 | SPA, ENPHASE ENERGY, INC., Manufacturer Rebate for 321-0232, End Date 9/30/2022, Q-00021977, 4988447 Arrowhead Solar LLC dba Arrowpoint Solar | -42.14 |  | No | Other | Shippable | 0 |  | Not Applicable as per Item Classification |  | Not Applicable
955-0817 | 955-0817 | SPA, ENPHASE ENERGY, INC., Manufacturer Rebate for 321-0233, End Date 9/30/2022, Q-00021977, 4988447 Arrowhead Solar LLC dba Arrowpoint Solar | -40 |  | No | Other | Shippable | 0 |  | Not Applicable as per Item Classification |  | Not Applicable
955-0818 | 955-0818 | SPA, ENPHASE ENERGY, INC., Manufacturer Rebate for 570-1226, End Date 9/30/2022, Q-00021977, 4988447 Arrowhead Solar LLC dba Arrowpoint Solar | -99.37 |  | No | Other | Shippable | 0 |  | Not Applicable as per Item Classification |  | Not Applicable
955-0819 | 955-0819 | SPA, ENPHASE ENERGY, INC., Manufacturer Rebate for 321-0230, End Date 9/30/2022, Q-0020250, 88596 American Array Solar | -12.95 |  | No | Other | Shippable | 0 |  | Not Applicable as per Item Classification |  | Not Applicable
955-0820 | 955-0820 | SPA, REC SOLAR dba REC AMERICAS, LLC, Manufacturer Rebate for 110-1310, End Date 12/31/2022, Special Pricing Agreement: RECTIFY SOLAR, SOLIGENT, and REC AMERICAS LLC, 120936 Rectify LLC dba Rectify Solar | -55.79 |  | No | Other | Shippable | 0 |  | Not Applicable as per Item Classification |  | Not Applicable
955-0821 | 955-0821 | SPA, ENPHASE ENERGY, INC., Manufacturer Rebate for 570-1196, End Date 9/30/2022, SP-2022, 4204626 Surf Clean Energy | -279.37 |  | No | Other | Shippable | 0 |  | Not Applicable as per Item Classification |  | Not Applicable
955-0822 | 955-0822 | SPA, ENPHASE ENERGY, INC., Manufacturer Rebate for 321-0233, End Date 9/30/2022, Q-00021981, 4204658 Premier Aesthetix Installation and Construction LLC | -18.15 |  | No | Other | Shippable | 0 |  | Not Applicable as per Item Classification |  | Not Applicable
955-0823 | 955-0823 | SPA, ENPHASE ENERGY, INC., Manufacturer Rebate for 360-0329, End Date 9/30/2022, SP-2022, 4204626 Surf Clean Energy | -10.53 |  | No | Other | Shippable | 0 |  | Not Applicable as per Item Classification |  | Not Applicable
955-0824 | 955-0824 | SPA, ENPHASE ENERGY, INC., Manufacturer Rebate for 321-0223, End Date 9/30/2022, SP-2022, 4204626 Surf Clean Energy | -43.65 |  | No | Other | Shippable | 0 |  | Not Applicable as per Item Classification |  | Not Applicable
955-0825 | 955-0825 | SPA, ENPHASE ENERGY, INC., Manufacturer Rebate for 321-0216, End Date 2/22/2023, Q-00022136, 80230 Goldstar Construction & Solar Systems dba Levine Homes Construction | -6.75 |  | No | Other | Shippable | 0 |  | Not Applicable as per Item Classification |  | Not Applicable
955-0826 | 955-0826 | SPA, ENPHASE ENERGY, INC., Manufacturer Rebate for 321-0233, End Date 9/30/2022, Q-00020250, 88596 American Array Solar | -20.25 |  | No | Other | Shippable | 0 |  | Not Applicable as per Item Classification |  | Not Applicable
955-0827 | 955-0827 | SPA, SOLAREDGE TECHNOLOGIES INC, Manufacturer Rebate for 310-0657, End Date 9/30/2022, SOL1360, 4203896 Texas Solar Integrated | -196.66 |  | No | Other | Shippable | 0 |  | Not Applicable as per Item Classification |  | Not Applicable
955-0828 | 955-0828 | SPA, SOLAREDGE TECHNOLOGIES INC, Manufacturer Rebate for 310-0658, End Date 9/30/2022, SOL1360, 4203896 Texas Solar Integrated | -217.8 |  | No | Other | Shippable | 0 |  | Not Applicable as per Item Classification |  | Not Applicable
955-0829 | 955-0829 | SPA, ENPHASE ENERGY, INC., Manufacturer Rebate for 360-0328, End Date 9/30/2022, SP-2022, 4988826:1 Elite Energy Consulting dba Elite Energy Consulting Inc-Sunnova | -4.42 |  | No | Other | Shippable | 0 |  | Not Applicable as per Item Classification |  | Not Applicable
955-0830 | 955-0830 | SPA, ENPHASE ENERGY, INC., Manufacturer Rebate for 321-0233, End Date 9/30/2022, SP-2022, 4988826:1 Elite Energy Consulting dba Elite Energy Consulting Inc-Sunnova | -24.71 |  | No | Other | Shippable | 0 |  | Not Applicable as per Item Classification |  | Not Applicable
955-0831 | 955-0831 | SPA, ENPHASE ENERGY, INC., Manufacturer Rebate for 570-1226, End Date 9/30/2022, SP-2022, 4988826:1 Elite Energy Consulting dba Elite Energy Consulting Inc-Sunnova | -206.07 |  | No | Other | Shippable | 0 |  | Not Applicable as per Item Classification |  | Not Applicable
955-0832 | 955-0832 | SPA, ENPHASE ENERGY, INC., Manufacturer Rebate for 321-0215, End Date 12/31/2022, Q-00022011, 4205349 Expert Inc | -11.3 |  | No | Other | Shippable | 0 |  | Not Applicable as per Item Classification |  | Not Applicable
955-0833 | 955-0833 | SPA, ENPHASE ENERGY, INC., Manufacturer Rebate for 321-0216, End Date 12/31/2022, Q-00022011, 4205349 Expert Inc | -10.64 |  | No | Other | Shippable | 0 |  | Not Applicable as per Item Classification |  | Not Applicable
955-0834 | 955-0834 | SPA, ENPHASE ENERGY, INC., Manufacturer Rebate for 321-0223, End Date 12/31/2022, Q-00022011, 4205349 Expert Inc | -11.11 |  | No | Other | Shippable | 0 |  | Not Applicable as per Item Classification |  | Not Applicable
955-0835 | 955-0835 | SPA, ENPHASE ENERGY, INC., Manufacturer Rebate for 321-0229, End Date 12/31/2022, Q-00022011, 4205349 Expert Inc | -27.5 |  | No | Other | Shippable | 0 |  | Not Applicable as per Item Classification |  | Not Applicable
955-0836 | 955-0836 | SPA, ENPHASE ENERGY, INC., Manufacturer Rebate for 321-0230, End Date 12/31/2022, Q-00022011, 4205349 Expert Inc | -28.31 |  | No | Other | Shippable | 0 |  | Not Applicable as per Item Classification |  | Not Applicable
955-0837 | 955-0837 | SPA, ENPHASE ENERGY, INC., Manufacturer Rebate for 321-0231, End Date 12/31/2022, Q-00022011, 4205349 Expert Inc | -39.92 |  | No | Other | Shippable | 0 |  | Not Applicable as per Item Classification |  | Not Applicable
955-0838 | 955-0838 | SPA, ENPHASE ENERGY, INC., Manufacturer Rebate for 321-0232, End Date 12/31/2022, Q-00022011, 4205349 Expert Inc | -34.56 |  | No | Other | Shippable | 0 |  | Not Applicable as per Item Classification |  | Not Applicable
955-0839 | 955-0839 | SPA, ENPHASE ENERGY, INC., Manufacturer Rebate for 321-0233, End Date 12/31/2022, Q-00022011, 4205349 Expert Inc | -26.76 |  | No | Other | Shippable | 0 |  | Not Applicable as per Item Classification |  | Not Applicable
955-0840 | 955-0840 | SPA, ENPHASE ENERGY, INC., Manufacturer Rebate for 321-0215, End Date 9/30/2022, Q-00020250, 88596 American Array Solar | -23.89 |  | No | Other | Shippable | 0 |  | Not Applicable as per Item Classification |  | Not Applicable
955-0841 | 955-0841 | SPA, SOLAREDGE TECHNOLOGIES INC, Manufacturer Rebate for 330-0584, End Date 6/30/2023, SOL1250, 4204719 Motive Energy Storage Systems, Inc | -1210 |  | No | Other | Shippable | 0 |  | Not Applicable as per Item Classification |  | Not Applicable
955-0842 | 955-0842 | SPA, SOLAREDGE TECHNOLOGIES INC, Manufacturer Rebate for 330-0583, End Date 6/30/2023, SOL1250, 4204719 Motive Energy Storage Systems, Inc | -450 |  | No | Other | Shippable | 0 |  | Not Applicable as per Item Classification |  | Not Applicable
955-0843 | 955-0843 | SPA, SOLAREDGE TECHNOLOGIES INC, Manufacturer Rebate for 330-0577, End Date 6/30/2023, SOL1250, 4204719 Motive Energy Storage Systems, Inc | -100 |  | No | Other | Shippable | 0 |  | Not Applicable as per Item Classification |  | Not Applicable
955-0844 | 955-0844 | SPA, SOLAREDGE TECHNOLOGIES INC, Manufacturer Rebate for 330-0582, End Date 6/30/2023, SOL1250, 4204719 Motive Energy Storage Systems, Inc | -400 |  | No | Other | Shippable | 0 |  | Not Applicable as per Item Classification |  | Not Applicable
955-0845 | 955-0845 | SPA, SOLAREDGE TECHNOLOGIES INC, Manufacturer Rebate for 330-0581, End Date 6/30/2023, SOL1250, 4204719 Motive Energy Storage Systems, Inc | -300 |  | No | Other | Shippable | 0 |  | Not Applicable as per Item Classification |  | Not Applicable
955-0846 | 955-0846 | SPA, SOLAREDGE TECHNOLOGIES INC, Manufacturer Rebate for 330-0574, End Date 6/30/2023, SOL1250, 4204719 Motive Energy Storage Systems, Inc | -500 |  | No | Other | Shippable | 0 |  | Not Applicable as per Item Classification |  | Not Applicable
955-0847 | 955-0847 | SPA, SOLAREDGE TECHNOLOGIES INC, Manufacturer Rebate for 565-0235, End Date 6/30/2023, SOL1250, 4204719 Motive Energy Storage Systems, Inc | -7.5 |  | No | Other | Shippable | 0 |  | Not Applicable as per Item Classification |  | Not Applicable
955-0848 | 955-0848 | SPA, SOLAREDGE TECHNOLOGIES INC, Manufacturer Rebate for 565-0230, End Date 6/30/2023, SOL1250, 4204719 Motive Energy Storage Systems, Inc | -1.78 |  | No | Other | Shippable | 0 |  | Not Applicable as per Item Classification |  | Not Applicable
955-0849 | 955-0849 | SPA, SOLAREDGE TECHNOLOGIES INC, Manufacturer Rebate for 565-0236, End Date 6/30/2023, SOL1250, 4204719 Motive Energy Storage Systems, Inc | -23.5 |  | No | Other | Shippable | 0 |  | Not Applicable as per Item Classification |  | Not Applicable
955-0850 | 955-0850 | SPA, SOLARIA CORP, Manufacturer Rebate for 110-1254, End Date 12/30/2022, Solaria Pro, 4204839 A&J Solar Electric, Inc. | -70.26 |  | No | Other | Shippable | 0 |  | Not Applicable as per Item Classification |  | Not Applicable
955-0851 | 955-0851 | SPA, K-2 Systems, LLC, Manufacturer Rebate for 210-1119, End Date 12/31/2022, K2 for Tron, 4204821 Tron Solar | -4.49 |  | No | Other | Shippable | 0 |  | Not Applicable as per Item Classification |  | Not Applicable
955-0852 | 955-0852 | SPA, K-2 Systems, LLC, Manufacturer Rebate for 211-0531, End Date 12/31/2022, K2 for Tron, 4204821 Tron Solar | -1.89 |  | No | Other | Shippable | 0 |  | Not Applicable as per Item Classification |  | Not Applicable
955-0853 | 955-0853 | SPA, K-2 Systems, LLC, Manufacturer Rebate for 270-9087, End Date 12/31/2022, K2 for Tron, 4204821 Tron Solar | -0.97 |  | No | Other | Shippable | 0 |  | Not Applicable as per Item Classification |  | Not Applicable
955-0854 | 955-0854 | SPA, K-2 Systems, LLC, Manufacturer Rebate for 260-1137, End Date 12/31/2022, K2 for Tron, 4204821 Tron Solar | -1.03 |  | No | Other | Shippable | 0 |  | Not Applicable as per Item Classification |  | Not Applicable
955-0855 | 955-0855 | SPA, K-2 Systems, LLC, Manufacturer Rebate for 211-0529, End Date 12/31/2022, K2 for Tron, 4204821 Tron Solar | -1.31 |  | No | Other | Shippable | 0 |  | Not Applicable as per Item Classification |  | Not Applicable
955-0856 | 955-0856 | SPA, IRONRIDGE Manufacturer Rebate for # 210-0999, End Date 12/31/2022, Max Qty. , IronRidge Lou Krannich West , 203377 Krannich Solar West LLC | -3.11 |  | No | Other | Shippable | 0 |  | Not Applicable as per Item Classification |  | Not Applicable
955-0857 | 955-0857 | SPA, IRONRIDGE Manufacturer Rebate for # 210-1000, End Date 12/31/2022, Max Qty. , IronRidge Lou Krannich West , 203377 Krannich Solar West LLC | -3.75 |  | No | Other | Shippable | 0 |  | Not Applicable as per Item Classification |  | Not Applicable
955-0858 | 955-0858 | SPA, IRONRIDGE Manufacturer Rebate for # 210-1003, End Date 12/31/2022, Max Qty. , IronRidge Lou Krannich West , 203377 Krannich Solar West LLC | -4.33 |  | No | Other | Shippable | 0 |  | Not Applicable as per Item Classification |  | Not Applicable
955-0859 | 955-0859 | SPA, IRONRIDGE Manufacturer Rebate for # 210-1004, End Date 12/31/2022, Max Qty. , IronRidge Lou Krannich West , 203377 Krannich Solar West LLC | -4.39 |  | No | Other | Shippable | 0 |  | Not Applicable as per Item Classification |  | Not Applicable
955-0860 | 955-0860 | SPA, IRONRIDGE Manufacturer Rebate for # 210-1005, End Date 12/31/2022, Max Qty. , IronRidge Lou Krannich West , 203377 Krannich Solar West LLC | -5.26 |  | No | Other | Shippable | 0 |  | Not Applicable as per Item Classification |  | Not Applicable
955-0861 | 955-0861 | SPA, IRONRIDGE Manufacturer Rebate for # 210-1006, End Date 12/31/2022, Max Qty. , IronRidge Lou Krannich West , 203377 Krannich Solar West LLC | -5.33 |  | No | Other | Shippable | 0 |  | Not Applicable as per Item Classification |  | Not Applicable
955-0862 | 955-0862 | SPA, IRONRIDGE Manufacturer Rebate for # 210-1008, End Date 12/31/2022, Max Qty. , IronRidge Lou Krannich West , 203377 Krannich Solar West LLC | -6.83 |  | No | Other | Shippable | 0 |  | Not Applicable as per Item Classification |  | Not Applicable
955-0863 | 955-0863 | SPA, IRONRIDGE Manufacturer Rebate for # 210-1009, End Date 12/31/2022, Max Qty. , IronRidge Lou Krannich West , 203377 Krannich Solar West LLC | -8.28 |  | No | Other | Shippable | 0 |  | Not Applicable as per Item Classification |  | Not Applicable
955-0864 | 955-0864 | SPA, IRONRIDGE Manufacturer Rebate for # 210-1026, End Date 12/31/2022, Max Qty. , IronRidge Lou Krannich West , 203377 Krannich Solar West LLC | -3.2 |  | No | Other | Shippable | 0 |  | Not Applicable as per Item Classification |  | Not Applicable
955-0865 | 955-0865 | SPA, IRONRIDGE Manufacturer Rebate for # 210-1027, End Date 12/31/2022, Max Qty. , IronRidge Lou Krannich West , 203377 Krannich Solar West LLC | 2.11 |  | No | Other | Shippable | 0 |  | Not Applicable as per Item Classification |  | Not Applicable
955-0866 | 955-0866 | SPA, IRONRIDGE Manufacturer Rebate for # 211-0095, End Date 12/31/2022, Max Qty. , IronRidge Lou Krannich West , 203377 Krannich Solar West LLC | -0.61 |  | No | Other | Shippable | 0 |  | Not Applicable as per Item Classification |  | Not Applicable
955-0867 | 955-0867 | SPA, IRONRIDGE Manufacturer Rebate for # 211-0096, End Date 12/31/2022, Max Qty. , IronRidge Lou Krannich West , 203377 Krannich Solar West LLC | -0.65 |  | No | Other | Shippable | 0 |  | Not Applicable as per Item Classification |  | Not Applicable
955-0868 | 955-0868 | SPA, IRONRIDGE Manufacturer Rebate for # 211-0463, End Date 12/31/2022, Max Qty. , IronRidge Lou Krannich West , 203377 Krannich Solar West LLC | -1.46 |  | No | Other | Shippable | 0 |  | Not Applicable as per Item Classification |  | Not Applicable
955-0869 | 955-0869 | SPA, IRONRIDGE Manufacturer Rebate for # 211-0465, End Date 12/31/2022, Max Qty. , IronRidge Lou Krannich West , 203377 Krannich Solar West LLC | -1.56 |  | No | Other | Shippable | 0 |  | Not Applicable as per Item Classification |  | Not Applicable
955-0870 | 955-0870 | SPA, IRONRIDGE Manufacturer Rebate for # 211-0481, End Date 12/31/2022, Max Qty. , IronRidge Lou Krannich West , 203377 Krannich Solar West LLC | -3.23 |  | No | Other | Shippable | 0 |  | Not Applicable as per Item Classification |  | Not Applicable
955-0871 | 955-0871 | SPA, IRONRIDGE Manufacturer Rebate for # 211-0482, End Date 12/31/2022, Max Qty. , IronRidge Lou Krannich West , 203377 Krannich Solar West LLC | -3.42 |  | No | Other | Shippable | 0 |  | Not Applicable as per Item Classification |  | Not Applicable
955-0872 | 955-0872 | SPA, IRONRIDGE Manufacturer Rebate for # 211-0483, End Date 12/31/2022, Max Qty. , IronRidge Lou Krannich West , 203377 Krannich Solar West LLC | -3.67 |  | No | Other | Shippable | 0 |  | Not Applicable as per Item Classification |  | Not Applicable
955-0873 | 955-0873 | SPA, IRONRIDGE Manufacturer Rebate for # 211-0484, End Date 12/31/2022, Max Qty. , IronRidge Lou Krannich West , 203377 Krannich Solar West LLC | -3.86 |  | No | Other | Shippable | 0 |  | Not Applicable as per Item Classification |  | Not Applicable
955-0874 | 955-0874 | SPA, IRONRIDGE Manufacturer Rebate for # 211-0485, End Date 12/31/2022, Max Qty. , IronRidge Lou Krannich West , 203377 Krannich Solar West LLC | -4.05 |  | No | Other | Shippable | 0 |  | Not Applicable as per Item Classification |  | Not Applicable
955-0875 | 955-0875 | SPA, IRONRIDGE Manufacturer Rebate for # 211-0497, End Date 12/31/2022, Max Qty. , IronRidge Lou Krannich West , 203377 Krannich Solar West LLC | -1.6 |  | No | Other | Shippable | 0 |  | Not Applicable as per Item Classification |  | Not Applicable
955-0876 | 955-0876 | SPA, IRONRIDGE Manufacturer Rebate for # 211-0498, End Date 12/31/2022, Max Qty. , IronRidge Lou Krannich West , 203377 Krannich Solar West LLC | -1.85 |  | No | Other | Shippable | 0 |  | Not Applicable as per Item Classification |  | Not Applicable
955-0877 | 955-0877 | SPA, IRONRIDGE Manufacturer Rebate for # 211-0501, End Date 12/31/2022, Max Qty. , IronRidge Lou Krannich West , 203377 Krannich Solar West LLC | -2.09 |  | No | Other | Shippable | 0 |  | Not Applicable as per Item Classification |  | Not Applicable
955-0878 | 955-0878 | SPA, IRONRIDGE Manufacturer Rebate for # 211-0511, End Date 12/31/2022, Max Qty. , IronRidge Lou Krannich West , 203377 Krannich Solar West LLC | -0.17 |  | No | Other | Shippable | 0 |  | Not Applicable as per Item Classification |  | Not Applicable
955-0879 | 955-0879 | SPA, IRONRIDGE Manufacturer Rebate for # 211-0520, End Date 12/31/2022, Max Qty. , IronRidge Lou Krannich West , 203377 Krannich Solar West LLC | -1.39 |  | No | Other | Shippable | 0 |  | Not Applicable as per Item Classification |  | Not Applicable
955-0880 | 955-0880 | SPA, IRONRIDGE Manufacturer Rebate for # 211-0521, End Date 12/31/2022, Max Qty. , IronRidge Lou Krannich West , 203377 Krannich Solar West LLC | -1.49 |  | No | Other | Shippable | 0 |  | Not Applicable as per Item Classification |  | Not Applicable
955-0881 | 955-0881 | SPA, IRONRIDGE Manufacturer Rebate for # 211-0522, End Date 12/31/2022, Max Qty. , IronRidge Lou Krannich West , 203377 Krannich Solar West LLC | -1.39 |  | No | Other | Shippable | 0 |  | Not Applicable as per Item Classification |  | Not Applicable
955-0882 | 955-0882 | SPA, IRONRIDGE Manufacturer Rebate for # 212-0000, End Date 12/31/2022, Max Qty. , IronRidge Lou Krannich West , 203377 Krannich Solar West LLC | -0.75 |  | No | Other | Shippable | 0 |  | Not Applicable as per Item Classification |  | Not Applicable
955-0883 | 955-0883 | SPA, IRONRIDGE Manufacturer Rebate for # 212-0003, End Date 12/31/2022, Max Qty. , IronRidge Lou Krannich West , 203377 Krannich Solar West LLC | -1.54 |  | No | Other | Shippable | 0 |  | Not Applicable as per Item Classification |  | Not Applicable
955-0884 | 955-0884 | SPA, IRONRIDGE Manufacturer Rebate for # 212-0004, End Date 12/31/2022, Max Qty. , IronRidge Lou Krannich West , 203377 Krannich Solar West LLC | -1.54 |  | No | Other | Shippable | 0 |  | Not Applicable as per Item Classification |  | Not Applicable
955-0885 | 955-0885 | SPA, IRONRIDGE Manufacturer Rebate for # 212-0005, End Date 12/31/2022, Max Qty. , IronRidge Lou Krannich West , 203377 Krannich Solar West LLC | -1.54 |  | No | Other | Shippable | 0 |  | Not Applicable as per Item Classification |  | Not Applicable
955-0886 | 955-0886 | SPA, IRONRIDGE Manufacturer Rebate for # 220-0349, End Date 12/31/2022, Max Qty. , IronRidge Lou Krannich West , 203377 Krannich Solar West LLC | -4.79 |  | No | Other | Shippable | 0 |  | Not Applicable as per Item Classification |  | Not Applicable
955-0887 | 955-0887 | SPA, IRONRIDGE Manufacturer Rebate for # 220-0350, End Date 12/31/2022, Max Qty. , IronRidge Lou Krannich West , 203377 Krannich Solar West LLC | -6.23 |  | No | Other | Shippable | 0 |  | Not Applicable as per Item Classification |  | Not Applicable
955-0888 | 955-0888 | SPA, IRONRIDGE Manufacturer Rebate for # 220-0359, End Date 12/31/2022, Max Qty. , IronRidge Lou Krannich West , 203377 Krannich Solar West LLC | -16.93 |  | No | Other | Shippable | 0 |  | Not Applicable as per Item Classification |  | Not Applicable
955-0889 | 955-0889 | SPA, IRONRIDGE Manufacturer Rebate for # 220-0360, End Date 12/31/2022, Max Qty. , IronRidge Lou Krannich West , 203377 Krannich Solar West LLC | -19.6 |  | No | Other | Shippable | 0 |  | Not Applicable as per Item Classification |  | Not Applicable
955-0890 | 955-0890 | SPA, IRONRIDGE Manufacturer Rebate for # 220-0361, End Date 12/31/2022, Max Qty. , IronRidge Lou Krannich West , 203377 Krannich Solar West LLC | -25.4 |  | No | Other | Shippable | 0 |  | Not Applicable as per Item Classification |  | Not Applicable
955-0891 | 955-0891 | SPA, IRONRIDGE Manufacturer Rebate for # 220-0714, End Date 12/31/2022, Max Qty. , IronRidge Lou Krannich West , 203377 Krannich Solar West LLC | -21.38 |  | No | Other | Shippable | 0 |  | Not Applicable as per Item Classification |  | Not Applicable
955-0892 | 955-0892 | SPA, IRONRIDGE Manufacturer Rebate for # 220-0715, End Date 12/31/2022, Max Qty. , IronRidge Lou Krannich West , 203377 Krannich Solar West LLC | -1.14 |  | No | Other | Shippable | 0 |  | Not Applicable as per Item Classification |  | Not Applicable
955-0893 | 955-0893 | SPA, IRONRIDGE Manufacturer Rebate for # 220-0716, End Date 12/31/2022, Max Qty. , IronRidge Lou Krannich West , 203377 Krannich Solar West LLC | -1.14 |  | No | Other | Shippable | 0 |  | Not Applicable as per Item Classification |  | Not Applicable
955-0894 | 955-0894 | SPA, IRONRIDGE Manufacturer Rebate for # 250-1051, End Date 12/31/2022, Max Qty. , IronRidge Lou Krannich West , 203377 Krannich Solar West LLC | -5.3 |  | No | Other | Shippable | 0 |  | Not Applicable as per Item Classification |  | Not Applicable
955-0895 | 955-0895 | SPA, IRONRIDGE Manufacturer Rebate for # 250-1052, End Date 12/31/2022, Max Qty. , IronRidge Lou Krannich West , 203377 Krannich Solar West LLC | -5.3 |  | No | Other | Shippable | 0 |  | Not Applicable as per Item Classification |  | Not Applicable
955-0896 | 955-0896 | SPA, IRONRIDGE Manufacturer Rebate for # 250-1053, End Date 12/31/2022, Max Qty. , IronRidge Lou Krannich West , 203377 Krannich Solar West LLC | -10.06 |  | No | Other | Shippable | 0 |  | Not Applicable as per Item Classification |  | Not Applicable
955-0897 | 955-0897 | SPA, IRONRIDGE Manufacturer Rebate for # 250-1054, End Date 12/31/2022, Max Qty. , IronRidge Lou Krannich West , 203377 Krannich Solar West LLC | -0.37 |  | No | Other | Shippable | 0 |  | Not Applicable as per Item Classification |  | Not Applicable
955-0898 | 955-0898 | SPA, IRONRIDGE Manufacturer Rebate for # 250-1055, End Date 12/31/2022, Max Qty. , IronRidge Lou Krannich West , 203377 Krannich Solar West LLC | -1.34 |  | No | Other | Shippable | 0 |  | Not Applicable as per Item Classification |  | Not Applicable
955-0899 | 955-0899 | SPA, IRONRIDGE Manufacturer Rebate for # 260-0101, End Date 12/31/2022, Max Qty. , IronRidge Lou Krannich West , 203377 Krannich Solar West LLC | -0.76 |  | No | Other | Shippable | 0 |  | Not Applicable as per Item Classification |  | Not Applicable
955-0900 | 955-0900 | SPA, IRONRIDGE Manufacturer Rebate for # 260-0102, End Date 12/31/2022, Max Qty. , IronRidge Lou Krannich West , 203377 Krannich Solar West LLC | -0.81 |  | No | Other | Shippable | 0 |  | Not Applicable as per Item Classification |  | Not Applicable
955-0901 | 955-0901 | SPA, IRONRIDGE Manufacturer Rebate for # 260-0103, End Date 12/31/2022, Max Qty. , IronRidge Lou Krannich West , 203377 Krannich Solar West LLC | -0.31 |  | No | Other | Shippable | 0 |  | Not Applicable as per Item Classification |  | Not Applicable
955-0902 | 955-0902 | SPA, IRONRIDGE Manufacturer Rebate for # 260-0104, End Date 12/31/2022, Max Qty. , IronRidge Lou Krannich West , 203377 Krannich Solar West LLC | -0.07 |  | No | Other | Shippable | 0 |  | Not Applicable as per Item Classification |  | Not Applicable
955-0903 | 955-0903 | SPA, IRONRIDGE Manufacturer Rebate for # 260-0105, End Date 12/31/2022, Max Qty. , IronRidge Lou Krannich West , 203377 Krannich Solar West LLC | -0.14 |  | No | Other | Shippable | 0 |  | Not Applicable as per Item Classification |  | Not Applicable
955-0904 | 955-0904 | SPA, IRONRIDGE Manufacturer Rebate for # 260-0106, End Date 12/31/2022, Max Qty. , IronRidge Lou Krannich West , 203377 Krannich Solar West LLC | -0.32 |  | No | Other | Shippable | 0 |  | Not Applicable as per Item Classification |  | Not Applicable
955-0905 | 955-0905 | SPA, IRONRIDGE Manufacturer Rebate for # 260-0107, End Date 12/31/2022, Max Qty. , IronRidge Lou Krannich West , 203377 Krannich Solar West LLC | -0.31 |  | No | Other | Shippable | 0 |  | Not Applicable as per Item Classification |  | Not Applicable
955-0906 | 955-0906 | SPA, IRONRIDGE Manufacturer Rebate for # 260-0108, End Date 12/31/2022, Max Qty. , IronRidge Lou Krannich West , 203377 Krannich Solar West LLC | -0.32 |  | No | Other | Shippable | 0 |  | Not Applicable as per Item Classification |  | Not Applicable
955-0907 | 955-0907 | SPA, IRONRIDGE Manufacturer Rebate for # 260-0109, End Date 12/31/2022, Max Qty. , IronRidge Lou Krannich West , 203377 Krannich Solar West LLC | -0.31 |  | No | Other | Shippable | 0 |  | Not Applicable as per Item Classification |  | Not Applicable
955-0908 | 955-0908 | SPA, IRONRIDGE Manufacturer Rebate for # 260-0110, End Date 12/31/2022, Max Qty. , IronRidge Lou Krannich West , 203377 Krannich Solar West LLC | -0.32 |  | No | Other | Shippable | 0 |  | Not Applicable as per Item Classification |  | Not Applicable
955-0909 | 955-0909 | SPA, IRONRIDGE Manufacturer Rebate for # 260-0111, End Date 12/31/2022, Max Qty. , IronRidge Lou Krannich West , 203377 Krannich Solar West LLC | -0.31 |  | No | Other | Shippable | 0 |  | Not Applicable as per Item Classification |  | Not Applicable
955-0910 | 955-0910 | SPA, IRONRIDGE Manufacturer Rebate for # 260-0112, End Date 12/31/2022, Max Qty. , IronRidge Lou Krannich West , 203377 Krannich Solar West LLC | -0.07 |  | No | Other | Shippable | 0 |  | Not Applicable as per Item Classification |  | Not Applicable
955-0911 | 955-0911 | SPA, IRONRIDGE Manufacturer Rebate for # 260-0113, End Date 12/31/2022, Max Qty. , IronRidge Lou Krannich West , 203377 Krannich Solar West LLC | -0.31 |  | No | Other | Shippable | 0 |  | Not Applicable as per Item Classification |  | Not Applicable
955-0912 | 955-0912 | SPA, IRONRIDGE Manufacturer Rebate for # 260-0114, End Date 12/31/2022, Max Qty. , IronRidge Lou Krannich West , 203377 Krannich Solar West LLC | -0.32 |  | No | Other | Shippable | 0 |  | Not Applicable as per Item Classification |  | Not Applicable
955-0913 | 955-0913 | SPA, IRONRIDGE Manufacturer Rebate for # 260-0117, End Date 12/31/2022, Max Qty. , IronRidge Lou Krannich West , 203377 Krannich Solar West LLC | -0.3 |  | No | Other | Shippable | 0 |  | Not Applicable as per Item Classification |  | Not Applicable
955-0914 | 955-0914 | SPA, IRONRIDGE Manufacturer Rebate for # 260-0118, End Date 12/31/2022, Max Qty. , IronRidge Lou Krannich West , 203377 Krannich Solar West LLC | -0.34 |  | No | Other | Shippable | 0 |  | Not Applicable as per Item Classification |  | Not Applicable
955-0915 | 955-0915 | SPA, IRONRIDGE Manufacturer Rebate for # 260-0169, End Date 12/31/2022, Max Qty. , IronRidge Lou Krannich West , 203377 Krannich Solar West LLC | -0.33 |  | No | Other | Shippable | 0 |  | Not Applicable as per Item Classification |  | Not Applicable
955-0916 | 955-0916 | SPA, IRONRIDGE Manufacturer Rebate for # 260-0170, End Date 12/31/2022, Max Qty. , IronRidge Lou Krannich West , 203377 Krannich Solar West LLC | -0.33 |  | No | Other | Shippable | 0 |  | Not Applicable as per Item Classification |  | Not Applicable
955-0917 | 955-0917 | SPA, IRONRIDGE Manufacturer Rebate for # 260-0171, End Date 12/31/2022, Max Qty. , IronRidge Lou Krannich West , 203377 Krannich Solar West LLC | -0.33 |  | No | Other | Shippable | 0 |  | Not Applicable as per Item Classification |  | Not Applicable
955-0918 | 955-0918 | SPA, IRONRIDGE Manufacturer Rebate for # 260-0172, End Date 12/31/2022, Max Qty. , IronRidge Lou Krannich West , 203377 Krannich Solar West LLC | -0.33 |  | No | Other | Shippable | 0 |  | Not Applicable as per Item Classification |  | Not Applicable
955-0919 | 955-0919 | SPA, IRONRIDGE Manufacturer Rebate for # 260-0173, End Date 12/31/2022, Max Qty. , IronRidge Lou Krannich West , 203377 Krannich Solar West LLC | -0.33 |  | No | Other | Shippable | 0 |  | Not Applicable as per Item Classification |  | Not Applicable
955-0920 | 955-0920 | SPA, IRONRIDGE Manufacturer Rebate for # 260-0174, End Date 12/31/2022, Max Qty. , IronRidge Lou Krannich West , 203377 Krannich Solar West LLC | -0.33 |  | No | Other | Shippable | 0 |  | Not Applicable as per Item Classification |  | Not Applicable
955-0921 | 955-0921 | SPA, IRONRIDGE Manufacturer Rebate for # 260-0175, End Date 12/31/2022, Max Qty. , IronRidge Lou Krannich West , 203377 Krannich Solar West LLC | -0.41 |  | No | Other | Shippable | 0 |  | Not Applicable as per Item Classification |  | Not Applicable
955-0922 | 955-0922 | SPA, IRONRIDGE Manufacturer Rebate for # 260-0281, End Date 12/31/2022, Max Qty. , IronRidge Lou Krannich West , 203377 Krannich Solar West LLC | -0.69 |  | No | Other | Shippable | 0 |  | Not Applicable as per Item Classification |  | Not Applicable
955-0923 | 955-0923 | SPA, IRONRIDGE Manufacturer Rebate for # 260-0584, End Date 12/31/2022, Max Qty. , IronRidge Lou Krannich West , 203377 Krannich Solar West LLC | -1.39 |  | No | Other | Shippable | 0 |  | Not Applicable as per Item Classification |  | Not Applicable
955-0924 | 955-0924 | SPA, IRONRIDGE Manufacturer Rebate for # 260-0585, End Date 12/31/2022, Max Qty. , IronRidge Lou Krannich West , 203377 Krannich Solar West LLC | -1.25 |  | No | Other | Shippable | 0 |  | Not Applicable as per Item Classification |  | Not Applicable
955-0925 | 955-0925 | SPA, IRONRIDGE Manufacturer Rebate for # 260-0875, End Date 12/31/2022, Max Qty. , IronRidge Lou Krannich West , 203377 Krannich Solar West LLC | -0.73 |  | No | Other | Shippable | 0 |  | Not Applicable as per Item Classification |  | Not Applicable
955-0926 | 955-0926 | SPA, IRONRIDGE Manufacturer Rebate for # 270-0152, End Date 12/31/2022, Max Qty. , IronRidge Lou Krannich West , 203377 Krannich Solar West LLC | -0.34 |  | No | Other | Shippable | 0 |  | Not Applicable as per Item Classification |  | Not Applicable
955-0927 | 955-0927 | SPA, IRONRIDGE Manufacturer Rebate for # 270-0160, End Date 12/31/2022, Max Qty. , IronRidge Lou Krannich West , 203377 Krannich Solar West LLC | -3.44 |  | No | Other | Shippable | 0 |  | Not Applicable as per Item Classification |  | Not Applicable
955-0928 | 955-0928 | SPA, IRONRIDGE Manufacturer Rebate for # 270-0161, End Date 12/31/2022, Max Qty. , IronRidge Lou Krannich West , 203377 Krannich Solar West LLC | -1.28 |  | No | Other | Shippable | 0 |  | Not Applicable as per Item Classification |  | Not Applicable
955-0929 | 955-0929 | SPA, IRONRIDGE Manufacturer Rebate for # 270-0942, End Date 12/31/2022, Max Qty. , IronRidge Lou Krannich West , 203377 Krannich Solar West LLC | -7.36 |  | No | Other | Shippable | 0 |  | Not Applicable as per Item Classification |  | Not Applicable
955-0930 | 955-0930 | SPA, IRONRIDGE Manufacturer Rebate for # 270-1032, End Date 12/31/2022, Max Qty. , IronRidge Lou Krannich West , 203377 Krannich Solar West LLC | -2.34 |  | No | Other | Shippable | 0 |  | Not Applicable as per Item Classification |  | Not Applicable
955-0931 | 955-0931 | SPA, IRONRIDGE Manufacturer Rebate for # 270-1033, End Date 12/31/2022, Max Qty. , IronRidge Lou Krannich West , 203377 Krannich Solar West LLC | -2.5 |  | No | Other | Shippable | 0 |  | Not Applicable as per Item Classification |  | Not Applicable
955-0932 | 955-0932 | SPA, IRONRIDGE Manufacturer Rebate for # 270-1034, End Date 12/31/2022, Max Qty. , IronRidge Lou Krannich West , 203377 Krannich Solar West LLC | -0.31 |  | No | Other | Shippable | 0 |  | Not Applicable as per Item Classification |  | Not Applicable
955-0933 | 955-0933 | SPA, IRONRIDGE Manufacturer Rebate for # 270-1044, End Date 12/31/2022, Max Qty. , IronRidge Lou Krannich West , 203377 Krannich Solar West LLC | -0.52 |  | No | Other | Shippable | 0 |  | Not Applicable as per Item Classification |  | Not Applicable
955-0934 | 955-0934 | SPA, IRONRIDGE Manufacturer Rebate for # 270-1045, End Date 12/31/2022, Max Qty. , IronRidge Lou Krannich West , 203377 Krannich Solar West LLC | -0.93 |  | No | Other | Shippable | 0 |  | Not Applicable as per Item Classification |  | Not Applicable
955-0935 | 955-0935 | SPA, IRONRIDGE Manufacturer Rebate for # 270-1046, End Date 12/31/2022, Max Qty. , IronRidge Lou Krannich West , 203377 Krannich Solar West LLC | -0.99 |  | No | Other | Shippable | 0 |  | Not Applicable as per Item Classification |  | Not Applicable
955-0936 | 955-0936 | SPA, IRONRIDGE Manufacturer Rebate for # 270-1048, End Date 12/31/2022, Max Qty. , IronRidge Lou Krannich West , 203377 Krannich Solar West LLC | -0.99 |  | No | Other | Shippable | 0 |  | Not Applicable as per Item Classification |  | Not Applicable
955-0937 | 955-0937 | SPA, IRONRIDGE Manufacturer Rebate for # 270-1053, End Date 12/31/2022, Max Qty. , IronRidge Lou Krannich West , 203377 Krannich Solar West LLC | -0.31 |  | No | Other | Shippable | 0 |  | Not Applicable as per Item Classification |  | Not Applicable
955-0938 | 955-0938 | SPA, IRONRIDGE Manufacturer Rebate for # 270-9079, End Date 12/31/2022, Max Qty. , IronRidge Lou Krannich West , 203377 Krannich Solar West LLC | -19.75 |  | No | Other | Shippable | 0 |  | Not Applicable as per Item Classification |  | Not Applicable
955-0939 | 955-0939 | SPA, IRONRIDGE Manufacturer Rebate for # 270-9080, End Date 12/31/2022, Max Qty. , IronRidge Lou Krannich West , 203377 Krannich Solar West LLC | -1.21 |  | No | Other | Shippable | 0 |  | Not Applicable as per Item Classification |  | Not Applicable
955-0940 | 955-0940 | SPA, IRONRIDGE Manufacturer Rebate for # 270-9081, End Date 12/31/2022, Max Qty. , IronRidge Lou Krannich West , 203377 Krannich Solar West LLC | -3.77 |  | No | Other | Shippable | 0 |  | Not Applicable as per Item Classification |  | Not Applicable
955-0941 | 955-0941 | SPA, IRONRIDGE Manufacturer Rebate for # 270-9082, End Date 12/31/2022, Max Qty. , IronRidge Lou Krannich West , 203377 Krannich Solar West LLC | -18.12 |  | No | Other | Shippable | 0 |  | Not Applicable as per Item Classification |  | Not Applicable
955-0942 | 955-0942 | SPA, IRONRIDGE Manufacturer Rebate for # 270-9083, End Date 12/31/2022, Max Qty. , IronRidge Lou Krannich West , 203377 Krannich Solar West LLC | -18.12 |  | No | Other | Shippable | 0 |  | Not Applicable as per Item Classification |  | Not Applicable
955-0943 | 955-0943 | SPA, IRONRIDGE Manufacturer Rebate for # 270-9084, End Date 12/31/2022, Max Qty. , IronRidge Lou Krannich West , 203377 Krannich Solar West LLC | -1.95 |  | No | Other | Shippable | 0 |  | Not Applicable as per Item Classification |  | Not Applicable
955-0944 | 955-0944 | SPA, IRONRIDGE Manufacturer Rebate for # 271-0008, End Date 12/31/2022, Max Qty. , IronRidge Lou Krannich West , 203377 Krannich Solar West LLC | -2.77 |  | No | Other | Shippable | 0 |  | Not Applicable as per Item Classification |  | Not Applicable
955-0945 | 955-0945 | SPA, IRONRIDGE Manufacturer Rebate for # 271-0009, End Date 12/31/2022, Max Qty. , IronRidge Lou Krannich West , 203377 Krannich Solar West LLC | -1.58 |  | No | Other | Shippable | 0 |  | Not Applicable as per Item Classification |  | Not Applicable
955-0946 | 955-0946 | SPA, IRONRIDGE Manufacturer Rebate for # 271-0010, End Date 12/31/2022, Max Qty. , IronRidge Lou Krannich West , 203377 Krannich Solar West LLC | -1.81 |  | No | Other | Shippable | 0 |  | Not Applicable as per Item Classification |  | Not Applicable
955-0947 | 955-0947 | SPA, IRONRIDGE Manufacturer Rebate for # 271-0011, End Date 12/31/2022, Max Qty. , IronRidge Lou Krannich West , 203377 Krannich Solar West LLC | -1.58 |  | No | Other | Shippable | 0 |  | Not Applicable as per Item Classification |  | Not Applicable
955-0948 | 955-0948 | SPA, IRONRIDGE Manufacturer Rebate for # 271-0012, End Date 12/31/2022, Max Qty. , IronRidge Lou Krannich West , 203377 Krannich Solar West LLC | -1.58 |  | No | Other | Shippable | 0 |  | Not Applicable as per Item Classification |  | Not Applicable
955-0949 | 955-0949 | SPA, IRONRIDGE Manufacturer Rebate for # 271-0013, End Date 12/31/2022, Max Qty. , IronRidge Lou Krannich West , 203377 Krannich Solar West LLC | -1.81 |  | No | Other | Shippable | 0 |  | Not Applicable as per Item Classification |  | Not Applicable
955-0950 | 955-0950 | SPA, IRONRIDGE Manufacturer Rebate for # 271-0014, End Date 12/31/2022, Max Qty. , IronRidge Lou Krannich West , 203377 Krannich Solar West LLC | -1.58 |  | No | Other | Shippable | 0 |  | Not Applicable as per Item Classification |  | Not Applicable
955-0951 | 955-0951 | SPA, IRONRIDGE Manufacturer Rebate for # 271-0015, End Date 12/31/2022, Max Qty. , IronRidge Lou Krannich West , 203377 Krannich Solar West LLC | -1.58 |  | No | Other | Shippable | 0 |  | Not Applicable as per Item Classification |  | Not Applicable
955-0952 | 955-0952 | SPA, IRONRIDGE Manufacturer Rebate for # 271-0016, End Date 12/31/2022, Max Qty. , IronRidge Lou Krannich West , 203377 Krannich Solar West LLC | -1.81 |  | No | Other | Shippable | 0 |  | Not Applicable as per Item Classification |  | Not Applicable
955-0953 | 955-0953 | SPA, IRONRIDGE Manufacturer Rebate for # 271-0017, End Date 12/31/2022, Max Qty. , IronRidge Lou Krannich West , 203377 Krannich Solar West LLC | -1.81 |  | No | Other | Shippable | 0 |  | Not Applicable as per Item Classification |  | Not Applicable
955-0954 | 955-0954 | SPA, IRONRIDGE Manufacturer Rebate for # 510-0286, End Date 12/31/2022, Max Qty. , IronRidge Lou Krannich West , 203377 Krannich Solar West LLC | -5.99 |  | No | Other | Shippable | 0 |  | Not Applicable as per Item Classification |  | Not Applicable
955-0955 | 955-0955 | SPA, IRONRIDGE Manufacturer Rebate for # 510-0287, End Date 12/31/2022, Max Qty. , IronRidge Lou Krannich West , 203377 Krannich Solar West LLC | -3.56 |  | No | Other | Shippable | 0 |  | Not Applicable as per Item Classification |  | Not Applicable
955-0956 | 955-0956 | SPA, IRONRIDGE Manufacturer Rebate for # 550-0287, End Date 12/31/2022, Max Qty. , IronRidge Lou Krannich West , 203377 Krannich Solar West LLC | -0.09 |  | No | Other | Shippable | 0 |  | Not Applicable as per Item Classification |  | Not Applicable
955-0957 | 955-0957 | SPA, IRONRIDGE Manufacturer Rebate for # 550-0288, End Date 12/31/2022, Max Qty. , IronRidge Lou Krannich West , 203377 Krannich Solar West LLC | -0.01 |  | No | Other | Shippable | 0 |  | Not Applicable as per Item Classification |  | Not Applicable
955-0958 | 955-0958 | SPA, IRONRIDGE Manufacturer Rebate for # 550-0382, End Date 12/31/2022, Max Qty. , IronRidge Lou Krannich West , 203377 Krannich Solar West LLC | -1.3 |  | No | Other | Shippable | 0 |  | Not Applicable as per Item Classification |  | Not Applicable
955-0959 | 955-0959 | SPA, IRONRIDGE Manufacturer Rebate for # 590-0115, End Date 12/31/2022, Max Qty. , IronRidge Lou Krannich West , 203377 Krannich Solar West LLC | -0.97 |  | No | Other | Shippable | 0 |  | Not Applicable as per Item Classification |  | Not Applicable
955-0960 | 955-0960 | SPA, IRONRIDGE Manufacturer Rebate for # 590-0116, End Date 12/31/2022, Max Qty. , IronRidge Lou Krannich West , 203377 Krannich Solar West LLC | -0.5 |  | No | Other | Shippable | 0 |  | Not Applicable as per Item Classification |  | Not Applicable
955-0961 | 955-0961 | SPA, IRONRIDGE Manufacturer Rebate for # 590-0117, End Date 12/31/2022, Max Qty. , IronRidge Lou Krannich West , 203377 Krannich Solar West LLC | -1.48 |  | No | Other | Shippable | 0 |  | Not Applicable as per Item Classification |  | Not Applicable
955-0962 | 955-0962 | SPA, IRONRIDGE Manufacturer Rebate for # 590-0118, End Date 12/31/2022, Max Qty. , IronRidge Lou Krannich West , 203377 Krannich Solar West LLC | -0.47 |  | No | Other | Shippable | 0 |  | Not Applicable as per Item Classification |  | Not Applicable
955-0963 | 955-0963 | SPA, IRONRIDGE Manufacturer Rebate for # 590-0119, End Date 12/31/2022, Max Qty. , IronRidge Lou Krannich West , 203377 Krannich Solar West LLC | -0.46 |  | No | Other | Shippable | 0 |  | Not Applicable as per Item Classification |  | Not Applicable
955-0964 | 955-0964 | SPA, IRONRIDGE Manufacturer Rebate for # 590-0120, End Date 12/31/2022, Max Qty. , IronRidge Lou Krannich West , 203377 Krannich Solar West LLC | -1.06 |  | No | Other | Shippable | 0 |  | Not Applicable as per Item Classification |  | Not Applicable
955-0965 | 955-0965 | SPA, IRONRIDGE Manufacturer Rebate for # 590-0121, End Date 12/31/2022, Max Qty. , IronRidge Lou Krannich West , 203377 Krannich Solar West LLC | -0.63 |  | No | Other | Shippable | 0 |  | Not Applicable as per Item Classification |  | Not Applicable
955-0966 | 955-0966 | SPA, IRONRIDGE Manufacturer Rebate for # 590-0129, End Date 12/31/2022, Max Qty. , IronRidge Lou Krannich West , 203377 Krannich Solar West LLC | -30.45 |  | No | Other | Shippable | 0 |  | Not Applicable as per Item Classification |  | Not Applicable
955-0967 | 955-0967 | SPA, IRONRIDGE Manufacturer Rebate for # DS-210-0999, End Date 12/31/2022, Max Qty. , IronRidge Lou Krannich West , 203377 Krannich Solar West LLC | -5.29 |  | No | Other | Shippable | 0 |  | Not Applicable as per Item Classification |  | Not Applicable
955-0968 | 955-0968 | SPA, IRONRIDGE Manufacturer Rebate for # DS-210-1000, End Date 12/31/2022, Max Qty. , IronRidge Lou Krannich West , 203377 Krannich Solar West LLC | -6.4 |  | No | Other | Shippable | 0 |  | Not Applicable as per Item Classification |  | Not Applicable
955-0969 | 955-0969 | SPA, IRONRIDGE Manufacturer Rebate for # DS-210-1003, End Date 12/31/2022, Max Qty. , IronRidge Lou Krannich West , 203377 Krannich Solar West LLC | -7.39 |  | No | Other | Shippable | 0 |  | Not Applicable as per Item Classification |  | Not Applicable
955-0970 | 955-0970 | SPA, IRONRIDGE Manufacturer Rebate for # DS-210-1004, End Date 12/31/2022, Max Qty. , IronRidge Lou Krannich West , 203377 Krannich Solar West LLC | -7.99 |  | No | Other | Shippable | 0 |  | Not Applicable as per Item Classification |  | Not Applicable
955-0971 | 955-0971 | SPA, IRONRIDGE Manufacturer Rebate for # DS-210-1005, End Date 12/31/2022, Max Qty. , IronRidge Lou Krannich West , 203377 Krannich Solar West LLC | -8.98 |  | No | Other | Shippable | 0 |  | Not Applicable as per Item Classification |  | Not Applicable
955-0972 | 955-0972 | SPA, IRONRIDGE Manufacturer Rebate for # DS-210-1006, End Date 12/31/2022, Max Qty. , IronRidge Lou Krannich West , 203377 Krannich Solar West LLC | -9.71 |  | No | Other | Shippable | 0 |  | Not Applicable as per Item Classification |  | Not Applicable
955-0973 | 955-0973 | SPA, IRONRIDGE Manufacturer Rebate for # DS-210-1008, End Date 12/31/2022, Max Qty. , IronRidge Lou Krannich West , 203377 Krannich Solar West LLC | -11.66 |  | No | Other | Shippable | 0 |  | Not Applicable as per Item Classification |  | Not Applicable
955-0974 | 955-0974 | SPA, IRONRIDGE Manufacturer Rebate for # DS-210-1009, End Date 12/31/2022, Max Qty. , IronRidge Lou Krannich West , 203377 Krannich Solar West LLC | -14.13 |  | No | Other | Shippable | 0 |  | Not Applicable as per Item Classification |  | Not Applicable
955-0975 | 955-0975 | SPA, IRONRIDGE Manufacturer Rebate for # DS-210-1026, End Date 12/31/2022, Max Qty. , IronRidge Lou Krannich West , 203377 Krannich Solar West LLC | -5.84 |  | No | Other | Shippable | 0 |  | Not Applicable as per Item Classification |  | Not Applicable
955-0976 | 955-0976 | SPA, IRONRIDGE Manufacturer Rebate for # DS-210-1027, End Date 12/31/2022, Max Qty. , IronRidge Lou Krannich West , 203377 Krannich Solar West LLC | -0.82 |  | No | Other | Shippable | 0 |  | Not Applicable as per Item Classification |  | Not Applicable
955-0977 | 955-0977 | SPA, IRONRIDGE Manufacturer Rebate for # DS-211-0095, End Date 12/31/2022, Max Qty. , IronRidge Lou Krannich West , 203377 Krannich Solar West LLC | -0.75 |  | No | Other | Shippable | 0 |  | Not Applicable as per Item Classification |  | Not Applicable
955-0978 | 955-0978 | SPA, IRONRIDGE Manufacturer Rebate for # DS-211-0096, End Date 12/31/2022, Max Qty. , IronRidge Lou Krannich West , 203377 Krannich Solar West LLC | -0.82 |  | No | Other | Shippable | 0 |  | Not Applicable as per Item Classification |  | Not Applicable
955-0979 | 955-0979 | SPA, IRONRIDGE Manufacturer Rebate for # DS-211-0463, End Date 12/31/2022, Max Qty. , IronRidge Lou Krannich West , 203377 Krannich Solar West LLC | -2.15 |  | No | Other | Shippable | 0 |  | Not Applicable as per Item Classification |  | Not Applicable
955-0980 | 955-0980 | SPA, IRONRIDGE Manufacturer Rebate for # DS-211-0464, End Date 12/31/2022, Max Qty. , IronRidge Lou Krannich West , 203377 Krannich Solar West LLC | -2.15 |  | No | Other | Shippable | 0 |  | Not Applicable as per Item Classification |  | Not Applicable
955-0981 | 955-0981 | SPA, IRONRIDGE Manufacturer Rebate for # DS-211-0465, End Date 12/31/2022, Max Qty. , IronRidge Lou Krannich West , 203377 Krannich Solar West LLC | -2.24 |  | No | Other | Shippable | 0 |  | Not Applicable as per Item Classification |  | Not Applicable
955-0982 | 955-0982 | SPA, IRONRIDGE Manufacturer Rebate for # DS-211-0481, End Date 12/31/2022, Max Qty. , IronRidge Lou Krannich West , 203377 Krannich Solar West LLC | -4.85 |  | No | Other | Shippable | 0 |  | Not Applicable as per Item Classification |  | Not Applicable
955-0983 | 955-0983 | SPA, IRONRIDGE Manufacturer Rebate for # DS-211-0482, End Date 12/31/2022, Max Qty. , IronRidge Lou Krannich West , 203377 Krannich Solar West LLC | -5.32 |  | No | Other | Shippable | 0 |  | Not Applicable as per Item Classification |  | Not Applicable
955-0984 | 955-0984 | SPA, IRONRIDGE Manufacturer Rebate for # DS-211-0483, End Date 12/31/2022, Max Qty. , IronRidge Lou Krannich West , 203377 Krannich Solar West LLC | -5.7 |  | No | Other | Shippable | 0 |  | Not Applicable as per Item Classification |  | Not Applicable
955-0985 | 955-0985 | SPA, IRONRIDGE Manufacturer Rebate for # DS-211-0484, End Date 12/31/2022, Max Qty. , IronRidge Lou Krannich West , 203377 Krannich Solar West LLC | -5.99 |  | No | Other | Shippable | 0 |  | Not Applicable as per Item Classification |  | Not Applicable
955-0986 | 955-0986 | SPA, IRONRIDGE Manufacturer Rebate for # DS-211-0485, End Date 12/31/2022, Max Qty. , IronRidge Lou Krannich West , 203377 Krannich Solar West LLC | -6.3 |  | No | Other | Shippable | 0 |  | Not Applicable as per Item Classification |  | Not Applicable
955-0987 | 955-0987 | SPA, IRONRIDGE Manufacturer Rebate for # DS-211-0497, End Date 12/31/2022, Max Qty. , IronRidge Lou Krannich West , 203377 Krannich Solar West LLC | -1.95 |  | No | Other | Shippable | 0 |  | Not Applicable as per Item Classification |  | Not Applicable
955-0988 | 955-0988 | SPA, IRONRIDGE Manufacturer Rebate for # DS-211-0498, End Date 12/31/2022, Max Qty. , IronRidge Lou Krannich West , 203377 Krannich Solar West LLC | -2.25 |  | No | Other | Shippable | 0 |  | Not Applicable as per Item Classification |  | Not Applicable
955-0989 | 955-0989 | SPA, IRONRIDGE Manufacturer Rebate for # DS-211-0501, End Date 12/31/2022, Max Qty. , IronRidge Lou Krannich West , 203377 Krannich Solar West LLC | -2.55 |  | No | Other | Shippable | 0 |  | Not Applicable as per Item Classification |  | Not Applicable
955-0990 | 955-0990 | SPA, IRONRIDGE Manufacturer Rebate for # DS-211-0521, End Date 12/31/2022, Max Qty. , IronRidge Lou Krannich West , 203377 Krannich Solar West LLC | -2.24 |  | No | Other | Shippable | 0 |  | Not Applicable as per Item Classification |  | Not Applicable
955-0991 | 955-0991 | SPA, IRONRIDGE Manufacturer Rebate for # DS-211-0522, End Date 12/31/2022, Max Qty. , IronRidge Lou Krannich West , 203377 Krannich Solar West LLC | -2.08 |  | No | Other | Shippable | 0 |  | Not Applicable as per Item Classification |  | Not Applicable
955-0992 | 955-0992 | SPA, IRONRIDGE Manufacturer Rebate for # DS-212-0000, End Date 12/31/2022, Max Qty. , IronRidge Lou Krannich West , 203377 Krannich Solar West LLC | -1.37 |  | No | Other | Shippable | 0 |  | Not Applicable as per Item Classification |  | Not Applicable
955-0993 | 955-0993 | SPA, IRONRIDGE Manufacturer Rebate for # DS-212-0003, End Date 12/31/2022, Max Qty. , IronRidge Lou Krannich West , 203377 Krannich Solar West LLC | -2.31 |  | No | Other | Shippable | 0 |  | Not Applicable as per Item Classification |  | Not Applicable
955-0994 | 955-0994 | SPA, IRONRIDGE Manufacturer Rebate for # DS-212-0004, End Date 12/31/2022, Max Qty. , IronRidge Lou Krannich West , 203377 Krannich Solar West LLC | -2.32 |  | No | Other | Shippable | 0 |  | Not Applicable as per Item Classification |  | Not Applicable
955-0995 | 955-0995 | SPA, IRONRIDGE Manufacturer Rebate for # DS-212-0005, End Date 12/31/2022, Max Qty. , IronRidge Lou Krannich West , 203377 Krannich Solar West LLC | -2.32 |  | No | Other | Shippable | 0 |  | Not Applicable as per Item Classification |  | Not Applicable
955-0996 | 955-0996 | SPA, IRONRIDGE Manufacturer Rebate for # DS-220-0349, End Date 12/31/2022, Max Qty. , IronRidge Lou Krannich West , 203377 Krannich Solar West LLC | -7.19 |  | No | Other | Shippable | 0 |  | Not Applicable as per Item Classification |  | Not Applicable
955-0997 | 955-0997 | SPA, IRONRIDGE Manufacturer Rebate for # DS-220-0350, End Date 12/31/2022, Max Qty. , IronRidge Lou Krannich West , 203377 Krannich Solar West LLC | -9.34 |  | No | Other | Shippable | 0 |  | Not Applicable as per Item Classification |  | Not Applicable
955-0998 | 955-0998 | SPA, IRONRIDGE Manufacturer Rebate for # DS-220-0359, End Date 12/31/2022, Max Qty. , IronRidge Lou Krannich West , 203377 Krannich Solar West LLC | -26.28 |  | No | Other | Shippable | 0 |  | Not Applicable as per Item Classification |  | Not Applicable
955-0999 | 955-0999 | SPA, IRONRIDGE Manufacturer Rebate for # DS-220-0360, End Date 12/31/2022, Max Qty. , IronRidge Lou Krannich West , 203377 Krannich Solar West LLC | -30.42 |  | No | Other | Shippable | 0 |  | Not Applicable as per Item Classification |  | Not Applicable
955-1000 | 955-1000 | SPA, IRONRIDGE Manufacturer Rebate for # DS-220-0361, End Date 12/31/2022, Max Qty. , IronRidge Lou Krannich West , 203377 Krannich Solar West LLC | -39.42 |  | No | Other | Shippable | 0 |  | Not Applicable as per Item Classification |  | Not Applicable
955-1001 | 955-1001 | SPA, IRONRIDGE Manufacturer Rebate for # DS-220-0714, End Date 12/31/2022, Max Qty. , IronRidge Lou Krannich West , 203377 Krannich Solar West LLC | -33.19 |  | No | Other | Shippable | 0 |  | Not Applicable as per Item Classification |  | Not Applicable
955-1002 | 955-1002 | SPA, IRONRIDGE Manufacturer Rebate for # DS-220-0715, End Date 12/31/2022, Max Qty. , IronRidge Lou Krannich West , 203377 Krannich Solar West LLC | -2.09 |  | No | Other | Shippable | 0 |  | Not Applicable as per Item Classification |  | Not Applicable
955-1003 | 955-1003 | SPA, IRONRIDGE Manufacturer Rebate for # DS-220-0716, End Date 12/31/2022, Max Qty. , IronRidge Lou Krannich West , 203377 Krannich Solar West LLC | -2.09 |  | No | Other | Shippable | 0 |  | Not Applicable as per Item Classification |  | Not Applicable
955-1004 | 955-1004 | SPA, IRONRIDGE Manufacturer Rebate for # DS-250-1051, End Date 12/31/2022, Max Qty. , IronRidge Lou Krannich West , 203377 Krannich Solar West LLC | -7.96 |  | No | Other | Shippable | 0 |  | Not Applicable as per Item Classification |  | Not Applicable
955-1005 | 955-1005 | SPA, IRONRIDGE Manufacturer Rebate for # DS-250-1052, End Date 12/31/2022, Max Qty. , IronRidge Lou Krannich West , 203377 Krannich Solar West LLC | -7.96 |  | No | Other | Shippable | 0 |  | Not Applicable as per Item Classification |  | Not Applicable
955-1006 | 955-1006 | SPA, IRONRIDGE Manufacturer Rebate for # DS-250-1053, End Date 12/31/2022, Max Qty. , IronRidge Lou Krannich West , 203377 Krannich Solar West LLC | -15.1 |  | No | Other | Shippable | 0 |  | Not Applicable as per Item Classification |  | Not Applicable
955-1007 | 955-1007 | SPA, IRONRIDGE Manufacturer Rebate for # DS-250-1054, End Date 12/31/2022, Max Qty. , IronRidge Lou Krannich West , 203377 Krannich Solar West LLC | -0.45 |  | No | Other | Shippable | 0 |  | Not Applicable as per Item Classification |  | Not Applicable
955-1008 | 955-1008 | SPA, IRONRIDGE Manufacturer Rebate for # DS-250-1055, End Date 12/31/2022, Max Qty. , IronRidge Lou Krannich West , 203377 Krannich Solar West LLC | -2.02 |  | No | Other | Shippable | 0 |  | Not Applicable as per Item Classification |  | Not Applicable
955-1009 | 955-1009 | SPA, IRONRIDGE Manufacturer Rebate for # DS-260-0101, End Date 12/31/2022, Max Qty. , IronRidge Lou Krannich West , 203377 Krannich Solar West LLC | -0.95 |  | No | Other | Shippable | 0 |  | Not Applicable as per Item Classification |  | Not Applicable
955-1010 | 955-1010 | SPA, IRONRIDGE Manufacturer Rebate for # DS-260-0102, End Date 12/31/2022, Max Qty. , IronRidge Lou Krannich West , 203377 Krannich Solar West LLC | -1.03 |  | No | Other | Shippable | 0 |  | Not Applicable as per Item Classification |  | Not Applicable
955-1011 | 955-1011 | SPA, IRONRIDGE Manufacturer Rebate for # DS-260-0103, End Date 12/31/2022, Max Qty. , IronRidge Lou Krannich West , 203377 Krannich Solar West LLC | -0.34 |  | No | Other | Shippable | 0 |  | Not Applicable as per Item Classification |  | Not Applicable
955-1012 | 955-1012 | SPA, IRONRIDGE Manufacturer Rebate for # DS-260-0104, End Date 12/31/2022, Max Qty. , IronRidge Lou Krannich West , 203377 Krannich Solar West LLC | -0.1 |  | No | Other | Shippable | 0 |  | Not Applicable as per Item Classification |  | Not Applicable
955-1013 | 955-1013 | SPA, IRONRIDGE Manufacturer Rebate for # DS-260-0105, End Date 12/31/2022, Max Qty. , IronRidge Lou Krannich West , 203377 Krannich Solar West LLC | -0.13 |  | No | Other | Shippable | 0 |  | Not Applicable as per Item Classification |  | Not Applicable
955-1014 | 955-1014 | SPA, IRONRIDGE Manufacturer Rebate for # DS-260-0106, End Date 12/31/2022, Max Qty. , IronRidge Lou Krannich West , 203377 Krannich Solar West LLC | -0.35 |  | No | Other | Shippable | 0 |  | Not Applicable as per Item Classification |  | Not Applicable
955-1015 | 955-1015 | SPA, IRONRIDGE Manufacturer Rebate for # DS-260-0107, End Date 12/31/2022, Max Qty. , IronRidge Lou Krannich West , 203377 Krannich Solar West LLC | -0.28 |  | No | Other | Shippable | 0 |  | Not Applicable as per Item Classification |  | Not Applicable
955-1016 | 955-1016 | SPA, IRONRIDGE Manufacturer Rebate for # DS-260-0108, End Date 12/31/2022, Max Qty. , IronRidge Lou Krannich West , 203377 Krannich Solar West LLC | -0.31 |  | No | Other | Shippable | 0 |  | Not Applicable as per Item Classification |  | Not Applicable
955-1017 | 955-1017 | SPA, IRONRIDGE Manufacturer Rebate for # DS-260-0109, End Date 12/31/2022, Max Qty. , IronRidge Lou Krannich West , 203377 Krannich Solar West LLC | -0.34 |  | No | Other | Shippable | 0 |  | Not Applicable as per Item Classification |  | Not Applicable
955-1018 | 955-1018 | SPA, IRONRIDGE Manufacturer Rebate for # DS-260-0110, End Date 12/31/2022, Max Qty. , IronRidge Lou Krannich West , 203377 Krannich Solar West LLC | -0.35 |  | No | Other | Shippable | 0 |  | Not Applicable as per Item Classification |  | Not Applicable
955-1019 | 955-1019 | SPA, IRONRIDGE Manufacturer Rebate for # DS-260-0111, End Date 12/31/2022, Max Qty. , IronRidge Lou Krannich West , 203377 Krannich Solar West LLC | -0.34 |  | No | Other | Shippable | 0 |  | Not Applicable as per Item Classification |  | Not Applicable
955-1020 | 955-1020 | SPA, IRONRIDGE Manufacturer Rebate for # DS-260-0112, End Date 12/31/2022, Max Qty. , IronRidge Lou Krannich West , 203377 Krannich Solar West LLC | -0.1 |  | No | Other | Shippable | 0 |  | Not Applicable as per Item Classification |  | Not Applicable
955-1021 | 955-1021 | SPA, IRONRIDGE Manufacturer Rebate for # DS-260-0113, End Date 12/31/2022, Max Qty. , IronRidge Lou Krannich West , 203377 Krannich Solar West LLC | -0.34 |  | No | Other | Shippable | 0 |  | Not Applicable as per Item Classification |  | Not Applicable
955-1022 | 955-1022 | SPA, IRONRIDGE Manufacturer Rebate for # DS-260-0114, End Date 12/31/2022, Max Qty. , IronRidge Lou Krannich West , 203377 Krannich Solar West LLC | -0.35 |  | No | Other | Shippable | 0 |  | Not Applicable as per Item Classification |  | Not Applicable
955-1023 | 955-1023 | SPA, IRONRIDGE Manufacturer Rebate for # DS-260-0117, End Date 12/31/2022, Max Qty. , IronRidge Lou Krannich West , 203377 Krannich Solar West LLC | -0.27 |  | No | Other | Shippable | 0 |  | Not Applicable as per Item Classification |  | Not Applicable
955-1024 | 955-1024 | SPA, IRONRIDGE Manufacturer Rebate for # DS-260-0118, End Date 12/31/2022, Max Qty. , IronRidge Lou Krannich West , 203377 Krannich Solar West LLC | -0.38 |  | No | Other | Shippable | 0 |  | Not Applicable as per Item Classification |  | Not Applicable
955-1025 | 955-1025 | SPA, IRONRIDGE Manufacturer Rebate for # DS-260-0169, End Date 12/31/2022, Max Qty. , IronRidge Lou Krannich West , 203377 Krannich Solar West LLC | -0.4 |  | No | Other | Shippable | 0 |  | Not Applicable as per Item Classification |  | Not Applicable
955-1026 | 955-1026 | SPA, IRONRIDGE Manufacturer Rebate for # DS-260-0170, End Date 12/31/2022, Max Qty. , IronRidge Lou Krannich West , 203377 Krannich Solar West LLC | -0.4 |  | No | Other | Shippable | 0 |  | Not Applicable as per Item Classification |  | Not Applicable
955-1027 | 955-1027 | SPA, IRONRIDGE Manufacturer Rebate for # DS-260-0171, End Date 12/31/2022, Max Qty. , IronRidge Lou Krannich West , 203377 Krannich Solar West LLC | -0.4 |  | No | Other | Shippable | 0 |  | Not Applicable as per Item Classification |  | Not Applicable
955-1028 | 955-1028 | SPA, IRONRIDGE Manufacturer Rebate for # DS-260-0172, End Date 12/31/2022, Max Qty. , IronRidge Lou Krannich West , 203377 Krannich Solar West LLC | -0.4 |  | No | Other | Shippable | 0 |  | Not Applicable as per Item Classification |  | Not Applicable
955-1029 | 955-1029 | SPA, IRONRIDGE Manufacturer Rebate for # DS-260-0173, End Date 12/31/2022, Max Qty. , IronRidge Lou Krannich West , 203377 Krannich Solar West LLC | -0.4 |  | No | Other | Shippable | 0 |  | Not Applicable as per Item Classification |  | Not Applicable
955-1030 | 955-1030 | SPA, IRONRIDGE Manufacturer Rebate for # DS-260-0174, End Date 12/31/2022, Max Qty. , IronRidge Lou Krannich West , 203377 Krannich Solar West LLC | -0.4 |  | No | Other | Shippable | 0 |  | Not Applicable as per Item Classification |  | Not Applicable
955-1031 | 955-1031 | SPA, IRONRIDGE Manufacturer Rebate for # DS-260-0175, End Date 12/31/2022, Max Qty. , IronRidge Lou Krannich West , 203377 Krannich Solar West LLC | -0.51 |  | No | Other | Shippable | 0 |  | Not Applicable as per Item Classification |  | Not Applicable
955-1032 | 955-1032 | SPA, IRONRIDGE Manufacturer Rebate for # DS-260-0281, End Date 12/31/2022, Max Qty. , IronRidge Lou Krannich West , 203377 Krannich Solar West LLC | -1.07 |  | No | Other | Shippable | 0 |  | Not Applicable as per Item Classification |  | Not Applicable
955-1033 | 955-1033 | SPA, IRONRIDGE Manufacturer Rebate for # DS-260-0584, End Date 12/31/2022, Max Qty. , IronRidge Lou Krannich West , 203377 Krannich Solar West LLC | -2.09 |  | No | Other | Shippable | 0 |  | Not Applicable as per Item Classification |  | Not Applicable
955-1034 | 955-1034 | SPA, IRONRIDGE Manufacturer Rebate for # DS-260-0585, End Date 12/31/2022, Max Qty. , IronRidge Lou Krannich West , 203377 Krannich Solar West LLC | -1.87 |  | No | Other | Shippable | 0 |  | Not Applicable as per Item Classification |  | Not Applicable
955-1035 | 955-1035 | SPA, IRONRIDGE Manufacturer Rebate for # DS-270-0152, End Date 12/31/2022, Max Qty. , IronRidge Lou Krannich West , 203377 Krannich Solar West LLC | -0.42 |  | No | Other | Shippable | 0 |  | Not Applicable as per Item Classification |  | Not Applicable
955-1036 | 955-1036 | SPA, IRONRIDGE Manufacturer Rebate for # DS-270-0160, End Date 12/31/2022, Max Qty. , IronRidge Lou Krannich West , 203377 Krannich Solar West LLC | -4.19 |  | No | Other | Shippable | 0 |  | Not Applicable as per Item Classification |  | Not Applicable
955-1037 | 955-1037 | SPA, IRONRIDGE Manufacturer Rebate for # DS-270-0161, End Date 12/31/2022, Max Qty. , IronRidge Lou Krannich West , 203377 Krannich Solar West LLC | -2.13 |  | No | Other | Shippable | 0 |  | Not Applicable as per Item Classification |  | Not Applicable
955-1038 | 955-1038 | SPA, IRONRIDGE Manufacturer Rebate for # DS-270-0942, End Date 12/31/2022, Max Qty. , IronRidge Lou Krannich West , 203377 Krannich Solar West LLC | -11.05 |  | No | Other | Shippable | 0 |  | Not Applicable as per Item Classification |  | Not Applicable
955-1039 | 955-1039 | SPA, IRONRIDGE Manufacturer Rebate for # DS-270-1032, End Date 12/31/2022, Max Qty. , IronRidge Lou Krannich West , 203377 Krannich Solar West LLC | -2.87 |  | No | Other | Shippable | 0 |  | Not Applicable as per Item Classification |  | Not Applicable
955-1040 | 955-1040 | SPA, IRONRIDGE Manufacturer Rebate for # DS-270-1033, End Date 12/31/2022, Max Qty. , IronRidge Lou Krannich West , 203377 Krannich Solar West LLC | -3.07 |  | No | Other | Shippable | 0 |  | Not Applicable as per Item Classification |  | Not Applicable
955-1041 | 955-1041 | SPA, IRONRIDGE Manufacturer Rebate for # DS-270-1045, End Date 12/31/2022, Max Qty. , IronRidge Lou Krannich West , 203377 Krannich Solar West LLC | -1.37 |  | No | Other | Shippable | 0 |  | Not Applicable as per Item Classification |  | Not Applicable
955-1042 | 955-1042 | SPA, IRONRIDGE Manufacturer Rebate for # DS-270-1046, End Date 12/31/2022, Max Qty. , IronRidge Lou Krannich West , 203377 Krannich Solar West LLC | -1.48 |  | No | Other | Shippable | 0 |  | Not Applicable as per Item Classification |  | Not Applicable
955-1043 | 955-1043 | SPA, IRONRIDGE Manufacturer Rebate for # DS-271-0008, End Date 12/31/2022, Max Qty. , IronRidge Lou Krannich West , 203377 Krannich Solar West LLC | -5.05 |  | No | Other | Shippable | 0 |  | Not Applicable as per Item Classification |  | Not Applicable
955-1044 | 955-1044 | SPA, IRONRIDGE Manufacturer Rebate for # DS-271-0009, End Date 12/31/2022, Max Qty. , IronRidge Lou Krannich West , 203377 Krannich Solar West LLC | -2.37 |  | No | Other | Shippable | 0 |  | Not Applicable as per Item Classification |  | Not Applicable
955-1045 | 955-1045 | SPA, IRONRIDGE Manufacturer Rebate for # DS-271-0010, End Date 12/31/2022, Max Qty. , IronRidge Lou Krannich West , 203377 Krannich Solar West LLC | -2.71 |  | No | Other | Shippable | 0 |  | Not Applicable as per Item Classification |  | Not Applicable
955-1046 | 955-1046 | SPA, IRONRIDGE Manufacturer Rebate for # DS-271-0012, End Date 12/31/2022, Max Qty. , IronRidge Lou Krannich West , 203377 Krannich Solar West LLC | -2.37 |  | No | Other | Shippable | 0 |  | Not Applicable as per Item Classification |  | Not Applicable
955-1047 | 955-1047 | SPA, IRONRIDGE Manufacturer Rebate for # DS-271-0014, End Date 12/31/2022, Max Qty. , IronRidge Lou Krannich West , 203377 Krannich Solar West LLC | -2.37 |  | No | Other | Shippable | 0 |  | Not Applicable as per Item Classification |  | Not Applicable
955-1048 | 955-1048 | SPA, IRONRIDGE Manufacturer Rebate for # DS-271-0015, End Date 12/31/2022, Max Qty. , IronRidge Lou Krannich West , 203377 Krannich Solar West LLC | -2.37 |  | No | Other | Shippable | 0 |  | Not Applicable as per Item Classification |  | Not Applicable
955-1049 | 955-1049 | SPA, IRONRIDGE Manufacturer Rebate for # DS-550-0287, End Date 12/31/2022, Max Qty. , IronRidge Lou Krannich West , 203377 Krannich Solar West LLC | -0.13 |  | No | Other | Shippable | 0 |  | Not Applicable as per Item Classification |  | Not Applicable
955-1050 | 955-1050 | SPA, IRONRIDGE Manufacturer Rebate for # DS-550-0288, End Date 12/31/2022, Max Qty. , IronRidge Lou Krannich West , 203377 Krannich Solar West LLC | -0.02 |  | No | Other | Shippable | 0 |  | Not Applicable as per Item Classification |  | Not Applicable
955-1051 | 955-1051 | SPA, IRONRIDGE Manufacturer Rebate for # DS-550-0382, End Date 12/31/2022, Max Qty. , IronRidge Lou Krannich West , 203377 Krannich Solar West LLC | -2.02 |  | No | Other | Shippable | 0 |  | Not Applicable as per Item Classification |  | Not Applicable
955-1052 | 955-1052 | SPA, IRONRIDGE Manufacturer Rebate for # DS-590-0115, End Date 12/31/2022, Max Qty. , IronRidge Lou Krannich West , 203377 Krannich Solar West LLC | -1.07 |  | No | Other | Shippable | 0 |  | Not Applicable as per Item Classification |  | Not Applicable
955-1053 | 955-1053 | SPA, IRONRIDGE Manufacturer Rebate for # DS-590-0116, End Date 12/31/2022, Max Qty. , IronRidge Lou Krannich West , 203377 Krannich Solar West LLC | -0.64 |  | No | Other | Shippable | 0 |  | Not Applicable as per Item Classification |  | Not Applicable
955-1054 | 955-1054 | SPA, IRONRIDGE Manufacturer Rebate for # DS-590-0117, End Date 12/31/2022, Max Qty. , IronRidge Lou Krannich West , 203377 Krannich Solar West LLC | -1.86 |  | No | Other | Shippable | 0 |  | Not Applicable as per Item Classification |  | Not Applicable
955-1055 | 955-1055 | SPA, IRONRIDGE Manufacturer Rebate for # DS-590-0118, End Date 12/31/2022, Max Qty. , IronRidge Lou Krannich West , 203377 Krannich Solar West LLC | -0.71 |  | No | Other | Shippable | 0 |  | Not Applicable as per Item Classification |  | Not Applicable
955-1056 | 955-1056 | SPA, IRONRIDGE Manufacturer Rebate for # DS-590-0119, End Date 12/31/2022, Max Qty. , IronRidge Lou Krannich West , 203377 Krannich Solar West LLC | -0.69 |  | No | Other | Shippable | 0 |  | Not Applicable as per Item Classification |  | Not Applicable
955-1057 | 955-1057 | SPA, IRONRIDGE Manufacturer Rebate for # DS-590-0120, End Date 12/31/2022, Max Qty. , IronRidge Lou Krannich West , 203377 Krannich Solar West LLC | -1.59 |  | No | Other | Shippable | 0 |  | Not Applicable as per Item Classification |  | Not Applicable
955-1058 | 955-1058 | SPA, IRONRIDGE Manufacturer Rebate for # DS-590-0121, End Date 12/31/2022, Max Qty. , IronRidge Lou Krannich West , 203377 Krannich Solar West LLC | -0.96 |  | No | Other | Shippable | 0 |  | Not Applicable as per Item Classification |  | Not Applicable
955-1059 | 955-1059 | SPA, ENPHASE ENERGY, INC., Manufacturer Rebate for 321-0216, End Date 9/30/2022, Max Qty. 8000, Q-00021730, 4204075 Southern Solar LLC | -37.23 |  | No | Other | Shippable | 0 |  | Not Applicable as per Item Classification |  | Not Applicable
955-1060 | 955-1060 | SPA, ENPHASE ENERGY, INC., Manufacturer Rebate for 321-0233, End Date 9/30/2022, Max Qty. 8000, Q-00021730, 4204075 Southern Solar LLC | -36.2 |  | No | Other | Shippable | 0 |  | Not Applicable as per Item Classification |  | Not Applicable
955-1061 | 955-1061 | SPA, ENPHASE ENERGY, INC., Manufacturer Rebate for 570-1226, End Date 9/30/2022, Max Qty. 150, Q-00021730, 4204075 Southern Solar LLC | -101.22 |  | No | Other | Shippable | 0 |  | Not Applicable as per Item Classification |  | Not Applicable
955-1062 | 955-1062 | SPA, ENPHASE ENERGY, INC., Manufacturer Rebate for 321-0233, End Date 12/31/2022, Max Qty. 600, Q-00025701, 203319 Good Faith Energy | -19.25 |  | No | Other | Shippable | 0 |  | Not Applicable as per Item Classification |  | Not Applicable
955-1063 | 955-1063 | SPA, ENPHASE ENERGY, INC., Manufacturer Rebate for 321-0232, End Date 12/31/2022, Max Qty. 1, Q-00025701, 203319 Good Faith Energy | -28.63 |  | No | Other | Shippable | 0 |  | Not Applicable as per Item Classification |  | Not Applicable
955-1064 | 955-1064 | SPA, ENPHASE ENERGY, INC., Manufacturer Rebate for 321-0231, End Date 12/31/2022, Max Qty. 1, Q-00025701, 203319 Good Faith Energy | -31.24 |  | No | Other | Shippable | 0 |  | Not Applicable as per Item Classification |  | Not Applicable
955-1065 | 955-1065 | SPA, ENPHASE ENERGY, INC., Manufacturer Rebate for 321-0230, End Date 12/31/2022, Max Qty. 1, Q-00025701, 203319 Good Faith Energy | -29.3 |  | No | Other | Shippable | 0 |  | Not Applicable as per Item Classification |  | Not Applicable
955-1066 | 955-1066 | SPA, ENPHASE ENERGY, INC., Manufacturer Rebate for 321-0229, End Date 12/31/2022, Max Qty. 800, Q-00025701, 203319 Good Faith Energy | -17.33 |  | No | Other | Shippable | 0 |  | Not Applicable as per Item Classification |  | Not Applicable
955-1067 | 955-1067 | SPA, ENPHASE ENERGY, INC., Manufacturer Rebate for 321-0244, End Date 12/31/2022, Max Qty. 600, Q-00025701, 203319 Good Faith Energy | -16.75 |  | No | Other | Shippable | 0 |  | Not Applicable as per Item Classification |  | Not Applicable
955-1068 | 955-1068 | SPA, ENPHASE ENERGY, INC., Manufacturer Rebate for 321-0216, End Date 12/31/2022, Max Qty. 600, Q-00025701, 203319 Good Faith Energy | -16.75 |  | No | Other | Shippable | 0 |  | Not Applicable as per Item Classification |  | Not Applicable
955-1069 | 955-1069 | SPA, ENPHASE ENERGY, INC., Manufacturer Rebate for 321-0223, End Date 12/31/2022, Max Qty. 1, Q-00025701, 203319 Good Faith Energy | -25.5 |  | No | Other | Shippable | 0 |  | Not Applicable as per Item Classification |  | Not Applicable
955-1070 | 955-1070 | SPA, ENPHASE ENERGY, INC., Manufacturer Rebate for 321-0215, End Date 12/31/2022, Max Qty. 800, Q-00025701, 203319 Good Faith Energy | -16.79 |  | No | Other | Shippable | 0 |  | Not Applicable as per Item Classification |  | Not Applicable
955-1071 | 955-1071 | SPA, ENPHASE ENERGY, INC., Manufacturer Rebate for 480-0123, End Date 12/31/2022, Max Qty. 1, Q-00025701, 203319 Good Faith Energy | -184.09 |  | No | Other | Shippable | 0 |  | Not Applicable as per Item Classification |  | Not Applicable
955-1072 | 955-1072 | SPA, ENPHASE ENERGY, INC., Manufacturer Rebate for 480-0133, End Date 12/31/2022, Max Qty. 30, Q-00025701, 203319 Good Faith Energy | -409.2 |  | No | Other | Shippable | 0 |  | Not Applicable as per Item Classification |  | Not Applicable
955-1073 | 955-1073 | SPA, SnapNrack, Manufacturer Rebate for 210-1109, End Date 12/31/2022, Max Qty. 1, SNR-00073, 4204075 Southern Solar LLC | -7.2 |  | No | Other | Shippable | 0 |  | Not Applicable as per Item Classification |  | Not Applicable
955-1074 | 955-1074 | SPA, SnapNrack, Manufacturer Rebate for 210-1106, End Date 12/31/2022, Max Qty. 1, SNR-00073, 4204075 Southern Solar LLC | -10.51 |  | No | Other | Shippable | 0 |  | Not Applicable as per Item Classification |  | Not Applicable
955-1075 | 955-1075 | SPA, ENPHASE ENERGY, INC., Manufacturer Rebate for 321-0244, End Date 9/30/2022, Q-00020002, 10454 Solar Solution LLC - (DC) | -31.48 |  | No | Other | Shippable | 0 |  | Not Applicable as per Item Classification |  | Not Applicable
955-1076 | 955-1076 | SPA, GENERAC POWER SYSTEMS, INC, Manufacturer Rebate for 480-0127, End Date 12/31/2022, Generac battery promo, 89614 R U Bright LLC | -377.75 |  | No | Other | Shippable | 0 |  | Not Applicable as per Item Classification |  | Not Applicable
955-1077 | 955-1077 | SPA, ENPHASE ENERGY, INC., Manufacturer Rebate for 321-0215, End Date 12/31/2022, Q-00024760, 4203321 3 Guys Solar LLC | -11.3 |  | No | Other | Shippable | 0 |  | Not Applicable as per Item Classification |  | Not Applicable
955-1078 | 955-1078 | SPA, ENPHASE ENERGY, INC., Manufacturer Rebate for 321-0216, End Date 12/31/2022, Q-00024760, 4203321 3 Guys Solar LLC | -10.64 |  | No | Other | Shippable | 0 |  | Not Applicable as per Item Classification |  | Not Applicable
955-1079 | 955-1079 | SPA, ENPHASE ENERGY, INC., Manufacturer Rebate for 321-0223, End Date 12/31/2022, Q-00024760, 4203321 3 Guys Solar LLC | -11.11 |  | No | Other | Shippable | 0 |  | Not Applicable as per Item Classification |  | Not Applicable
955-1080 | 955-1080 | SPA, ENPHASE ENERGY, INC., Manufacturer Rebate for 321-0229, End Date 12/31/2022, Q-00024760, 4203321 3 Guys Solar LLC | -12.97 |  | No | Other | Shippable | 0 |  | Not Applicable as per Item Classification |  | Not Applicable
955-1081 | 955-1081 | SPA, ENPHASE ENERGY, INC., Manufacturer Rebate for 321-0230, End Date 12/31/2022, Q-00024760, 4203321 3 Guys Solar LLC | -12.75 |  | No | Other | Shippable | 0 |  | Not Applicable as per Item Classification |  | Not Applicable
955-1082 | 955-1082 | SPA, ENPHASE ENERGY, INC., Manufacturer Rebate for 321-0231, End Date 12/31/2022, Q-00024760, 4203321 3 Guys Solar LLC | -13.23 |  | No | Other | Shippable | 0 |  | Not Applicable as per Item Classification |  | Not Applicable
955-1083 | 955-1083 | SPA, ENPHASE ENERGY, INC., Manufacturer Rebate for 321-0232, End Date 12/31/2022, Q-00024760, 4203321 3 Guys Solar LLC | -13.22 |  | No | Other | Shippable | 0 |  | Not Applicable as per Item Classification |  | Not Applicable
955-1084 | 955-1084 | SPA, ENPHASE ENERGY, INC., Manufacturer Rebate for 321-0233, End Date 12/31/2022, Q-00024760, 4203321 3 Guys Solar LLC | -12.22 |  | No | Other | Shippable | 0 |  | Not Applicable as per Item Classification |  | Not Applicable
955-1085 | 955-1085 | SPA, ENPHASE ENERGY, INC., Manufacturer Rebate for 321-0223, End Date 12/31/2022, Q-00026447, 89950 Urban Solar Group | -42.91 |  | No | Other | Shippable | 0 |  | Not Applicable as per Item Classification |  | Not Applicable
955-1086 | 955-1086 | SPA, ENPHASE ENERGY, INC., Manufacturer Rebate for 321-0216, End Date 12/31/2022, Q-00026447, 89950 Urban Solar Group | -35.25 |  | No | Other | Shippable | 0 |  | Not Applicable as per Item Classification |  | Not Applicable
955-1087 | 955-1087 | SPA, ENPHASE ENERGY, INC., Manufacturer Rebate for 321-0230, End Date 12/31/2022, Q-00026447, 89950 Urban Solar Group | -54.35 |  | No | Other | Shippable | 0 |  | Not Applicable as per Item Classification |  | Not Applicable
955-1088 | 955-1088 | SPA, ENPHASE ENERGY, INC., Manufacturer Rebate for 321-0232, End Date 12/31/2022, Q-00026447, 89950 Urban Solar Group | -42.49 |  | No | Other | Shippable | 0 |  | Not Applicable as per Item Classification |  | Not Applicable
955-1089 | 955-1089 | SPA, ENPHASE ENERGY, INC., Manufacturer Rebate for 321-0233, End Date 12/31/2022, Q-00026447, 89950 Urban Solar Group | -43.04 |  | No | Other | Shippable | 0 |  | Not Applicable as per Item Classification |  | Not Applicable
955-1090 | 955-1090 | SPA, ENPHASE ENERGY, INC., Manufacturer Rebate for 360-0328, End Date 12/31/2022, Q-00026447, 89950 Urban Solar Group | -3.55 |  | No | Other | Shippable | 0 |  | Not Applicable as per Item Classification |  | Not Applicable
955-1091 | 955-1091 | SPA, ENPHASE ENERGY, INC., Manufacturer Rebate for 360-0329, End Date 12/31/2022, Q-00026447, 89950 Urban Solar Group | -3.62 |  | No | Other | Shippable | 0 |  | Not Applicable as per Item Classification |  | Not Applicable
955-1092 | 955-1092 | SPA, ENPHASE ENERGY, INC., Manufacturer Rebate for 570-1226, End Date 12/31/2022, Q-00026447, 89950 Urban Solar Group | -111.68 |  | No | Other | Shippable | 0 |  | Not Applicable as per Item Classification |  | Not Applicable
955-1093 | 955-1093 | SPA, ENPHASE ENERGY, INC., Manufacturer Rebate for 321-0215, End Date 12/31/2022, Q-00026099, 203176 Energy Solutions Direct | -21.99 |  | No | Other | Shippable | 0 |  | Not Applicable as per Item Classification |  | Not Applicable
955-1094 | 955-1094 | SPA, ENPHASE ENERGY, INC., Manufacturer Rebate for 321-0223, End Date 12/31/2022, Q-00026099, 203176 Energy Solutions Direct | -37.52 |  | No | Other | Shippable | 0 |  | Not Applicable as per Item Classification |  | Not Applicable
955-1095 | 955-1095 | SPA, ENPHASE ENERGY, INC., Manufacturer Rebate for 321-0216, End Date 12/31/2022, Q-00026099, 203176 Energy Solutions Direct | -36.49 |  | No | Other | Shippable | 0 |  | Not Applicable as per Item Classification |  | Not Applicable
955-1096 | 955-1096 | SPA, ENPHASE ENERGY, INC., Manufacturer Rebate for 321-0230, End Date 12/31/2022, Q-00026099, 203176 Energy Solutions Direct | -43.12 |  | No | Other | Shippable | 0 |  | Not Applicable as per Item Classification |  | Not Applicable
955-1097 | 955-1097 | SPA, ENPHASE ENERGY, INC., Manufacturer Rebate for 321-0231, End Date 12/31/2022, Q-00026099, 203176 Energy Solutions Direct | -46.3 |  | No | Other | Shippable | 0 |  | Not Applicable as per Item Classification |  | Not Applicable
955-1098 | 955-1098 | SPA, ENPHASE ENERGY, INC., Manufacturer Rebate for 321-0232, End Date 12/31/2022, Q-00026099, 203176 Energy Solutions Direct | -41.5 |  | No | Other | Shippable | 0 |  | Not Applicable as per Item Classification |  | Not Applicable
955-1099 | 955-1099 | SPA, ENPHASE ENERGY, INC., Manufacturer Rebate for 321-0233, End Date 12/31/2022, Q-00026099, 203176 Energy Solutions Direct | -46 |  | No | Other | Shippable | 0 |  | Not Applicable as per Item Classification |  | Not Applicable
955-1100 | 955-1100 | SPA, ENPHASE ENERGY, INC., Manufacturer Rebate for 321-0215, End Date 12/31/2022, Q-00024799, 6237 Power Production Management, Inc. | -11.3 |  | No | Other | Shippable | 0 |  | Not Applicable as per Item Classification |  | Not Applicable
955-1101 | 955-1101 | SPA, ENPHASE ENERGY, INC., Manufacturer Rebate for 321-0216, End Date 12/31/2022, Q-00024799, 6237 Power Production Management, Inc. | -10.64 |  | No | Other | Shippable | 0 |  | Not Applicable as per Item Classification |  | Not Applicable
955-1102 | 955-1102 | SPA, ENPHASE ENERGY, INC., Manufacturer Rebate for 321-0223, End Date 12/31/2022, Q-00024799, 6237 Power Production Management, Inc. | -11.11 |  | No | Other | Shippable | 0 |  | Not Applicable as per Item Classification |  | Not Applicable
955-1103 | 955-1103 | SPA, ENPHASE ENERGY, INC., Manufacturer Rebate for 321-0229, End Date 12/31/2022, Q-00024799, 6237 Power Production Management, Inc. | -12.97 |  | No | Other | Shippable | 0 |  | Not Applicable as per Item Classification |  | Not Applicable
955-1104 | 955-1104 | SPA, ENPHASE ENERGY, INC., Manufacturer Rebate for 321-0230, End Date 12/31/2022, Q-00024799, 6237 Power Production Management, Inc. | -12.75 |  | No | Other | Shippable | 0 |  | Not Applicable as per Item Classification |  | Not Applicable
955-1105 | 955-1105 | SPA, ENPHASE ENERGY, INC., Manufacturer Rebate for 321-0231, End Date 12/31/2022, Q-00024799, 6237 Power Production Management, Inc. | -13.23 |  | No | Other | Shippable | 0 |  | Not Applicable as per Item Classification |  | Not Applicable
955-1106 | 955-1106 | SPA, ENPHASE ENERGY, INC., Manufacturer Rebate for 321-0232, End Date 12/31/2022, Q-00024799, 6237 Power Production Management, Inc. | -13.22 |  | No | Other | Shippable | 0 |  | Not Applicable as per Item Classification |  | Not Applicable
955-1107 | 955-1107 | SPA, ENPHASE ENERGY, INC., Manufacturer Rebate for 321-0233, End Date 12/31/2022, Q-00024799, 6237 Power Production Management, Inc. | -12.22 |  | No | Other | Shippable | 0 |  | Not Applicable as per Item Classification |  | Not Applicable
955-1108 | 955-1108 | SPA, ENPHASE ENERGY, INC., Manufacturer Rebate for 321-0233, End Date 12/31/2022, Q-00026011, 4202957 Meraki Installers LLC | -60 |  | No | Other | Shippable | 0 |  | Not Applicable as per Item Classification |  | Not Applicable
955-1109 | 955-1109 | SPA, ENPHASE ENERGY, INC., Manufacturer Rebate for 360-0328, End Date 12/31/2022, Q-00026011, 4202957 Meraki Installers LLC | -6.26 |  | No | Other | Shippable | 0 |  | Not Applicable as per Item Classification |  | Not Applicable
955-1110 | 955-1110 | SPA, ENPHASE ENERGY, INC., Manufacturer Rebate for 360-0329, End Date 12/31/2022, Q-00026011, 4202957 Meraki Installers LLC | -6.43 |  | No | Other | Shippable | 0 |  | Not Applicable as per Item Classification |  | Not Applicable
955-1111 | 955-1111 | SPA, ENPHASE ENERGY, INC., Manufacturer Rebate for 570-1226, End Date 12/31/2022, Q-00026011, 4202957 Meraki Installers LLC | -223.28 |  | No | Other | Shippable | 0 |  | Not Applicable as per Item Classification |  | Not Applicable
955-1112 | 955-1112 | SPA, ENPHASE ENERGY, INC., Manufacturer Rebate for 321-0229, End Date 12/31/2022, Q-00025787, 4205383 Sky Solar Energy, Inc | -12.99 |  | No | Other | Shippable | 0 |  | Not Applicable as per Item Classification |  | Not Applicable
955-1113 | 955-1113 | SPA, ENPHASE ENERGY, INC., Manufacturer Rebate for 321-0230, End Date 12/31/2022, Q-00025787, 4205383 Sky Solar Energy, Inc | -12.77 |  | No | Other | Shippable | 0 |  | Not Applicable as per Item Classification |  | Not Applicable
955-1114 | 955-1114 | SPA, ENPHASE ENERGY, INC., Manufacturer Rebate for 321-0231, End Date 12/31/2022, Q-00025787, 4205383 Sky Solar Energy, Inc | -18.86 |  | No | Other | Shippable | 0 |  | Not Applicable as per Item Classification |  | Not Applicable
955-1115 | 955-1115 | SPA, ENPHASE ENERGY, INC., Manufacturer Rebate for 321-0232, End Date 12/31/2022, Q-00025787, 4205383 Sky Solar Energy, Inc | -16.33 |  | No | Other | Shippable | 0 |  | Not Applicable as per Item Classification |  | Not Applicable
955-1116 | 955-1116 | SPA, ENPHASE ENERGY, INC., Manufacturer Rebate for 321-0233, End Date 12/31/2022, Q-00025787, 4205383 Sky Solar Energy, Inc | -12.25 |  | No | Other | Shippable | 0 |  | Not Applicable as per Item Classification |  | Not Applicable
955-1117 | 955-1117 | SPA, ENPHASE ENERGY, INC., Manufacturer Rebate for 321-0215, End Date 12/31/2022, Q-00024771, 6136 The Solar Guys Inc. DBA Compass Solar Energy | -11.3 |  | No | Other | Shippable | 0 |  | Not Applicable as per Item Classification |  | Not Applicable
955-1118 | 955-1118 | SPA, ENPHASE ENERGY, INC., Manufacturer Rebate for 321-0223, End Date 12/31/2022, Q-00024771, 6136 The Solar Guys Inc. DBA Compass Solar Energy | -11.11 |  | No | Other | Shippable | 0 |  | Not Applicable as per Item Classification |  | Not Applicable
955-1119 | 955-1119 | SPA, ENPHASE ENERGY, INC., Manufacturer Rebate for 321-0216, End Date 12/31/2022, Q-00024771, 6136 The Solar Guys Inc. DBA Compass Solar Energy | -10.64 |  | No | Other | Shippable | 0 |  | Not Applicable as per Item Classification |  | Not Applicable
955-1120 | 955-1120 | SPA, ENPHASE ENERGY, INC., Manufacturer Rebate for 321-0229, End Date 12/31/2022, Q-00024771, 6136 The Solar Guys Inc. DBA Compass Solar Energy | -12.97 |  | No | Other | Shippable | 0 |  | Not Applicable as per Item Classification |  | Not Applicable
955-1121 | 955-1121 | SPA, ENPHASE ENERGY, INC., Manufacturer Rebate for 321-0230, End Date 12/31/2022, Q-00024771, 6136 The Solar Guys Inc. DBA Compass Solar Energy | -12.75 |  | No | Other | Shippable | 0 |  | Not Applicable as per Item Classification |  | Not Applicable
955-1122 | 955-1122 | SPA, ENPHASE ENERGY, INC., Manufacturer Rebate for 321-0231, End Date 12/31/2022, Q-00024771, 6136 The Solar Guys Inc. DBA Compass Solar Energy | -13.23 |  | No | Other | Shippable | 0 |  | Not Applicable as per Item Classification |  | Not Applicable
955-1123 | 955-1123 | SPA, ENPHASE ENERGY, INC., Manufacturer Rebate for 321-0232, End Date 12/31/2022, Q-00024771, 6136 The Solar Guys Inc. DBA Compass Solar Energy | -13.22 |  | No | Other | Shippable | 0 |  | Not Applicable as per Item Classification |  | Not Applicable
955-1124 | 955-1124 | SPA, ENPHASE ENERGY, INC., Manufacturer Rebate for 321-0233, End Date 12/31/2022, Q-00024771, 6136 The Solar Guys Inc. DBA Compass Solar Energy | -12.22 |  | No | Other | Shippable | 0 |  | Not Applicable as per Item Classification |  | Not Applicable
955-1125 | 955-1125 | SPA, ENPHASE ENERGY, INC., Manufacturer Rebate for 321-0233, End Date 9/30/2022, SP-2022, 489453 Orbit Energy & Power, LLC-New Jersey | -48 |  | No | Other | Shippable | 0 |  | Not Applicable as per Item Classification |  | Not Applicable
955-1126 | 955-1126 | SPA, ENPHASE ENERGY, INC., Manufacturer Rebate for 480-0123, End Date 12/31/2022, Q-00025754, 121375 Raluna Energy Solar Solutions DBA Cutler Bay Solar Solutions | -133 |  | No | Other | Shippable | 0 |  | Not Applicable as per Item Classification |  | Not Applicable
955-1127 | 955-1127 | SPA, ENPHASE ENERGY, INC., Manufacturer Rebate for 480-0132, End Date 12/31/2022, Q-00025754, 121375 Raluna Energy Solar Solutions DBA Cutler Bay Solar Solutions | -133 |  | No | Other | Shippable | 0 |  | Not Applicable as per Item Classification |  | Not Applicable
955-1128 | 955-1128 | SPA, ENPHASE ENERGY, INC., Manufacturer Rebate for 321-0215, End Date 12/31/2022, Q-00025754, 121375 Raluna Energy Solar Solutions DBA Cutler Bay Solar Solutions | -18.87 |  | No | Other | Shippable | 0 |  | Not Applicable as per Item Classification |  | Not Applicable
955-1129 | 955-1129 | SPA, ENPHASE ENERGY, INC., Manufacturer Rebate for 321-0216, End Date 12/31/2022, Q-00025754, 121375 Raluna Energy Solar Solutions DBA Cutler Bay Solar Solutions | -18.23 |  | No | Other | Shippable | 0 |  | Not Applicable as per Item Classification |  | Not Applicable
955-1130 | 955-1130 | SPA, ENPHASE ENERGY, INC., Manufacturer Rebate for 321-0223, End Date 12/31/2022, Q-00025754, 121375 Raluna Energy Solar Solutions DBA Cutler Bay Solar Solutions | -19.22 |  | No | Other | Shippable | 0 |  | Not Applicable as per Item Classification |  | Not Applicable
955-1131 | 955-1131 | SPA, ENPHASE ENERGY, INC., Manufacturer Rebate for 321-0229, End Date 12/31/2022, Q-00025754, 121375 Raluna Energy Solar Solutions DBA Cutler Bay Solar Solutions | -21.68 |  | No | Other | Shippable | 0 |  | Not Applicable as per Item Classification |  | Not Applicable
955-1132 | 955-1132 | SPA, ENPHASE ENERGY, INC., Manufacturer Rebate for 321-0230, End Date 12/31/2022, Q-00025754, 121375 Raluna Energy Solar Solutions DBA Cutler Bay Solar Solutions | -22.07 |  | No | Other | Shippable | 0 |  | Not Applicable as per Item Classification |  | Not Applicable
955-1133 | 955-1133 | SPA, ENPHASE ENERGY, INC., Manufacturer Rebate for 321-0231, End Date 12/31/2022, Q-00025754, 121375 Raluna Energy Solar Solutions DBA Cutler Bay Solar Solutions | -23.38 |  | No | Other | Shippable | 0 |  | Not Applicable as per Item Classification |  | Not Applicable
955-1134 | 955-1134 | SPA, ENPHASE ENERGY, INC., Manufacturer Rebate for 321-0232, End Date 12/31/2022, Q-00025754, 121375 Raluna Energy Solar Solutions DBA Cutler Bay Solar Solutions | -21.9 |  | No | Other | Shippable | 0 |  | Not Applicable as per Item Classification |  | Not Applicable
955-1135 | 955-1135 | SPA, ENPHASE ENERGY, INC., Manufacturer Rebate for 321-0233, End Date 12/31/2022, Q-00025754, 121375 Raluna Energy Solar Solutions DBA Cutler Bay Solar Solutions | -20.95 |  | No | Other | Shippable | 0 |  | Not Applicable as per Item Classification |  | Not Applicable
955-1136 | 955-1136 | SPA, ENPHASE ENERGY, INC., Manufacturer Rebate for 321-0233, End Date 9/30/2022, Q-00020372, 82214 Bermuda Engineering | -42.65 |  | No | Other | Shippable | 0 |  | Not Applicable as per Item Classification |  | Not Applicable
955-1137 | 955-1137 | SPA, ENPHASE ENERGY, INC., Manufacturer Rebate for 321-0233, End Date 12/31/2022, Q-00024704, 82909 PV MicroPower, LLC dba SunFarm Energy | -12.22 |  | No | Other | Shippable | 0 |  | Not Applicable as per Item Classification |  | Not Applicable
955-1138 | 955-1138 | SPA, ENPHASE ENERGY, INC., Manufacturer Rebate for 321-0232, End Date 12/31/2022, Q-00024704, 82909 PV MicroPower, LLC dba SunFarm Energy | -13.22 |  | No | Other | Shippable | 0 |  | Not Applicable as per Item Classification |  | Not Applicable
955-1139 | 955-1139 | SPA, ENPHASE ENERGY, INC., Manufacturer Rebate for 321-0231, End Date 12/31/2022, Q-00024704, 82909 PV MicroPower, LLC dba SunFarm Energy | -13.23 |  | No | Other | Shippable | 0 |  | Not Applicable as per Item Classification |  | Not Applicable
955-1140 | 955-1140 | SPA, ENPHASE ENERGY, INC., Manufacturer Rebate for 321-0230, End Date 12/31/2022, Q-00024704, 82909 PV MicroPower, LLC dba SunFarm Energy | -12.75 |  | No | Other | Shippable | 0 |  | Not Applicable as per Item Classification |  | Not Applicable
955-1141 | 955-1141 | SPA, ENPHASE ENERGY, INC., Manufacturer Rebate for 321-0229, End Date 12/31/2022, Q-00024704, 82909 PV MicroPower, LLC dba SunFarm Energy | -12.97 |  | No | Other | Shippable | 0 |  | Not Applicable as per Item Classification |  | Not Applicable
955-1142 | 955-1142 | SPA, ENPHASE ENERGY, INC., Manufacturer Rebate for 321-0216, End Date 12/31/2022, Q-00024704, 82909 PV MicroPower, LLC dba SunFarm Energy | -10.64 |  | No | Other | Shippable | 0 |  | Not Applicable as per Item Classification |  | Not Applicable
955-1143 | 955-1143 | SPA, ENPHASE ENERGY, INC., Manufacturer Rebate for 321-0223, End Date 12/31/2022, Q-00024704, 82909 PV MicroPower, LLC dba SunFarm Energy | -11.11 |  | No | Other | Shippable | 0 |  | Not Applicable as per Item Classification |  | Not Applicable
955-1144 | 955-1144 | SPA, ENPHASE ENERGY, INC., Manufacturer Rebate for 321-0215, End Date 12/31/2022, Q-00024704, 82909 PV MicroPower, LLC dba SunFarm Energy | -11.3 |  | No | Other | Shippable | 0 |  | Not Applicable as per Item Classification |  | Not Applicable
955-1145 | 955-1145 | SPA, ENPHASE ENERGY, INC., Manufacturer Rebate for 321-0216, End Date 12/31/2022, Q-00026368, 89609 Sunlight Enterprises, Inc dba Sunlight Solar | -24.82 |  | No | Other | Shippable | 0 |  | Not Applicable as per Item Classification |  | Not Applicable
955-1146 | 955-1146 | SPA, ENPHASE ENERGY, INC., Manufacturer Rebate for 321-0232, End Date 12/31/2022, Q-00026368, 89609 Sunlight Enterprises, Inc dba Sunlight Solar | -36 |  | No | Other | Shippable | 0 |  | Not Applicable as per Item Classification |  | Not Applicable
955-1147 | 955-1147 | SPA, ENPHASE ENERGY, INC., Manufacturer Rebate for 321-0233, End Date 12/31/2022, Q-00026368, 89609 Sunlight Enterprises, Inc dba Sunlight Solar | -28.53 |  | No | Other | Shippable | 0 |  | Not Applicable as per Item Classification |  | Not Applicable
955-1148 | 955-1148 | SPA, SOLAREDGE TECHNOLOGIES INC, Manufacturer Rebate for 310-0596, End Date 9/30/2022, SOL1360, 4203896 Texas Solar Integrated | -279.26 |  | No | Other | Shippable | 0 |  | Not Applicable as per Item Classification |  | Not Applicable
955-1149 | 955-1149 | SPA, ENPHASE ENERGY, INC., Manufacturer Rebate for 321-0215, End Date 12/31/2022, Q-00024971, 30870 Icon Solar Power | -11.3 |  | No | Other | Shippable | 0 |  | Not Applicable as per Item Classification |  | Not Applicable
955-1150 | 955-1150 | SPA, ENPHASE ENERGY, INC., Manufacturer Rebate for 321-0216, End Date 12/31/2022, Q-00024971, 30870 Icon Solar Power | -18.34 |  | No | Other | Shippable | 0 |  | Not Applicable as per Item Classification |  | Not Applicable
955-1151 | 955-1151 | SPA, ENPHASE ENERGY, INC., Manufacturer Rebate for 321-0223, End Date 12/31/2022, Q-00024971, 30870 Icon Solar Power | -11.11 |  | No | Other | Shippable | 0 |  | Not Applicable as per Item Classification |  | Not Applicable
955-1152 | 955-1152 | SPA, ENPHASE ENERGY, INC., Manufacturer Rebate for 321-0229, End Date 12/31/2022, Q-00024971, 30870 Icon Solar Power | -12.97 |  | No | Other | Shippable | 0 |  | Not Applicable as per Item Classification |  | Not Applicable
955-1153 | 955-1153 | SPA, ENPHASE ENERGY, INC., Manufacturer Rebate for 321-0233, End Date 12/31/2022, Q-00024971, 30870 Icon Solar Power | -21.07 |  | No | Other | Shippable | 0 |  | Not Applicable as per Item Classification |  | Not Applicable
955-1154 | 955-1154 | SPA, ENPHASE ENERGY, INC., Manufacturer Rebate for 321-0230, End Date 12/31/2022, Q-00024971, 30870 Icon Solar Power | -12.75 |  | No | Other | Shippable | 0 |  | Not Applicable as per Item Classification |  | Not Applicable
955-1155 | 955-1155 | SPA, ENPHASE ENERGY, INC., Manufacturer Rebate for 321-0231, End Date 12/31/2022, Q-00024971, 30870 Icon Solar Power | -13.23 |  | No | Other | Shippable | 0 |  | Not Applicable as per Item Classification |  | Not Applicable
955-1156 | 955-1156 | SPA, ENPHASE ENERGY, INC., Manufacturer Rebate for 321-0232, End Date 12/31/2022, Q-00024971, 30870 Icon Solar Power | -13.22 |  | No | Other | Shippable | 0 |  | Not Applicable as per Item Classification |  | Not Applicable
955-1157 | 955-1157 | SPA, ENPHASE ENERGY, INC., Manufacturer Rebate for 321-0215, End Date 12/31/2022, Q-00026147, 4205145 Titanium Solar LLC | -29.79 |  | No | Other | Soligent De-listing | 0 |  | Not Applicable as per Item Classification |  | Not Applicable
955-1158 | 955-1158 | SPA, ENPHASE ENERGY, INC., Manufacturer Rebate for 321-0216, End Date 12/31/2022, Q-00024988, 203313 Sunergy, Inc | -13.48 |  | No | Other | Shippable | 0 |  | Not Applicable as per Item Classification |  | Not Applicable
955-1159 | 955-1159 | SPA, ENPHASE ENERGY, INC., Manufacturer Rebate for 321-0230, End Date 12/31/2022, Q-00024988, 203313 Sunergy, Inc | -11.57 |  | No | Other | Shippable | 0 |  | Not Applicable as per Item Classification |  | Not Applicable
955-1160 | 955-1160 | SPA, ENPHASE ENERGY, INC., Manufacturer Rebate for 321-0231, End Date 12/31/2022, Q-00024988, 203313 Sunergy, Inc | -10.57 |  | No | Other | Shippable | 0 |  | Not Applicable as per Item Classification |  | Not Applicable
955-1161 | 955-1161 | SPA, ENPHASE ENERGY, INC., Manufacturer Rebate for 321-0232, End Date 12/31/2022, Q-00024988, 203313 Sunergy, Inc | -10.14 |  | No | Other | Shippable | 0 |  | Not Applicable as per Item Classification |  | Not Applicable
955-1162 | 955-1162 | SPA, ENPHASE ENERGY, INC., Manufacturer Rebate for 321-0233, End Date 12/31/2022, Q-00024988, 203313 Sunergy, Inc | -11 |  | No | Other | Shippable | 0 |  | Not Applicable as per Item Classification |  | Not Applicable
955-1163 | 955-1163 | SPA, ENPHASE ENERGY, INC., Manufacturer Rebate for 321-0229, End Date 12/31/2022, Q-00025892, 4204494 Evergreen Solar and Construction dba Evergreen Builders | -18.94 |  | No | Other | Shippable | 0 |  | Not Applicable as per Item Classification |  | Not Applicable
955-1164 | 955-1164 | SPA, ENPHASE ENERGY, INC., Manufacturer Rebate for 321-0230, End Date 12/31/2022, Q-00025892, 4204494 Evergreen Solar and Construction dba Evergreen Builders | -19.57 |  | No | Other | Shippable | 0 |  | Not Applicable as per Item Classification |  | Not Applicable
955-1165 | 955-1165 | SPA, ENPHASE ENERGY, INC., Manufacturer Rebate for 321-0231, End Date 12/31/2022, Q-00025892, 4204494 Evergreen Solar and Construction dba Evergreen Builders | -24.57 |  | No | Other | Shippable | 0 |  | Not Applicable as per Item Classification |  | Not Applicable
955-1166 | 955-1166 | SPA, ENPHASE ENERGY, INC., Manufacturer Rebate for 321-0232, End Date 12/31/2022, Q-00025892, 4204494 Evergreen Solar and Construction dba Evergreen Builders | -19.14 |  | No | Other | Shippable | 0 |  | Not Applicable as per Item Classification |  | Not Applicable
955-1167 | 955-1167 | SPA, ENPHASE ENERGY, INC., Manufacturer Rebate for 321-0233, End Date 12/31/2022, Q-00025892, 4204494 Evergreen Solar and Construction dba Evergreen Builders | -20 |  | No | Other | Shippable | 0 |  | Not Applicable as per Item Classification |  | Not Applicable
955-1168 | 955-1168 | SPA, ENPHASE ENERGY, INC., Manufacturer Rebate for 321-0230, End Date 12/31/2022, Q-00025146, 203393 AmeriGreen Builders, Inc | -21.12 |  | No | Other | Shippable | 0 |  | Not Applicable as per Item Classification |  | Not Applicable
955-1169 | 955-1169 | SPA, ENPHASE ENERGY, INC., Manufacturer Rebate for 321-0231, End Date 12/31/2022, Q-00025146, 203393 AmeriGreen Builders, Inc | -21.59 |  | No | Other | Shippable | 0 |  | Not Applicable as per Item Classification |  | Not Applicable
955-1170 | 955-1170 | SPA, ENPHASE ENERGY, INC., Manufacturer Rebate for 321-0232, End Date 12/31/2022, Q-00025146, 203393 AmeriGreen Builders, Inc | -19.35 |  | No | Other | Shippable | 0 |  | Not Applicable as per Item Classification |  | Not Applicable
955-1171 | 955-1171 | SPA, ENPHASE ENERGY, INC., Manufacturer Rebate for 321-0233, End Date 12/31/2022, Q-00025146, 203393 AmeriGreen Builders, Inc | -19.71 |  | No | Other | Shippable | 0 |  | Not Applicable as per Item Classification |  | Not Applicable
955-1172 | 955-1172 | SPA, ENPHASE ENERGY, INC., Manufacturer Rebate for 321-0233, End Date 12/31/2022, Q-00024804, 6600 CAM SOLAR INC | -3.95 |  | No | Other | Shippable | 0 |  | Not Applicable as per Item Classification |  | Not Applicable
955-1173 | 955-1173 | SPA, ENPHASE ENERGY, INC., Manufacturer Rebate for 321-0231, End Date 12/31/2022, Q-00024804, 6600 CAM SOLAR INC | -5.57 |  | No | Other | Shippable | 0 |  | Not Applicable as per Item Classification |  | Not Applicable
955-1174 | 955-1174 | SPA, ENPHASE ENERGY, INC., Manufacturer Rebate for 321-0232, End Date 12/31/2022, Q-00024804, 6600 CAM SOLAR INC | -4.49 |  | No | Other | Shippable | 0 |  | Not Applicable as per Item Classification |  | Not Applicable
955-1175 | 955-1175 | SPA, ENPHASE ENERGY, INC., Manufacturer Rebate for 321-0215, End Date 12/31/2022, Q-00024806, 4204047 Circle L Solar, Inc | -24.84 |  | No | Other | Shippable | 0 |  | Not Applicable as per Item Classification |  | Not Applicable
955-1176 | 955-1176 | SPA, ENPHASE ENERGY, INC., Manufacturer Rebate for 321-0229, End Date 12/31/2022, Q-00024806, 4204047 Circle L Solar, Inc | -18.89 |  | No | Other | Shippable | 0 |  | Not Applicable as per Item Classification |  | Not Applicable
955-1177 | 955-1177 | SPA, ENPHASE ENERGY, INC., Manufacturer Rebate for 321-0233, End Date 12/31/2022, Q-00024806, 4204047 Circle L Solar, Inc | -18 |  | No | Other | Shippable | 0 |  | Not Applicable as per Item Classification |  | Not Applicable
955-1178 | 955-1178 | SPA, ENPHASE ENERGY, INC., Manufacturer Rebate for 321-0230, End Date 12/31/2022, Q-00026596, 4204658 Premier Aesthetix Installation and Construction LLC | -18.69 |  | No | Other | Shippable | 0 |  | Not Applicable as per Item Classification |  | Not Applicable
955-1179 | 955-1179 | SPA, ENPHASE ENERGY, INC., Manufacturer Rebate for 321-0232, End Date 12/31/2022, Q-00026596, 4204658 Premier Aesthetix Installation and Construction LLC | -23.89 |  | No | Other | Shippable | 0 |  | Not Applicable as per Item Classification |  | Not Applicable
955-1180 | 955-1180 | SPA, ENPHASE ENERGY, INC., Manufacturer Rebate for 321-0233, End Date 12/31/2022, Q00026596, 4204658 Premier Aesthetix Installation and Construction LLC | -18 |  | No | Other | Shippable | 0 |  | Not Applicable as per Item Classification |  | Not Applicable
955-1181 | 955-1181 | SPA, ENPHASE ENERGY, INC., Manufacturer Rebate for 321-0216, End Date 12/31/2022, Q-00024839, 6900 Aberration, Inc. dba South Texas Solar Systems, Inc. | -29.93 |  | No | Other | Shippable | 0 |  | Not Applicable as per Item Classification |  | Not Applicable
955-1182 | 955-1182 | SPA, ENPHASE ENERGY, INC., Manufacturer Rebate for 321-0233, End Date 12/31/2022, Q-00024839, 6900 Aberration, Inc. dba South Texas Solar Systems, Inc. | -24.05 |  | No | Other | Shippable | 0 |  | Not Applicable as per Item Classification |  | Not Applicable
955-1183 | 955-1183 | SPA, ENPHASE ENERGY, INC., Manufacturer Rebate for 321-0229, End Date 12/31/2022, Q-00024804, 6600 CAM SOLAR INC | -3.39 |  | No | Other | Shippable | 0 |  | Not Applicable as per Item Classification |  | Not Applicable
955-1184 | 955-1184 | SPA, ENPHASE ENERGY, INC., Manufacturer Rebate for 321-0230, End Date 12/31/2022, Q-00024804, 6600 CAM SOLAR INC | -4.67 |  | No | Other | Shippable | 0 |  | Not Applicable as per Item Classification |  | Not Applicable
955-1185 | 955-1185 | SPA, ENPHASE ENERGY, INC., Manufacturer Rebate for 321-0215, End Date 12/31/2022, Q-00024830, 7121 Solar Alternatives Inc | -17.24 |  | No | Other | Shippable | 0 |  | Not Applicable as per Item Classification |  | Not Applicable
955-1186 | 955-1186 | SPA, ENPHASE ENERGY, INC., Manufacturer Rebate for 321-0223, End Date 12/31/2022, Q-00024830, 7121 Solar Alternatives Inc | -19 |  | No | Other | Shippable | 0 |  | Not Applicable as per Item Classification |  | Not Applicable
955-1187 | 955-1187 | SPA, ENPHASE ENERGY, INC., Manufacturer Rebate for 321-0216, End Date 12/31/2022, Q-00024830, 7121 Solar Alternatives Inc | -17.43 |  | No | Other | Shippable | 0 |  | Not Applicable as per Item Classification |  | Not Applicable
955-1188 | 955-1188 | SPA, ENPHASE ENERGY, INC., Manufacturer Rebate for 321-0233, End Date 12/31/2022, Q-00024830, 7121 Solar Alternatives Inc | -9.15 |  | No | Other | Shippable | 0 |  | Not Applicable as per Item Classification |  | Not Applicable
955-1189 | 955-1189 | SPA, ENPHASE ENERGY, INC., Manufacturer Rebate for 321-0216, End Date 12/31/2022, Q-00026415, 4988744 GR8FL Solar LLC | -15.26 |  | No | Other | Shippable | 0 |  | Not Applicable as per Item Classification |  | Not Applicable
955-1190 | 955-1190 | SPA, ENPHASE ENERGY, INC., Manufacturer Rebate for 321-0232, End Date 12/31/2022, Q-00026415, 4988744 GR8FL Solar LLC | -31.24 |  | No | Other | Shippable | 0 |  | Not Applicable as per Item Classification |  | Not Applicable
955-1191 | 955-1191 | SPA, ENPHASE ENERGY, INC., Manufacturer Rebate for 321-0233, End Date 12/31/2022, Q-00026415, 4988744 GR8FL Solar LLC | -24 |  | No | Other | Shippable | 0 |  | Not Applicable as per Item Classification |  | Not Applicable
955-1192 | 955-1192 | SPA, ENPHASE ENERGY, INC., Manufacturer Rebate for 321-0216, End Date 12/31/2022, Q-00026147, 4205145 Titanium Solar LLC | -22.48 |  | No | Other | Soligent De-listing | 0 |  | Not Applicable as per Item Classification |  | Not Applicable
955-1193 | 955-1193 | SPA, ENPHASE ENERGY, INC., Manufacturer Rebate for 321-0215, End Date 12/31/2022, Q-00025892, 4204494 Evergreen Solar and Construction dba Evergreen Builders | -23.79 |  | No | Other | Shippable | 0 |  | Not Applicable as per Item Classification |  | Not Applicable
955-1194 | 955-1194 | SPA, ENPHASE ENERGY, INC., Manufacturer Rebate for 321-0216, End Date 12/31/2022, Q-00025892, 4204494 Evergreen Solar and Construction dba Evergreen Builders | -13.48 |  | No | Other | Shippable | 0 |  | Not Applicable as per Item Classification |  | Not Applicable
955-1195 | 955-1195 | SPA, ENPHASE ENERGY, INC., Manufacturer Rebate for 321-0223, End Date 12/31/2022, Q-00025146, 203393 AmeriGreen Builders, Inc | -31.65 |  | No | Other | Shippable | 0 |  | Not Applicable as per Item Classification |  | Not Applicable
955-1196 | 955-1196 | SPA, ENPHASE ENERGY, INC., Manufacturer Rebate for 321-0216, End Date 12/31/2022, Q-00025146, 203393 AmeriGreen Builders, Inc | -28.11 |  | No | Other | Shippable | 0 |  | Not Applicable as per Item Classification |  | Not Applicable
955-1197 | 955-1197 | SPA, ENPHASE ENERGY, INC., Manufacturer Rebate for 321-0229, End Date 12/31/2022, Q-00024830, 7121 Solar Alternatives Inc | -10.39 |  | No | Other | Shippable | 0 |  | Not Applicable as per Item Classification |  | Not Applicable
955-1198 | 955-1198 | SPA, ENPHASE ENERGY, INC., Manufacturer Rebate for 321-0230, End Date 12/31/2022, Max Qty. 1000, Q-00025804, 6516 Gigawatt Operations Inc dba SOL-UP LLC | -39.39 |  | No | Other | Shippable | 0 |  | Not Applicable as per Item Classification |  | Not Applicable
955-1199 | 955-1199 | SPA, ENPHASE ENERGY, INC., Manufacturer Rebate for 321-0232, End Date 12/31/2022, Max Qty. 1000, Q-00025804, 6516 Gigawatt Operations Inc dba SOL-UP LLC | -42.62 |  | No | Other | Shippable | 0 |  | Not Applicable as per Item Classification |  | Not Applicable
955-1200 | 955-1200 | SPA, ENPHASE ENERGY, INC., Manufacturer Rebate for 570-1226, End Date 12/31/2022, Max Qty. 150, Q-00026512, 4204075 Southern Solar LLC | -101.22 |  | No | Other | Shippable | 0 |  | Not Applicable as per Item Classification |  | Not Applicable
955-1201 | 955-1201 | SPA, ENPHASE ENERGY, INC., Manufacturer Rebate for 321-0229, End Date 12/31/2022, Max Qty. 500, Q-00024872, 4988451 Black Diamond Electric | -18.33 |  | No | Other | Shippable | 0 |  | Not Applicable as per Item Classification |  | Not Applicable
955-1202 | 955-1202 | SPA, ENPHASE ENERGY, INC., Manufacturer Rebate for 321-0230, End Date 12/31/2022, Max Qty. 100, Q-00024872, 4988451 Black Diamond Electric | -19.4 |  | No | Other | Shippable | 0 |  | Not Applicable as per Item Classification |  | Not Applicable
955-1203 | 955-1203 | SPA, ENPHASE ENERGY, INC., Manufacturer Rebate for 321-0231, End Date 12/31/2022, Max Qty. 100, Q-00024872, 4988451 Black Diamond Electric | -20.38 |  | No | Other | Shippable | 0 |  | Not Applicable as per Item Classification |  | Not Applicable
955-1204 | 955-1204 | SPA, ENPHASE ENERGY, INC., Manufacturer Rebate for 321-0232, End Date 12/31/2022, Max Qty. 100, Q-00024872, 4988451 Black Diamond Electric | -19.61 |  | No | Other | Shippable | 0 |  | Not Applicable as per Item Classification |  | Not Applicable
955-1205 | 955-1205 | SPA, ENPHASE ENERGY, INC., Manufacturer Rebate for 321-0233, End Date 12/31/2022, Max Qty. 500, Q-00024872, 4988451 Black Diamond Electric | -18.02 |  | No | Other | Shippable | 0 |  | Not Applicable as per Item Classification |  | Not Applicable
955-1206 | 955-1206 | SPA, ENPHASE ENERGY, INC., Manufacturer Rebate for 321-0229, End Date 12/31/2022, Max Qty. 1000, Q-00024877, 17828 Johnson Powers LLC | -22.86 |  | No | Other | Shippable | 0 |  | Not Applicable as per Item Classification |  | Not Applicable
955-1207 | 955-1207 | SPA, ENPHASE ENERGY, INC., Manufacturer Rebate for 321-0233, End Date 12/31/2022, Max Qty. 500, Q-00024877, 17828 Johnson Powers LLC | -22.24 |  | No | Other | Shippable | 0 |  | Not Applicable as per Item Classification |  | Not Applicable
955-1208 | 955-1208 | SPA, ENPHASE ENERGY, INC., Manufacturer Rebate for 321-0230, End Date 12/31/2022, Max Qty. 750, Q-00025939, 4204322 Desert View Remodelers LLC dba Universal Solar Direct | -27.69 |  | No | Other | Shippable | 0 |  | Not Applicable as per Item Classification |  | Not Applicable
955-1209 | 955-1209 | SPA, ENPHASE ENERGY, INC., Manufacturer Rebate for 321-0231, End Date 12/31/2022, Max Qty. 750, Q-00025939, 4204322 Desert View Remodelers LLC dba Universal Solar Direct | -31.74 |  | No | Other | Shippable | 0 |  | Not Applicable as per Item Classification |  | Not Applicable
955-1210 | 955-1210 | SPA, ENPHASE ENERGY, INC., Manufacturer Rebate for 321-0232, End Date 12/31/2022, Max Qty. 750, Q-00025939, 4204322 Desert View Remodelers LLC dba Universal Solar Direct | -28.62 |  | No | Other | Shippable | 0 |  | Not Applicable as per Item Classification |  | Not Applicable
955-1211 | 955-1211 | SPA, ENPHASE ENERGY, INC., Manufacturer Rebate for 321-0232, End Date 12/31/2022, Max Qty. 750, Q-00025939, 4988505 Universal Solar Direct LLC | -28.62 |  | No | Other | Shippable | 0 |  | Not Applicable as per Item Classification |  | Not Applicable
955-1212 | 955-1212 | SPA, ENPHASE ENERGY, INC., Manufacturer Rebate for 321-0231, End Date 12/31/2022, Max Qty. 750, Q-00025939, 4988505 Universal Solar Direct LLC | -31.74 |  | No | Other | Shippable | 0 |  | Not Applicable as per Item Classification |  | Not Applicable
955-1213 | 955-1213 | SPA, ENPHASE ENERGY, INC., Manufacturer Rebate for 321-0230, End Date 12/31/2022, Max Qty. 750, Q-00025939, 4988505 Universal Solar Direct LLC | -27.69 |  | No | Other | Shippable | 0 |  | Not Applicable as per Item Classification |  | Not Applicable
955-1214 | 955-1214 | SPA, ENPHASE ENERGY, INC., Manufacturer Rebate for 321-0223, End Date 12/31/2022, Max Qty. 5600, Q-00025804, 6516 Gigawatt Operations Inc dba SOL-UP LLC | -45.28 |  | No | Other | Shippable | 0 |  | Not Applicable as per Item Classification |  | Not Applicable
955-1215 | 955-1215 | SPA, ENPHASE ENERGY, INC., Manufacturer Rebate for 321-0233, End Date 12/31/2022, Max Qty. 100, Q-00026036, 4205102 Roof Fix LLC | -16.6 |  | No | Other | Shippable | 0 |  | Not Applicable as per Item Classification |  | Not Applicable
955-1216 | 955-1216 | SPA, ENPHASE ENERGY, INC., Manufacturer Rebate for 321-0232, End Date 12/31/2022, Max Qty. 500, Q-00026036, 4205102 Roof Fix LLC | -20 |  | No | Other | Shippable | 0 |  | Not Applicable as per Item Classification |  | Not Applicable
955-1217 | 955-1217 | SPA, ENPHASE ENERGY, INC., Manufacturer Rebate for 321-0215, End Date 12/31/2022, Max Qty. 1000, Q-00024877, 17828 Johnson Powers LLC | -29.48 |  | No | Other | Shippable | 0 |  | Not Applicable as per Item Classification |  | Not Applicable
955-1218 | 955-1218 | SPA, ENPHASE ENERGY, INC., Manufacturer Rebate for 321-0223, End Date 12/31/2022, Max Qty. 1, Q-00024877, 17828 Johnson Powers LLC | -34.69 |  | No | Other | Shippable | 0 |  | Not Applicable as per Item Classification |  | Not Applicable
955-1219 | 955-1219 | SPA, ENPHASE ENERGY, INC., Manufacturer Rebate for 321-0216, End Date 12/31/2022, Max Qty. 500, Q-00024877, 17828 Johnson Powers LLC | -30.23 |  | No | Other | Shippable | 0 |  | Not Applicable as per Item Classification |  | Not Applicable
955-1220 | 955-1220 | SPA, ENPHASE ENERGY, INC., Manufacturer Rebate for 321-0233, End Date 12/31/2022, Max Qty. 1000, Q-00024937, 489493 Sparrow Electric | -34.16 |  | No | Other | Shippable | 0 |  | Not Applicable as per Item Classification |  | Not Applicable
955-1221 | 955-1221 | SPA, ENPHASE ENERGY, INC., Manufacturer Rebate for 321-0223, End Date 12/31/2022, Max Qty. 500, Q-00025939, 4204322 Desert View Remodelers LLC dba Universal Solar Direct | -38.19 |  | No | Other | Shippable | 0 |  | Not Applicable as per Item Classification |  | Not Applicable
955-1222 | 955-1222 | SPA, ENPHASE ENERGY, INC., Manufacturer Rebate for 321-0216, End Date 12/31/2022, Max Qty. 2500, Q-00025939, 4204322 Desert View Remodelers LLC dba Universal Solar Direct | -35.57 |  | No | Other | Shippable | 0 |  | Not Applicable as per Item Classification |  | Not Applicable
955-1223 | 955-1223 | SPA, ENPHASE ENERGY, INC., Manufacturer Rebate for 321-0216, End Date 12/31/2022, Max Qty. 2500, Q-00025939, 4988505 Universal Solar Direct LLC | -35.57 |  | No | Other | Shippable | 0 |  | Not Applicable as per Item Classification |  | Not Applicable
955-1224 | 955-1224 | SPA, ENPHASE ENERGY, INC., Manufacturer Rebate for 321-0223, End Date 12/31/2022, Max Qty. 500, Q-00025939, 4988505 Universal Solar Direct LLC | -38.19 |  | No | Other | Shippable | 0 |  | Not Applicable as per Item Classification |  | Not Applicable
955-1225 | 955-1225 | SPA, ENPHASE ENERGY, INC., Manufacturer Rebate for 321-0233, End Date 12/31/2022, Max Qty. 1500, Q-00025335, 4203842 Bell Electrical Systems LLC | -26.24 |  | No | Other | Shippable | 0 |  | Not Applicable as per Item Classification |  | Not Applicable
955-1226 | 955-1226 | SPA, ENPHASE ENERGY, INC., Manufacturer Rebate for 321-0244, End Date 12/31/2022, Max Qty. 1500, Q-00025335, 4203842 Bell Electrical Systems LLC | -32.17 |  | No | Other | Shippable | 0 |  | Not Applicable as per Item Classification |  | Not Applicable
955-1227 | 955-1227 | SPA, ENPHASE ENERGY, INC., Manufacturer Rebate for 321-0233, End Date 12/31/2022, Max Qty. 750, Q-00025939, 4988505 Universal Solar Direct LLC | -27.24 |  | No | Other | Shippable | 0 |  | Not Applicable as per Item Classification |  | Not Applicable
955-1228 | 955-1228 | SPA, ENPHASE ENERGY, INC., Manufacturer Rebate for 321-0233, End Date 12/31/2022, Max Qty. 750, Q-00025939, 4204322 Desert View Remodelers LLC dba Universal Solar Direct | -27.24 |  | No | Other | Shippable | 0 |  | Not Applicable as per Item Classification |  | Not Applicable
955-1229 | 955-1229 | SPA, SOLAREDGE TECHNOLOGIES INC, Manufacturer Rebate for 310-0657, End Date 6/30/2023, SOL1942, 4205355 Solar Direct Inc, | -33.47 |  | No | Other | Shippable | 0 |  | Not Applicable as per Item Classification |  | Not Applicable
955-1230 | 955-1230 | SPA, SOLAREDGE TECHNOLOGIES INC, Manufacturer Rebate for 310-0658, End Date 6/30/2023, SOL1942, 4205355 Solar Direct Inc, | -33.47 |  | No | Other | Shippable | 0 |  | Not Applicable as per Item Classification |  | Not Applicable
955-1231 | 955-1231 | SPA, ENPHASE ENERGY, INC., Manufacturer Rebate for 321-0216, End Date 12/31/2022, Max Qty. 8000, Q-00026512, 4204075 Southern Solar LLC | -37.23 |  | No | Other | Shippable | 0 |  | Not Applicable as per Item Classification |  | Not Applicable
955-1232 | 955-1232 | SPA, ENPHASE ENERGY, INC., Manufacturer Rebate for 321-0233, End Date 12/31/2022, Max Qty. 8000, Q-00026512, 4204075 Southern Solar LLC | -36.2 |  | No | Other | Shippable | 0 |  | Not Applicable as per Item Classification |  | Not Applicable
955-1233 | 955-1233 | SPA, ENPHASE ENERGY, INC., Manufacturer Rebate for 321-0233, End Date 12/31/2022, Max Qty. 1, Q-00025779, 4205223 Lumio Inc | -82.8 |  | No | Other | Shippable | 0 |  | Not Applicable as per Item Classification |  | Not Applicable
955-1234 | 955-1234 | SPA, ENPHASE ENERGY, INC., Manufacturer Rebate for 570-1189, End Date 12/31/2022, Max Qty. 1, Q-00025779, 4205223 Lumio Inc | -158.53 |  | No | Other | Shippable | 0 |  | Not Applicable as per Item Classification |  | Not Applicable
955-1235 | 955-1235 | SPA, ENPHASE ENERGY, INC., Manufacturer Rebate for 360-0328, End Date 12/31/2022, Max Qty. 1, Q-00025779, 4205223 Lumio Inc | -5.38 |  | No | Other | Shippable | 0 |  | Not Applicable as per Item Classification |  | Not Applicable
955-1236 | 955-1236 | SPA, ENPHASE ENERGY, INC., Manufacturer Rebate for 360-0329, End Date 12/31/2022, Max Qty. 1, Q-00025779, 4205223 Lumio Inc | -6.04 |  | No | Other | Shippable | 0 |  | Not Applicable as per Item Classification |  | Not Applicable
955-1237 | 955-1237 | SPA, ENPHASE ENERGY, INC., Manufacturer Rebate for 570-1226, End Date 12/31/2022, Max Qty. 1, Q-00025779, 4205223 Lumio Inc | -420.12 |  | No | Other | Shippable | 0 |  | Not Applicable as per Item Classification |  | Not Applicable
955-1238 | 955-1238 | SPA, ENPHASE ENERGY, INC., Manufacturer Rebate for 570-1189, End Date 12/31/2022, Max Qty. 1800, Q-00025985, 4205222 Pro Custom Solar LLC dba Momentum Solar | -67.08 |  | No | Other | Shippable | 0 |  | Not Applicable as per Item Classification |  | Not Applicable
955-1239 | 955-1239 | SPA, ENPHASE ENERGY, INC., Manufacturer Rebate for 570-1222, End Date 12/31/2022, Max Qty. 1, Q-00025985, 4205222 Pro Custom Solar LLC dba Momentum Solar | -67.08 |  | No | Other | Shippable | 0 |  | Not Applicable as per Item Classification |  | Not Applicable
955-1240 | 955-1240 | SPA, ENPHASE ENERGY, INC., Manufacturer Rebate for 480-0124, End Date 12/31/2022, Max Qty. 5, Q-00025985, 4205222 Pro Custom Solar LLC dba Momentum Solar | -409.2 |  | No | Other | Shippable | 0 |  | Not Applicable as per Item Classification |  | Not Applicable
955-1241 | 955-1241 | SPA, ENPHASE ENERGY, INC., Manufacturer Rebate for 480-0133, End Date 12/31/2022, Max Qty. 300, Q-00025985, 4205222 Pro Custom Solar LLC dba Momentum Solar | -409.2 |  | No | Other | Shippable | 0 |  | Not Applicable as per Item Classification |  | Not Applicable
955-1242 | 955-1242 | SPA, ENPHASE ENERGY, INC., Manufacturer Rebate for 480-0123, End Date 12/31/2022, Max Qty. 5, Q-00025985, 4205222 Pro Custom Solar LLC dba Momentum Solar | -136.4 |  | No | Other | Shippable | 0 |  | Not Applicable as per Item Classification |  | Not Applicable
955-1243 | 955-1243 | SPA, ENPHASE ENERGY, INC., Manufacturer Rebate for 480-0132, End Date 12/31/2022, Max Qty. 5, Q-00025985, 4205222 Pro Custom Solar LLC dba Momentum Solar | -136.4 |  | No | Other | Shippable | 0 |  | Not Applicable as per Item Classification |  | Not Applicable
955-1244 | 955-1244 | SPA, ENPHASE ENERGY, INC., Manufacturer Rebate for 570-1142, End Date 12/31/2022, Max Qty. 1, Q-00025985, 4205222 Pro Custom Solar LLC dba Momentum Solar | -176.62 |  | No | Other | Shippable | 0 |  | Not Applicable as per Item Classification |  | Not Applicable
955-1245 | 955-1245 | SPA, ENPHASE ENERGY, INC., Manufacturer Rebate for 321-0215, End Date 12/31/2022, Max Qty. 1, Q-00025985, 4205222 Pro Custom Solar LLC dba Momentum Solar | -49.13 |  | No | Other | Shippable | 0 |  | Not Applicable as per Item Classification |  | Not Applicable
955-1246 | 955-1246 | SPA, ENPHASE ENERGY, INC., Manufacturer Rebate for 321-0223, End Date 12/31/2022, Max Qty. 1, Q-00025985, 4205222 Pro Custom Solar LLC dba Momentum Solar | -52.33 |  | No | Other | Shippable | 0 |  | Not Applicable as per Item Classification |  | Not Applicable
955-1247 | 955-1247 | SPA, ENPHASE ENERGY, INC., Manufacturer Rebate for 321-0216, End Date 12/31/2022, Max Qty. 1, Q-00025985, 4205222 Pro Custom Solar LLC dba Momentum Solar | -47.77 |  | No | Other | Shippable | 0 |  | Not Applicable as per Item Classification |  | Not Applicable
955-1248 | 955-1248 | SPA, ENPHASE ENERGY, INC., Manufacturer Rebate for 321-0244, End Date 12/31/2022, Max Qty. 60000, Q-00025985, 4205222 Pro Custom Solar LLC dba Momentum Solar | -47.77 |  | No | Other | Shippable | 0 |  | Not Applicable as per Item Classification |  | Not Applicable
955-1249 | 955-1249 | SPA, ENPHASE ENERGY, INC., Manufacturer Rebate for 321-0229, End Date 12/31/2022, Max Qty. 1, Q-00025985, 4205222 Pro Custom Solar LLC dba Momentum Solar | -59.39 |  | No | Other | Shippable | 0 |  | Not Applicable as per Item Classification |  | Not Applicable
955-1250 | 955-1250 | SPA, ENPHASE ENERGY, INC., Manufacturer Rebate for 321-0230, End Date 12/31/2022, Max Qty. 1, Q-00025985, 4205222 Pro Custom Solar LLC dba Momentum Solar | -64.71 |  | No | Other | Shippable | 0 |  | Not Applicable as per Item Classification |  | Not Applicable
955-1251 | 955-1251 | SPA, ENPHASE ENERGY, INC., Manufacturer Rebate for 321-0232, End Date 12/31/2022, Max Qty. 1, Q-00025985, 4205222 Pro Custom Solar LLC dba Momentum Solar | -62 |  | No | Other | Shippable | 0 |  | Not Applicable as per Item Classification |  | Not Applicable
955-1252 | 955-1252 | SPA, ENPHASE ENERGY, INC., Manufacturer Rebate for 321-0233, End Date 12/31/2022, Max Qty. 1, Q-00025985, 4205222 Pro Custom Solar LLC dba Momentum Solar | -58.62 |  | No | Other | Shippable | 0 |  | Not Applicable as per Item Classification |  | Not Applicable
955-1253 | 955-1253 | SPA, ENPHASE ENERGY, INC., Manufacturer Rebate for 360-0328, End Date 12/31/2022, Max Qty. 30000, Q-00025985, 4205222 Pro Custom Solar LLC dba Momentum Solar | -7.83 |  | No | Other | Shippable | 0 |  | Not Applicable as per Item Classification |  | Not Applicable
955-1254 | 955-1254 | SPA, ENPHASE ENERGY, INC., Manufacturer Rebate for 360-0329, End Date 12/31/2022, Max Qty. 30000, Q-00025985, 4205222 Pro Custom Solar LLC dba Momentum Solar | -8.83 |  | No | Other | Shippable | 0 |  | Not Applicable as per Item Classification |  | Not Applicable
955-1255 | 955-1255 | SPA, ENPHASE ENERGY, INC., Manufacturer Rebate for 360-0338, End Date 12/31/2022, Max Qty. 25, Q-00025985, 4205222 Pro Custom Solar LLC dba Momentum Solar | -0.18 |  | No | Other | Shippable | 0 |  | Not Applicable as per Item Classification |  | Not Applicable
955-1256 | 955-1256 | SPA, ENPHASE ENERGY, INC., Manufacturer Rebate for 570-1196, End Date 12/31/2022, Max Qty. 1, Q-00025985, 4205222 Pro Custom Solar LLC dba Momentum Solar | -175.41 |  | No | Other | Shippable | 0 |  | Not Applicable as per Item Classification |  | Not Applicable
955-1257 | 955-1257 | SPA, ENPHASE ENERGY, INC., Manufacturer Rebate for 570-1226, End Date 12/31/2022, Max Qty. 1, Q-00025985, 4205222 Pro Custom Solar LLC dba Momentum Solar | -175.41 |  | No | Other | Shippable | 0 |  | Not Applicable as per Item Classification |  | Not Applicable
955-1258 | 955-1258 | SPA, ENPHASE ENERGY, INC., Manufacturer Rebate for 321-0216, End Date 12/31/2022, Max Qty. 1500, Q-00025335, 4203842 Bell Electrical Systems LLC | -32.17 |  | No | Other | Shippable | 0 |  | Not Applicable as per Item Classification |  | Not Applicable
955-1259 | 955-1259 | SPA, ENPHASE ENERGY, INC., Manufacturer Rebate for 321-0223, End Date 12/31/2022, Max Qty. 1, Q-00024877, 17828 Johnson Powers LLC | -34.69 |  | No | Other | Shippable | 0 |  | Not Applicable as per Item Classification |  | Not Applicable
955-1260 | 955-1260 | SPA, ENPHASE ENERGY, INC., Manufacturer Rebate for 570-1189, End Date 12/31/2022, Q-00027246, 4202957 Meraki Installers LLC | -24.32 |  | No | Other | Shippable | 0 |  | Not Applicable as per Item Classification |  | Not Applicable
955-1261 | 955-1261 | SPA, REC SOLAR dba REC AMERICAS, LLC, Manufacturer Rebate for 110-1377, End Date 12/31/2022, Soligent - REC Americas LLC - Blanket SPA - 9.15-12.31, 4203920 Wells Solar & Electrical Services, LLC | -38.23 |  | No | Other | Shippable | 0 |  | Not Applicable as per Item Classification |  | Not Applicable
955-1262 | 955-1262 | SPA, ENPHASE ENERGY, INC., Manufacturer Rebate for 321-0229, End Date 12/31/2022, Q-00026147, 4205145 Titanium Solar LLC | -27.14 |  | No | Other | Soligent De-listing | 0 |  | Not Applicable as per Item Classification |  | Not Applicable
955-1263 | 955-1263 | SPA, ENPHASE ENERGY, INC., Manufacturer Rebate for 321-0230, End Date 12/31/2022, Q-00026147, 4205145 Titanium Solar LLC | -29.57 |  | No | Other | Soligent De-listing | 0 |  | Not Applicable as per Item Classification |  | Not Applicable
955-1264 | 955-1264 | SPA, ENPHASE ENERGY, INC., Manufacturer Rebate for 321-0231, End Date 12/31/2022, Q-00026147, 4205145 Titanium Solar LLC | -30.57 |  | No | Other | Soligent De-listing | 0 |  | Not Applicable as per Item Classification |  | Not Applicable
955-1265 | 955-1265 | SPA, ENPHASE ENERGY, INC., Manufacturer Rebate for 321-0232, End Date 12/31/2022, Q-00026147, 4205145 Titanium Solar LLC | -35.14 |  | No | Other | Soligent De-listing | 0 |  | Not Applicable as per Item Classification |  | Not Applicable
955-1266 | 955-1266 | SPA, ENPHASE ENERGY, INC., Manufacturer Rebate for 321-0233, End Date 12/31/2022, Q-00026147, 4205145 Titanium Solar LLC | -30 |  | No | Other | Soligent De-listing | 0 |  | Not Applicable as per Item Classification |  | Not Applicable
955-1267 | 955-1267 | SPA, ENPHASE ENERGY, INC., Manufacturer Rebate for 321-0215, End Date 12/31/2022, Max Qty. 500, Q-00024872, 4988451 Black Diamond Electric | -24.18 |  | No | Other | Shippable | 0 |  | Not Applicable as per Item Classification |  | Not Applicable
955-1268 | 955-1268 | SPA, ENPHASE ENERGY, INC., Manufacturer Rebate for 321-0223, End Date 12/31/2022, Max Qty. 100, Q-00024872, 4988451 Black Diamond Electric | -27.9 |  | No | Other | Shippable | 0 |  | Not Applicable as per Item Classification |  | Not Applicable
955-1269 | 955-1269 | SPA, ENPHASE ENERGY, INC., Manufacturer Rebate for 321-0216, End Date 12/31/2022, Max Qty. 500, Q-00024872, 4988451 Black Diamond Electric | -25.02 |  | No | Other | Shippable | 0 |  | Not Applicable as per Item Classification |  | Not Applicable
955-1270 | 955-1270 | SPA, ENPHASE ENERGY, INC., Manufacturer Rebate for 321-0230, End Date 12/31/2022, Q-00025497, 82214 Bermuda Engineering | -48.62 |  | No | Other | Shippable | 0 |  | Not Applicable as per Item Classification |  | Not Applicable
955-1271 | 955-1271 | SPA, ENPHASE ENERGY, INC., Manufacturer Rebate for 321-0233, End Date 12/31/2022, Q-00025497, 82214 Bermuda Engineering | -42.65 |  | No | Other | Shippable | 0 |  | Not Applicable as per Item Classification |  | Not Applicable
955-1272 | 955-1272 | SPA, ENPHASE ENERGY, INC., Manufacturer Rebate for 570-1189, End Date 12/31/2022, SP-2022, 203176 Energy Solutions Direct | -27.4 |  | No | Other | Shippable | 0 |  | Not Applicable as per Item Classification |  | Not Applicable
955-1273 | 955-1273 | SPA, ENPHASE ENERGY, INC., Manufacturer Rebate for 360-0328, End Date 12/31/2022, SP-2022, 203176 Energy Solutions Direct | -5.88 |  | No | Other | Shippable | 0 |  | Not Applicable as per Item Classification |  | Not Applicable
955-1274 | 955-1274 | SPA, ENPHASE ENERGY, INC., Manufacturer Rebate for 360-0329, End Date 12/31/2022, SP-2022, 203176 Energy Solutions Direct | -6.99 |  | No | Other | Shippable | 0 |  | Not Applicable as per Item Classification |  | Not Applicable
955-1275 | 955-1275 | SPA, ENPHASE ENERGY, INC., Manufacturer Rebate for 570-1196, End Date 12/31/2022, SP-2022, 203176 Energy Solutions Direct | -129.68 |  | No | Other | Shippable | 0 |  | Not Applicable as per Item Classification |  | Not Applicable
955-1276 | 955-1276 | SPA, ENPHASE ENERGY, INC., Manufacturer Rebate for 570-1226, End Date 12/31/2022, SP-2022, 203176 Energy Solutions Direct | -129.68 |  | No | Other | Shippable | 0 |  | Not Applicable as per Item Classification |  | Not Applicable
955-1277 | 955-1277 | SPA, ENPHASE ENERGY, INC., Manufacturer Rebate for 321-0216, End Date 12/31/2022, Q-00027274, 4988447 Arrowhead Solar LLC dba Arrowpoint Solar | -38.48 |  | No | Other | Shippable | 0 |  | Not Applicable as per Item Classification |  | Not Applicable
955-1278 | 955-1278 | SPA, ENPHASE ENERGY, INC., Manufacturer Rebate for 321-0233, End Date 12/31/2022, Q-00026591, 4988447 Arrowhead Solar LLC dba Arrowpoint Solar | -40 |  | No | Other | Shippable | 0 |  | Not Applicable as per Item Classification |  | Not Applicable
955-1279 | 955-1279 | SPA, ENPHASE ENERGY, INC., Manufacturer Rebate for 570-1226, End Date 12/31/2022, Q-00026591, 4988447 Arrowhead Solar LLC dba Arrowpoint Solar | -109.37 |  | No | Other | Shippable | 0 |  | Not Applicable as per Item Classification |  | Not Applicable
955-1280 | 955-1280 | SPA, ENPHASE ENERGY, INC., Manufacturer Rebate for 321-0244, End Date 12/31/2022, Q-00026147, 4205145 Titanium Solar LLC | -22.48 |  | No | Other | Soligent De-listing | 0 |  | Not Applicable as per Item Classification |  | Not Applicable
955-1281 | 955-1281 | SPA, REC SOLAR dba REC AMERICAS, LLC, Manufacturer Rebate for 110-1310, End Date 12/31/2022, OGW ENERGY RESOURCES, SOLIGENT, and REC AMERICAS LLC, 4203233 Ohio Green Wind LLC dba OGW Energy Resources | -39.5 |  | No | Other | Shippable | 0 |  | Not Applicable as per Item Classification |  | Not Applicable
955-1282 | 955-1282 | SPA, ENPHASE ENERGY, INC., Manufacturer Rebate for 480-0148, End Date 12/31/2022, Q-00026657, 13529 Suntuity Solar LLC | -133 |  | No | Other | Shippable | 0 |  | Not Applicable as per Item Classification |  | Not Applicable
955-1283 | 955-1283 | SPA, ENPHASE ENERGY, INC., Manufacturer Rebate for 480-0147, End Date 12/31/2022, Q-00026657, 13529 Suntuity Solar LLC | -133 |  | No | Other | Shippable | 0 |  | Not Applicable as per Item Classification |  | Not Applicable
955-1284 | 955-1284 | SPA, ENPHASE ENERGY, INC., Manufacturer Rebate for 570-1189, End Date 12/31/2022, Q-00026657, 13529 Suntuity Solar LLC | -81.35 |  | No | Other | Shippable | 0 |  | Not Applicable as per Item Classification |  | Not Applicable
955-1285 | 955-1285 | SPA, ENPHASE ENERGY, INC., Manufacturer Rebate for 480-0124, End Date 12/31/2022, Q-00026657, 13529 Suntuity Solar LLC | -399 |  | No | Other | Shippable | 0 |  | Not Applicable as per Item Classification |  | Not Applicable
955-1286 | 955-1286 | SPA, ENPHASE ENERGY, INC., Manufacturer Rebate for 480-0133, End Date 12/31/2022, Q-00026657, 13529 Suntuity Solar LLC | -399 |  | No | Other | Shippable | 0 |  | Not Applicable as per Item Classification |  | Not Applicable
955-1287 | 955-1287 | SPA, ENPHASE ENERGY, INC., Manufacturer Rebate for 480-0123, End Date 12/31/2022, Q-00026657, 13529 Suntuity Solar LLC | -133 |  | No | Other | Shippable | 0 |  | Not Applicable as per Item Classification |  | Not Applicable
955-1288 | 955-1288 | SPA, ENPHASE ENERGY, INC., Manufacturer Rebate for 480-0132, End Date 12/31/2022, Q-00026657, 13529 Suntuity Solar LLC | -133 |  | No | Other | Shippable | 0 |  | Not Applicable as per Item Classification |  | Not Applicable
955-1289 | 955-1289 | SPA, ENPHASE ENERGY, INC., Manufacturer Rebate for 560-0069, End Date 12/31/2022, Q-00026657, 13529 Suntuity Solar LLC | -70 |  | No | Other | Shippable | 0 |  | Not Applicable as per Item Classification |  | Not Applicable
955-1290 | 955-1290 | SPA, ENPHASE ENERGY, INC., Manufacturer Rebate for 580-0187, End Date 12/31/2022, Q-00026657, 13529 Suntuity Solar LLC | -235 |  | No | Other | Shippable | 0 |  | Not Applicable as per Item Classification |  | Not Applicable
955-1291 | 955-1291 | SPA, ENPHASE ENERGY, INC., Manufacturer Rebate for 321-0215, End Date 12/31/2022, Q-00026657, 13529 Suntuity Solar LLC | -38.1 |  | No | Other | Shippable | 0 |  | Not Applicable as per Item Classification |  | Not Applicable
955-1292 | 955-1292 | SPA, ENPHASE ENERGY, INC., Manufacturer Rebate for 321-0223, End Date 12/31/2022, Q-00026657, 13529 Suntuity Solar LLC | -51.19 |  | No | Other | Shippable | 0 |  | Not Applicable as per Item Classification |  | Not Applicable
955-1293 | 955-1293 | SPA, ENPHASE ENERGY, INC., Manufacturer Rebate for 321-0216, End Date 12/31/2022, Q-00026657, 13529 Suntuity Solar LLC | -44.44 |  | No | Other | Shippable | 0 |  | Not Applicable as per Item Classification |  | Not Applicable
955-1294 | 955-1294 | SPA, ENPHASE ENERGY, INC., Manufacturer Rebate for 321-0244, End Date 12/31/2022, Q-00026657, 13529 Suntuity Solar LLC | -44.44 |  | No | Other | Shippable | 0 |  | Not Applicable as per Item Classification |  | Not Applicable
955-1295 | 955-1295 | SPA, ENPHASE ENERGY, INC., Manufacturer Rebate for 321-0229, End Date 12/31/2022, Q-00026657, 13529 Suntuity Solar LLC | -43.79 |  | No | Other | Shippable | 0 |  | Not Applicable as per Item Classification |  | Not Applicable
955-1296 | 955-1296 | SPA, ENPHASE ENERGY, INC., Manufacturer Rebate for 321-0230, End Date 12/31/2022, Q-00026657, 13529 Suntuity Solar LLC | -58.84 |  | No | Other | Shippable | 0 |  | Not Applicable as per Item Classification |  | Not Applicable
955-1297 | 955-1297 | SPA, ENPHASE ENERGY, INC., Manufacturer Rebate for 321-0231, End Date 12/31/2022, Q-00026657, 13529 Suntuity Solar LLC | -63.41 |  | No | Other | Shippable | 0 |  | Not Applicable as per Item Classification |  | Not Applicable
955-1298 | 955-1298 | SPA, ENPHASE ENERGY, INC., Manufacturer Rebate for 321-0232, End Date 12/31/2022, Q-00026657, 13529 Suntuity Solar LLC | -56.14 |  | No | Other | Shippable | 0 |  | Not Applicable as per Item Classification |  | Not Applicable
955-1299 | 955-1299 | SPA, ENPHASE ENERGY, INC., Manufacturer Rebate for 321-0233, End Date 12/31/2022, Q-00026657, 13529 Suntuity Solar LLC | -51.09 |  | No | Other | Shippable | 0 |  | Not Applicable as per Item Classification |  | Not Applicable
955-1300 | 955-1300 | SPA, ENPHASE ENERGY, INC., Manufacturer Rebate for 360-0328, End Date 12/31/2022, Q-00026657, 13529 Suntuity Solar LLC | -5.88 |  | No | Other | Shippable | 0 |  | Not Applicable as per Item Classification |  | Not Applicable
955-1301 | 955-1301 | SPA, ENPHASE ENERGY, INC., Manufacturer Rebate for 360-0329, End Date 12/31/2022, Q-00026657, 13529 Suntuity Solar LLC | -6.99 |  | No | Other | Shippable | 0 |  | Not Applicable as per Item Classification |  | Not Applicable
955-1302 | 955-1302 | SPA, ENPHASE ENERGY, INC., Manufacturer Rebate for 570-1196, End Date 12/31/2022, Q-00026657, 13529 Suntuity Solar LLC | -129.68 |  | No | Other | Shippable | 0 |  | Not Applicable as per Item Classification |  | Not Applicable
955-1303 | 955-1303 | SPA, ENPHASE ENERGY, INC., Manufacturer Rebate for 570-1226, End Date 12/31/2022, Q-00026657, 13529 Suntuity Solar LLC | -129.68 |  | No | Other | Shippable | 0 |  | Not Applicable as per Item Classification |  | Not Applicable
955-1304 | 955-1304 | SPA, ENPHASE ENERGY, INC., Manufacturer Rebate for 321-0215, End Date 12/31/2022, Q-00024883, 87248 Florida Solar Products, Inc dba Solar Energy Systems | -18.87 |  | No | Other | Shippable | 0 |  | Not Applicable as per Item Classification |  | Not Applicable
955-1305 | 955-1305 | SPA, ENPHASE ENERGY, INC., Manufacturer Rebate for 321-0216, End Date 12/31/2022, Q-00024883, 87248 Florida Solar Products, Inc dba Solar Energy Systems | -18.23 |  | No | Other | Shippable | 0 |  | Not Applicable as per Item Classification |  | Not Applicable
955-1306 | 955-1306 | SPA, ENPHASE ENERGY, INC., Manufacturer Rebate for 321-0244, End Date 12/31/2022, Q-00024883, 87248 Florida Solar Products, Inc dba Solar Energy Systems | -18.23 |  | No | Other | Shippable | 0 |  | Not Applicable as per Item Classification |  | Not Applicable
955-1307 | 955-1307 | SPA, ENPHASE ENERGY, INC., Manufacturer Rebate for 321-0229, End Date 12/31/2022, Q-00024883, 87248 Florida Solar Products, Inc dba Solar Energy Systems | -21.68 |  | No | Other | Shippable | 0 |  | Not Applicable as per Item Classification |  | Not Applicable
955-1308 | 955-1308 | SPA, ENPHASE ENERGY, INC., Manufacturer Rebate for 321-0233, End Date 12/31/2022, Q-00024883, 87248 Florida Solar Products, Inc dba Solar Energy Systems | -20.95 |  | No | Other | Shippable | 0 |  | Not Applicable as per Item Classification |  | Not Applicable
955-1309 | 955-1309 | SPA, ENPHASE ENERGY, INC., Manufacturer Rebate for 321-0216, End Date 12/31/2022, Q-00024660, 4203975 Solartime USA | -18.23 |  | No | Other | Shippable | 0 |  | Not Applicable as per Item Classification |  | Not Applicable
955-1310 | 955-1310 | SPA, ENPHASE ENERGY, INC., Manufacturer Rebate for 321-0244, End Date 12/31/2021, Q-00024660, 4203975 Solartime USA | -18.23 |  | No | Other | Shippable | 0 |  | Not Applicable as per Item Classification |  | Not Applicable
955-1311 | 955-1311 | SPA, ENPHASE ENERGY, INC., Manufacturer Rebate for 321-0230, End Date 12/31/2022, Q-00024660, 4203975 Solartime USA | -22.09 |  | No | Other | Shippable | 0 |  | Not Applicable as per Item Classification |  | Not Applicable
955-1312 | 955-1312 | SPA, ENPHASE ENERGY, INC., Manufacturer Rebate for 321-0232, End Date 12/31/2022, Q-00024660, 4203975 Solartime USA | -27.27 |  | No | Other | Shippable | 0 |  | Not Applicable as per Item Classification |  | Not Applicable
955-1313 | 955-1313 | SPA, ENPHASE ENERGY, INC., Manufacturer Rebate for 321-0233, End Date 12/31/2022, Q-00024660, 4203975 Solartime USA | -20.96 |  | No | Other | Shippable | 0 |  | Not Applicable as per Item Classification |  | Not Applicable
955-1314 | 955-1314 | SPA, ENPHASE ENERGY, INC., Manufacturer Rebate for 321-0215, End Date 12/31/2022, Q-00025534, 4205307 That Solar Company LLC | -27.76 |  | No | Other | Shippable | 0 |  | Not Applicable as per Item Classification |  | Not Applicable
955-1315 | 955-1315 | SPA, ENPHASE ENERGY, INC., Manufacturer Rebate for 321-0216, End Date 12/31/2022, Q-00025986, 4204977 Modern Concepts Construction | -23.28 |  | No | Other | Shippable | 0 |  | Not Applicable as per Item Classification |  | Not Applicable
955-1316 | 955-1316 | SPA, ENPHASE ENERGY, INC., Manufacturer Rebate for 321-0244, End Date 12/31/2022, Q-00025986, 4204977 Modern Concepts Construction | -23.28 |  | No | Other | Shippable | 0 |  | Not Applicable as per Item Classification |  | Not Applicable
955-1317 | 955-1317 | SPA, ENPHASE ENERGY, INC., Manufacturer Rebate for 321-0229, End Date 12/31/2022, Q-00025986, 4204977 Modern Concepts Construction | -27.5 |  | No | Other | Shippable | 0 |  | Not Applicable as per Item Classification |  | Not Applicable
955-1318 | 955-1318 | SPA, ENPHASE ENERGY, INC., Manufacturer Rebate for 321-0233, End Date 12/31/2022, Q-00025986, 4204977 Modern Concepts Construction | -31.68 |  | No | Other | Shippable | 0 |  | Not Applicable as per Item Classification |  | Not Applicable
955-1319 | 955-1319 | SPA, ENPHASE ENERGY, INC., Manufacturer Rebate for 570-1226, End Date 12/31/2022, Q-00025986, 4204977 Modern Concepts Construction | -161.85 |  | No | Other | Shippable | 0 |  | Not Applicable as per Item Classification |  | Not Applicable
955-1320 | 955-1320 | SPA, ENPHASE ENERGY, INC., Manufacturer Rebate for 321-0215, End Date 12/31/2022, Q-00025641, 4205546 Wm Turner Construction Inc dba SolarOn | -18.88 |  | No | Other | Shippable | 0 |  | Not Applicable as per Item Classification |  | Not Applicable
955-1321 | 955-1321 | SPA, ENPHASE ENERGY, INC., Manufacturer Rebate for 321-0230, End Date 12/31/2022, Q-00025182, 1032 ELECTRICARE INC. | -7.87 |  | No | Other | Shippable | 0 |  | Not Applicable as per Item Classification |  | Not Applicable
955-1322 | 955-1322 | SPA, ENPHASE ENERGY, INC., Manufacturer Rebate for 321-0231, End Date 12/31/2022, Q-00025182, 1032 ELECTRICARE INC. | -7.92 |  | No | Other | Shippable | 0 |  | Not Applicable as per Item Classification |  | Not Applicable
955-1323 | 955-1323 | SPA, ENPHASE ENERGY, INC., Manufacturer Rebate for 321-0232, End Date 12/31/2022, Q-00025182, 1032 ELECTRICARE INC. | -8.68 |  | No | Other | Shippable | 0 |  | Not Applicable as per Item Classification |  | Not Applicable
955-1324 | 955-1324 | SPA, ENPHASE ENERGY, INC., Manufacturer Rebate for 321-0233, End Date 12/31/2022, Q-00025182, 1032 ELECTRICARE INC. | -10.83 |  | No | Other | Shippable | 0 |  | Not Applicable as per Item Classification |  | Not Applicable
955-1325 | 955-1325 | SPA, ENPHASE ENERGY, INC., Manufacturer Rebate for 321-0223, End Date 12/31/2022, Q-00025182, 1032 ELECTRICARE INC. | -6.87 |  | No | Other | Shippable | 0 |  | Not Applicable as per Item Classification |  | Not Applicable
955-1326 | 955-1326 | SPA, ENPHASE ENERGY, INC., Manufacturer Rebate for 321-0216, End Date 12/31/2022, Q-00025182, 1032 ELECTRICARE INC. | -9.43 |  | No | Other | Shippable | 0 |  | Not Applicable as per Item Classification |  | Not Applicable
955-1327 | 955-1327 | SPA, ENPHASE ENERGY, INC., Manufacturer Rebate for 321-0233, End Date 12/31/2022, Q-00027366, 4204197 SolKraft Inc. | -15.5 |  | No | Other | Shippable | 0 |  | Not Applicable as per Item Classification |  | Not Applicable
955-1328 | 955-1328 | SPA, ENPHASE ENERGY, INC., Manufacturer Rebate for 321-0232, End Date 12/31/2022, Q-00027366, 4204197 SolKraft Inc. | -20.25 |  | No | Other | Shippable | 0 |  | Not Applicable as per Item Classification |  | Not Applicable
955-1329 | 955-1329 | SPA, ENPHASE ENERGY, INC., Manufacturer Rebate for 321-0230, End Date 12/31/2022, Q-00027366, 4204197 SolKraft Inc. | -15.5 |  | No | Other | Shippable | 0 |  | Not Applicable as per Item Classification |  | Not Applicable
955-1330 | 955-1330 | SPA, ENPHASE ENERGY, INC., Manufacturer Rebate for 321-0245, End Date 12/31/2022, Q-00027366, 4204197 SolKraft Inc. | -22.5 |  | No | Other | Shippable | 0 |  | Not Applicable as per Item Classification |  | Not Applicable
955-1331 | 955-1331 | SPA, ENPHASE ENERGY, INC., Manufacturer Rebate for 321-0229, End Date 12/31/2022, Q-00027366, 4204197 SolKraft Inc. | -15.5 |  | No | Other | Shippable | 0 |  | Not Applicable as per Item Classification |  | Not Applicable
955-1332 | 955-1332 | SPA, ENPHASE ENERGY, INC., Manufacturer Rebate for 321-0216, End Date 12/31/2022, Q-00026492, 4203656 Solarworx Inc | -14.98 |  | No | Other | Shippable | 0 |  | Not Applicable as per Item Classification |  | Not Applicable
955-1333 | 955-1333 | SPA, ENPHASE ENERGY, INC., Manufacturer Rebate for 321-0233, End Date 12/31/2022, Q-00026492, 4203656 Solarworx Inc | -9.9 |  | No | Other | Shippable | 0 |  | Not Applicable as per Item Classification |  | Not Applicable
955-1334 | 955-1334 | SPA, ENPHASE ENERGY, INC., Manufacturer Rebate for 321-0233, End Date 12/31/2022, Max Qty. 18000, Q-00027311, 4989030 RDX Power LLC | -27.73 |  | No | Other | Shippable | 0 |  | Not Applicable as per Item Classification |  | Not Applicable
955-1335 | 955-1335 | SPA, ENPHASE ENERGY, INC., Manufacturer Rebate for 321-0244, End Date 12/31/2022, SP-2022, 89194 Castle Energy | -37.75 |  | No | Other | Shippable | 0 |  | Not Applicable as per Item Classification |  | Not Applicable
955-1336 | 955-1336 | SPA, ENPHASE ENERGY, INC., Manufacturer Rebate for 570-1226, End Date 12/31/2022, SP-2022, 89194 Castle Energy | -199.5 |  | No | Other | Shippable | 0 |  | Not Applicable as per Item Classification |  | Not Applicable
955-1337 | 955-1337 | SPA, ENPHASE ENERGY, INC., Manufacturer Rebate for 570-1189, End Date 12/31/2022, SP-2022, 89194 Castle Energy | -31.73 |  | No | Other | Shippable | 0 |  | Not Applicable as per Item Classification |  | Not Applicable
955-1338 | 955-1338 | SPA, ENPHASE ENERGY, INC., Manufacturer Rebate for 321-0216, End Date 12/31/2022, Q-00027366, 4204197 SolKraft Inc. | -15.95 |  | No | Other | Shippable | 0 |  | Not Applicable as per Item Classification |  | Not Applicable
955-1339 | 955-1339 | SPA, ENPHASE ENERGY, INC., Manufacturer Rebate for 321-0230, End Date 12/31/2022, Max Qty. 1, Q-00025932, 4988449 iVee League Solar Inc. | -20 |  | No | Other | Shippable | 0 |  | Not Applicable as per Item Classification |  | Not Applicable
955-1340 | 955-1340 | SPA, ENPHASE ENERGY, INC., Manufacturer Rebate for 321-0231, End Date 12/31/2022, Max Qty. 1, Q-00025932, 4988449 iVee League Solar Inc. | -20 |  | No | Other | Shippable | 0 |  | Not Applicable as per Item Classification |  | Not Applicable
955-1341 | 955-1341 | SPA, ENPHASE ENERGY, INC., Manufacturer Rebate for 321-0232, End Date 12/31/2022, Max Qty. 1, Q-00025932, 4988449 iVee League Solar Inc. | -20 |  | No | Other | Shippable | 0 |  | Not Applicable as per Item Classification |  | Not Applicable
955-1342 | 955-1342 | SPA, ENPHASE ENERGY, INC., Manufacturer Rebate for 321-0216, End Date 12/31/2022, Q-00025542, 4204093 Kayo LLC dba Kayo Energy | -48.48 |  | No | Other | Shippable | 0 |  | Not Applicable as per Item Classification |  | Not Applicable
955-1343 | 955-1343 | SPA, ENPHASE ENERGY, INC., Manufacturer Rebate for 321-0233, End Date 12/31/2022, Q-00025542, 4204093 Kayo LLC dba Kayo Energy | -44 |  | No | Other | Shippable | 0 |  | Not Applicable as per Item Classification |  | Not Applicable
955-1344 | 955-1344 | SPA, ENPHASE ENERGY, INC., Manufacturer Rebate for 321-0233, End Date 12/31/2022, Max Qty. 200, Q-00025366, 80633 Solar Roof Dynamics LLC | -14.85 |  | No | Other | Shippable | 0 |  | Not Applicable as per Item Classification |  | Not Applicable
955-1345 | 955-1345 | SPA, ENPHASE ENERGY, INC., Manufacturer Rebate for 321-0230, End Date 12/31/2022, Max Qty. 300, Q-00025366, 80633 Solar Roof Dynamics LLC | -18.57 |  | No | Other | Shippable | 0 |  | Not Applicable as per Item Classification |  | Not Applicable
955-1346 | 955-1346 | SPA, ENPHASE ENERGY, INC., Manufacturer Rebate for 321-0233, End Date 12/31/2022, Max Qty. 500, Q-00025932, 4988449 iVee League Solar Inc. | -25 |  | No | Other | Shippable | 0 |  | Not Applicable as per Item Classification |  | Not Applicable
955-1347 | 955-1347 | SPA, ENPHASE ENERGY, INC., Manufacturer Rebate for 321-0223, End Date 12/31/2022, Q-00025535, 121996 Pennsylvania Solar Energy Company Inc. | -14 |  | No | Other | Shippable | 0 |  | Not Applicable as per Item Classification |  | Not Applicable
955-1348 | 955-1348 | SPA, ENPHASE ENERGY, INC., Manufacturer Rebate for 321-0233, End Date 12/31/2022, Max Qty. 600, Q-00025210, 7290 SONRAY SOLAR, INC. DBA SONRAY CONSTRUCTION | -18.02 |  | No | Other | Shippable | 0 |  | Not Applicable as per Item Classification |  | Not Applicable
955-1349 | 955-1349 | SPA, ENPHASE ENERGY, INC., Manufacturer Rebate for 321-0233, End Date 12/31/2022, Q-00025761, 489453 Orbit Energy & Power, LLC-New Jersey | -41 |  | No | Other | Shippable | 0 |  | Not Applicable as per Item Classification |  | Not Applicable
955-1350 | 955-1350 | SPA, ENPHASE ENERGY, INC., Manufacturer Rebate for 321-0230, End Date 12/31/2022, Q-00025233, 89558 Sugar Hollow Solar, Inc | -12.9 |  | No | Other | Shippable | 0 |  | Not Applicable as per Item Classification |  | Not Applicable
955-1351 | 955-1351 | SPA, ENPHASE ENERGY, INC., Manufacturer Rebate for 321-0216, End Date 12/31/2022, Max Qty. 500, Q-00025354, 88596 American Array Solar | -27.61 |  | No | Other | Shippable | 0 |  | Not Applicable as per Item Classification |  | Not Applicable
955-1352 | 955-1352 | SPA, ENPHASE ENERGY, INC., Manufacturer Rebate for 321-0233, End Date 12/31/2022, SP-2022, 4204993:1 Mountain Metal Works dba MMW Builders and Alta Energy-Sunnova | -42 |  | No | Other | Shippable | 0 |  | Not Applicable as per Item Classification |  | Not Applicable
955-1353 | 955-1353 | SPA, ENPHASE ENERGY, INC., Manufacturer Rebate for 570-1226, End Date 12/31/2022, SP-2022, 4204993:1 Mountain Metal Works dba MMW Builders and Alta Energy-Sunnova | -199.5 |  | No | Other | Shippable | 0 |  | Not Applicable as per Item Classification |  | Not Applicable
955-1354 | 955-1354 | SPA, ENPHASE ENERGY, INC., Manufacturer Rebate for 570-1189, End Date 12/31/2022, SP-2022, 4204993:1 Mountain Metal Works dba MMW Builders and Alta Energy-Sunnova | -39.43 |  | No | Other | Shippable | 0 |  | Not Applicable as per Item Classification |  | Not Applicable
955-1355 | 955-1355 | SPA, ENPHASE ENERGY, INC., Manufacturer Rebate for 321-0216, End Date 12/31/2022, Max Qty. 600, Q-00025210, 7290 SONRAY SOLAR, INC. DBA SONRAY CONSTRUCTION | -25.02 |  | No | Other | Shippable | 0 |  | Not Applicable as per Item Classification |  | Not Applicable
955-1356 | 955-1356 | SPA, ENPHASE ENERGY, INC., Manufacturer Rebate for 321-0223, End Date 12/31/2022, Q-00024770, 80559 ROBCO ELECTRIC INC | -24.63 |  | No | Other | Shippable | 0 |  | Not Applicable as per Item Classification |  | Not Applicable
955-1357 | 955-1357 | SPA, ENPHASE ENERGY, INC., Manufacturer Rebate for 321-0229, End Date 12/31/2022, Q-00024770, 80559 ROBCO ELECTRIC INC | -21.68 |  | No | Other | Shippable | 0 |  | Not Applicable as per Item Classification |  | Not Applicable
955-1358 | 955-1358 | SPA, ENPHASE ENERGY, INC., Manufacturer Rebate for 321-0230, End Date 12/31/2022, Q-00024770, 80559 ROBCO ELECTRIC INC | -28.29 |  | No | Other | Shippable | 0 |  | Not Applicable as per Item Classification |  | Not Applicable
955-1359 | 955-1359 | SPA, ENPHASE ENERGY, INC., Manufacturer Rebate for 321-0231, End Date 12/31/2022, Q-00024770, 80559 ROBCO ELECTRIC INC | -30.16 |  | No | Other | Shippable | 0 |  | Not Applicable as per Item Classification |  | Not Applicable
955-1360 | 955-1360 | SPA, ENPHASE ENERGY, INC., Manufacturer Rebate for 321-0232, End Date 12/31/2022, Q-00024770, 80559 ROBCO ELECTRIC INC | -27.7 |  | No | Other | Shippable | 0 |  | Not Applicable as per Item Classification |  | Not Applicable
955-1361 | 955-1361 | SPA, ENPHASE ENERGY, INC., Manufacturer Rebate for 321-0215, End Date 12/31/2022, Q-00024770, 80559 ROBCO ELECTRIC INC | -18.87 |  | No | Other | Shippable | 0 |  | Not Applicable as per Item Classification |  | Not Applicable
955-1362 | 955-1362 | SPA, ENPHASE ENERGY, INC., Manufacturer Rebate for 321-0216, End Date 12/31/2022, Q-00024770, 80559 ROBCO ELECTRIC INC | -20.09 |  | No | Other | Shippable | 0 |  | Not Applicable as per Item Classification |  | Not Applicable
955-1363 | 955-1363 | SPA, ENPHASE ENERGY, INC., Manufacturer Rebate for 321-0233, End Date 12/31/2022, Q-00024770, 80559 ROBCO ELECTRIC INC | -23.09 |  | No | Other | Shippable | 0 |  | Not Applicable as per Item Classification |  | Not Applicable
955-1364 | 955-1364 | SPA, ENPHASE ENERGY, INC., Manufacturer Rebate for 321-0244, End Date 12/31/2022, Q-00026099, 203176 Energy Solutions Direct | -36.49 |  | No | Other | Shippable | 0 |  | Not Applicable as per Item Classification |  | Not Applicable
955-1365 | 955-1365 | SPA, PANASONIC CORPORATION OF NORTH AMERICA, Manufacturer Rebate for 110-1265, End Date 12/31/2022, Amerigreen - Panasonic Blanket SPA, 203393 AmeriGreen Builders, Inc | -83.82 |  | No | Other | Shippable | 0 |  | Not Applicable as per Item Classification |  | Not Applicable
955-1366 | 955-1366 | SPA, ENPHASE ENERGY, INC., Manufacturer Rebate for 321-0229, End Date 12/31/2022, Q-00026030, 4988403 Transform Electric dba Transform Solar | -12.99 |  | No | Other | Shippable | 0 |  | Not Applicable as per Item Classification |  | Not Applicable
955-1367 | 955-1367 | SPA, ENPHASE ENERGY, INC., Manufacturer Rebate for 321-0230, End Date 12/31/2022, Q-00026030, 4988403 Transform Electric dba Transform Solar | -12.77 |  | No | Other | Shippable | 0 |  | Not Applicable as per Item Classification |  | Not Applicable
955-1368 | 955-1368 | SPA, ENPHASE ENERGY, INC., Manufacturer Rebate for 321-0231, End Date 12/31/2022, Q-00026030, 4988403 Transform Electric dba Transform Solar | -18.86 |  | No | Other | Shippable | 0 |  | Not Applicable as per Item Classification |  | Not Applicable
955-1369 | 955-1369 | SPA, ENPHASE ENERGY, INC., Manufacturer Rebate for 321-0232, End Date 12/31/2022, Q-00026030, 4988403 Transform Electric dba Transform Solar | -16.33 |  | No | Other | Shippable | 0 |  | Not Applicable as per Item Classification |  | Not Applicable
955-1370 | 955-1370 | SPA, ENPHASE ENERGY, INC., Manufacturer Rebate for 321-0233, End Date 12/31/2022, Q-00026030, 4988403 Transform Electric dba Transform Solar | -12.25 |  | No | Other | Shippable | 0 |  | Not Applicable as per Item Classification |  | Not Applicable
955-1371 | 955-1371 | SPA, ENPHASE ENERGY, INC., Manufacturer Rebate for 321-0215, End Date 12/31/2022, Q-00027437, 4204197 SolKraft Inc. | -15.5 |  | No | Other | Shippable | 0 |  | Not Applicable as per Item Classification |  | Not Applicable
955-1372 | 955-1372 | SPA, ENPHASE ENERGY, INC., Manufacturer Rebate for 321-0223, End Date 12/31/2022, Max Qty. 300, Q-00025355, 88279 Illuminate Solar Company | -14 |  | No | Other | Shippable | 0 |  | Not Applicable as per Item Classification |  | Not Applicable
955-1373 | 955-1373 | SPA, SOLAREDGE TECHNOLOGIES INC, Manufacturer Rebate for 310-0657, End Date 12/31/2022, SOL2071, 4203896 Texas Solar Integrated | -316.28 |  | No | Other | Shippable | 0 |  | Not Applicable as per Item Classification |  | Not Applicable
955-1374 | 955-1374 | SPA, SOLAREDGE TECHNOLOGIES INC, Manufacturer Rebate for 310-0599, End Date 12/31/2022, SOL2071, 4203896 Texas Solar Integrated | -316.28 |  | No | Other | Shippable | 0 |  | Not Applicable as per Item Classification |  | Not Applicable
955-1375 | 955-1375 | SPA, SOLAREDGE TECHNOLOGIES INC, Manufacturer Rebate for 310-0658, End Date 12/31/2022, SOL2071, 4203896 Texas Solar Integrated | -339 |  | No | Other | Shippable | 0 |  | Not Applicable as per Item Classification |  | Not Applicable
955-1376 | 955-1376 | SPA, SOLAREDGE TECHNOLOGIES INC, Manufacturer Rebate for 310-0600, End Date 12/31/2022, SOL2071, 4203896 Texas Solar Integrated | -339 |  | No | Other | Shippable | 0 |  | Not Applicable as per Item Classification |  | Not Applicable
955-1377 | 955-1377 | SPA, ENPHASE ENERGY, INC., Manufacturer Rebate for 321-0223, End Date 12/31/2022, Q-00024660, 4203975 Solartime USA | -19.23 |  | No | Other | Shippable | 0 |  | Not Applicable as per Item Classification |  | Not Applicable
955-1378 | 955-1378 | SPA, SOLAREDGE TECHNOLOGIES INC, Manufacturer Rebate for 310-0595, End Date 12/31/2022, SOL2071, 4203896 Texas Solar Integrated | -211.59 |  | No | Other | Shippable | 0 |  | Not Applicable as per Item Classification |  | Not Applicable
955-1379 | 955-1379 | SPA, SOLAREDGE TECHNOLOGIES INC, Manufacturer Rebate for 310-0660, End Date 12/31/2022, SOL2071, 4203896 Texas Solar Integrated | -211.59 |  | No | Other | Shippable | 0 |  | Not Applicable as per Item Classification |  | Not Applicable
955-1380 | 955-1380 | SPA, SOLAREDGE TECHNOLOGIES INC, Manufacturer Rebate for 310-0596, End Date 12/31/2022, SOL2071, 4203896 Texas Solar Integrated | -314.75 |  | No | Other | Shippable | 0 |  | Not Applicable as per Item Classification |  | Not Applicable
955-1381 | 955-1381 | SPA, SOLAREDGE TECHNOLOGIES INC, Manufacturer Rebate for 310-0661, End Date 12/31/2022, SOL2071, 4203896 Texas Solar Integrated | -314.75 |  | No | Other | Shippable | 0 |  | Not Applicable as per Item Classification |  | Not Applicable
955-1382 | 955-1382 | SPA, SOLAREDGE TECHNOLOGIES INC, Manufacturer Rebate for 310-0597, End Date 12/31/2022, SOL2071, 4203896 Texas Solar Integrated | -326.85 |  | No | Other | Shippable | 0 |  | Not Applicable as per Item Classification |  | Not Applicable
955-1383 | 955-1383 | SPA, SOLAREDGE TECHNOLOGIES INC, Manufacturer Rebate for 310-0598, End Date 12/31/2022, SOL2071, 4203896 Texas Solar Integrated | -313.76 |  | No | Other | Shippable | 0 |  | Not Applicable as per Item Classification |  | Not Applicable
955-1384 | 955-1384 | SPA, SOLAREDGE TECHNOLOGIES INC, Manufacturer Rebate for 310-0663, End Date 12/31/2022, SOL2071, 4203896 Texas Solar Integrated | -313.76 |  | No | Other | Shippable | 0 |  | Not Applicable as per Item Classification |  | Not Applicable
955-1385 | 955-1385 | SPA, SOLAREDGE TECHNOLOGIES INC, Manufacturer Rebate for 310-0645, End Date 12/31/2022, SOL2071, 4203896 Texas Solar Integrated | -392.01 |  | No | Other | Shippable | 0 |  | Not Applicable as per Item Classification |  | Not Applicable
955-1386 | 955-1386 | SPA, SOLAREDGE TECHNOLOGIES INC, Manufacturer Rebate for 310-0646, End Date 12/31/2022, SOL2071, 4203896 Texas Solar Integrated | -373.97 |  | No | Other | Shippable | 0 |  | Not Applicable as per Item Classification |  | Not Applicable
955-1387 | 955-1387 | SPA, SOLAREDGE TECHNOLOGIES INC, Manufacturer Rebate for 310-0648, End Date 12/31/2022, SOL2071, 4203896 Texas Solar Integrated | -385.4 |  | No | Other | Shippable | 0 |  | Not Applicable as per Item Classification |  | Not Applicable
955-1388 | 955-1388 | SPA, SOLAREDGE TECHNOLOGIES INC, Manufacturer Rebate for 310-0647, End Date 12/31/2022, SOL2071, 4203896 Texas Solar Integrated | -372.54 |  | No | Other | Shippable | 0 |  | Not Applicable as per Item Classification |  | Not Applicable
955-1389 | 955-1389 | SPA, SOLAREDGE TECHNOLOGIES INC, Manufacturer Rebate for 565-0230, End Date 12/31/2022, SOL2071, 4203896 Texas Solar Integrated | -12.37 |  | No | Other | Shippable | 0 |  | Not Applicable as per Item Classification |  | Not Applicable
955-1390 | 955-1390 | SPA, SOLAREDGE TECHNOLOGIES INC, Manufacturer Rebate for 565-0238, End Date 12/31/2022, SOL2071, 4203896 Texas Solar Integrated | -12.59 |  | No | Other | Shippable | 0 |  | Not Applicable as per Item Classification |  | Not Applicable
955-1391 | 955-1391 | SPA, SOLAREDGE TECHNOLOGIES INC, Manufacturer Rebate for 565-0239, End Date 12/31/2022, SOL2071, 4203896 Texas Solar Integrated | -12.57 |  | No | Other | Shippable | 0 |  | Not Applicable as per Item Classification |  | Not Applicable
955-1392 | 955-1392 | SPA, SOLAREDGE TECHNOLOGIES INC, Manufacturer Rebate for 570-0240, End Date 12/31/2022, SOL2071, 4203896 Texas Solar Integrated | -68.52 |  | No | Other | Shippable | 0 |  | Not Applicable as per Item Classification |  | Not Applicable
955-1393 | 955-1393 | SPA, ENPHASE ENERGY, INC., Manufacturer Rebate for 480-0133, End Date 12/31/2022, Q-00020607, 11779 HEsolar LLC | -903.09 |  | No | Other | Shippable | 0 |  | Not Applicable as per Item Classification |  | Not Applicable
955-1394 | 955-1394 | SPA, ENPHASE ENERGY, INC., Manufacturer Rebate for 321-0244, End Date 12/31/2022, Max Qty. 600, Q-00025210, 7290 SONRAY SOLAR, INC. DBA SONRAY CONSTRUCTION | -25.02 |  | No | Other | Shippable | 0 |  | Not Applicable as per Item Classification |  | Not Applicable
955-1395 | 955-1395 | SPA, ENPHASE ENERGY, INC., Manufacturer Rebate for 321-0233, End Date 12/31/2022, SP-2022, 4988838 Fusion Solar Energy | -41.34 |  | No | Other | Shippable | 0 |  | Not Applicable as per Item Classification |  | Not Applicable
955-1396 | 955-1396 | SPA, PANASONIC CORPORATION OF NORTH AMERICA, Manufacturer Rebate for 110-1350, End Date 12/31/2022, Panasonic Q4 2022, 82467 Whole Sun Designs Inc. | -87.05 |  | No | Other | Shippable | 0 |  | Not Applicable as per Item Classification |  | Not Applicable
955-1397 | 955-1397 | SPA, ENPHASE ENERGY, INC., Manufacturer Rebate for 321-0244, End Date 12/31/2022, Q-00025001, 10454 Solar Solution LLC - (DC) | -31.48 |  | No | Other | Shippable | 0 |  | Not Applicable as per Item Classification |  | Not Applicable
955-1398 | 955-1398 | SPA, ENPHASE ENERGY, INC., Manufacturer Rebate for 570-1226, End Date 12/31/2022, SP-2022, 80569 Sun Up Zero Down | -231.35 |  | No | Other | Shippable | 0 |  | Not Applicable as per Item Classification |  | Not Applicable
955-1399 | 955-1399 | SPA, GENERAC POWER SYSTEMS, INC, Manufacturer Rebate for 480-0127, End Date 12/31/2022, SolarGem - Generac Buy 5 get 1 Free promo, 6743 General Environmental Management Services, Inc. dba SolarGem Electrical | -377.35 |  | No | Other | Shippable | 0 |  | Not Applicable as per Item Classification |  | Not Applicable
955-1400 | 955-1400 | SPA, ENPHASE ENERGY, INC., Manufacturer Rebate for 321-0223, End Date 12/31/2022, Q-00027537, 4204945 SolarWise Energy Solutions | -17.78 |  | No | Other | Shippable | 0 |  | Not Applicable as per Item Classification |  | Not Applicable
955-1401 | 955-1401 | SPA, ENPHASE ENERGY, INC., Manufacturer Rebate for 321-0216, End Date 12/31/2022, Q-00027537, 4204945 SolarWise Energy Solutions | -16.29 |  | No | Other | Shippable | 0 |  | Not Applicable as per Item Classification |  | Not Applicable
955-1402 | 955-1402 | SPA, ENPHASE ENERGY, INC., Manufacturer Rebate for 321-0230, End Date 12/31/2022, Q-00027537, 4204945 SolarWise Energy Solutions | -12.77 |  | No | Other | Shippable | 0 |  | Not Applicable as per Item Classification |  | Not Applicable
955-1403 | 955-1403 | SPA, ENPHASE ENERGY, INC., Manufacturer Rebate for 321-0232, End Date 12/31/2022, Q-00027537, 4204945 SolarWise Energy Solutions | -16.33 |  | No | Other | Shippable | 0 |  | Not Applicable as per Item Classification |  | Not Applicable
955-1404 | 955-1404 | SPA, ENPHASE ENERGY, INC., Manufacturer Rebate for 321-0233, End Date 12/31/2022, Q-00027537, 4204945 SolarWise Energy Solutions | -12.25 |  | No | Other | Shippable | 0 |  | Not Applicable as per Item Classification |  | Not Applicable
955-1405 | 955-1405 | SPA, SnapNrack, Manufacturer Rebate for 210-1106, End Date 12/31/2022, SNR-00074, 4203896 Texas Solar Integrated | -10.37 |  | No | Other | Shippable | 0 |  | Not Applicable as per Item Classification |  | Not Applicable
955-1406 | 955-1406 | SPA, SnapNrack, Manufacturer Rebate for 210-1107, End Date 12/31/2022, SNR-00074, 4203896 Texas Solar Integrated | -10.75 |  | No | Other | Shippable | 0 |  | Not Applicable as per Item Classification |  | Not Applicable
955-1407 | 955-1407 | SPA, IRONRIDGE, Manufacturer Rebate for 270-0152, End Date 12/31/2022, SPA - IronRidge - Meraki (October - December 2022), 4202957 Meraki Installers LLC - extending date per IR via email to Jan 2023 | -0.49 |  | No | Other | Shippable | 0 |  | Not Applicable as per Item Classification |  | Not Applicable
955-1408 | 955-1408 | SPA, IRONRIDGE, Manufacturer Rebate for 590-0115, End Date 12/31/2022, SPA - IronRidge - Meraki (October - December 2022), 4202957 Meraki Installers LLC -extending date per IR via email to Jan 2023. | -1.16 |  | No | Other | Shippable | 0 |  | Not Applicable as per Item Classification |  | Not Applicable
955-1409 | 955-1409 | SPA, IRONRIDGE, Manufacturer Rebate for 260-0102, End Date 12/31/2022, SPA - IronRidge - Meraki (October - December 2022), 4202957 Meraki Installers LLC -extending date per IR via email to Jan 2023. | -1.18 |  | No | Other | Shippable | 0 |  | Not Applicable as per Item Classification |  | Not Applicable
955-1410 | 955-1410 | SPA, IRONRIDGE, Manufacturer Rebate for 590-0117, End Date 12/31/2022, SPA - IronRidge - Meraki (October - December 2022), 4202957 Meraki Installers LLC -extending date per IR via email to Jan 2023. | -2.14 |  | No | Other | Shippable | 0 |  | Not Applicable as per Item Classification |  | Not Applicable
955-1411 | 955-1411 | SPA, IRONRIDGE, Manufacturer Rebate for 260-0106, End Date 12/31/2022, SPA - IronRidge - Meraki (October - December 2022), 4202957 Meraki Installers LLC -extending date per IR via email to Jan 2023. | -0.38 |  | No | Other | Shippable | 0 |  | Not Applicable as per Item Classification |  | Not Applicable
955-1412 | 955-1412 | SPA, IRONRIDGE, Manufacturer Rebate for 260-0110, End Date 12/31/2022, SPA - IronRidge - Meraki (October - December 2022), 4202957 Meraki Installers LLC -extending date per IR via email to Jan 2023. | -0.38 |  | No | Other | Shippable | 0 |  | Not Applicable as per Item Classification |  | Not Applicable
955-1413 | 955-1413 | SPA, IRONRIDGE, Manufacturer Rebate for 260-0114, End Date 12/31/2022, SPA - IronRidge - Meraki (October - December 2022), 4202957 Meraki Installers LLC -extending date per IR via email to Jan 2023. | -0.38 |  | No | Other | Shippable | 0 |  | Not Applicable as per Item Classification |  | Not Applicable
955-1414 | 955-1414 | SPA, IRONRIDGE, Manufacturer Rebate for 270-1033, End Date 12/31/2022, SPA - IronRidge - Meraki (October - December 2022), 4202957 Meraki Installers LLC -extending date per IR via email to Jan 2023. | -2.95 |  | No | Other | Shippable | 0 |  | Not Applicable as per Item Classification |  | Not Applicable
955-1415 | 955-1415 | SPA, IRONRIDGE, Manufacturer Rebate for 211-0497, End Date 12/31/2022, SPA - IronRidge - Meraki (October - December 2022), 4202957 Meraki Installers LLC-extending date per IR via email to Jan 2023. | -2.16 |  | No | Other | Shippable | 0 |  | Not Applicable as per Item Classification |  | Not Applicable
955-1416 | 955-1416 | SPA, IRONRIDGE, Manufacturer Rebate for 210-1026, End Date 12/31/2022, SPA - IronRidge - Meraki (October - December 2022), 4202957 Meraki Installers LLC-extending date per IR via email to Jan 2023. | -5.27 |  | No | Other | Shippable | 0 |  | Not Applicable as per Item Classification |  | Not Applicable
955-1417 | 955-1417 | SPA, IRONRIDGE, Manufacturer Rebate for 210-1004, End Date 12/31/2022, SPA - IronRidge - Meraki (October - December 2022), 4202957 Meraki Installers LLC -extending date per IR via email to Jan 2023. | -4.67 |  | No | Other | Shippable | 0 |  | Not Applicable as per Item Classification |  | Not Applicable
955-1418 | 955-1418 | SPA, IRONRIDGE, Manufacturer Rebate for 590-0116, End Date 12/31/2022, SPA - IronRidge - Meraki (October - December 2022), 4202957 Meraki Installers LLC -extending date per IR via email to Jan 2023. | -0.51 |  | No | Other | Shippable | 0 |  | Not Applicable as per Item Classification |  | Not Applicable
955-1419 | 955-1419 | SPA, IRONRIDGE, Manufacturer Rebate for 211-0096, End Date 12/31/2022, SPA - IronRidge - Meraki (October - December 2022), 4202957 Meraki Installers LLC -extending date per IR via email to Jan 2023. | -0.66 |  | No | Other | Shippable | 0 |  | Not Applicable as per Item Classification |  | Not Applicable
955-1420 | 955-1420 | SPA, ENPHASE ENERGY, INC., Manufacturer Rebate for 321-0215, End Date 12/31/2022, Q-00027538, 4205349 Expert Inc | -11.3 |  | No | Other | Shippable | 0 |  | Not Applicable as per Item Classification |  | Not Applicable
955-1421 | 955-1421 | SPA, ENPHASE ENERGY, INC., Manufacturer Rebate for 321-0216, End Date 12/31/2022, Q-00027538, 4205349 Expert Inc | -10.64 |  | No | Other | Shippable | 0 |  | Not Applicable as per Item Classification |  | Not Applicable
955-1422 | 955-1422 | SPA, ENPHASE ENERGY, INC., Manufacturer Rebate for 321-0223, End Date 12/31/2022, Q-00027538, 4205349 Expert Inc | -11.11 |  | No | Other | Shippable | 0 |  | Not Applicable as per Item Classification |  | Not Applicable
955-1423 | 955-1423 | SPA, ENPHASE ENERGY, INC., Manufacturer Rebate for 321-0229, End Date 12/31/2022, Q-00027538, 4205349 Expert Inc | -28.7 |  | No | Other | Shippable | 0 |  | Not Applicable as per Item Classification |  | Not Applicable
955-1424 | 955-1424 | SPA, ENPHASE ENERGY, INC., Manufacturer Rebate for 321-0230, End Date 12/31/2022, Q-00027538, 4205349 Expert Inc | -32.31 |  | No | Other | Shippable | 0 |  | Not Applicable as per Item Classification |  | Not Applicable
955-1425 | 955-1425 | SPA, ENPHASE ENERGY, INC., Manufacturer Rebate for 321-0231, End Date 12/31/2022, Q-00027538, 4205349 Expert Inc | -43.92 |  | No | Other | Shippable | 0 |  | Not Applicable as per Item Classification |  | Not Applicable
955-1426 | 955-1426 | SPA, ENPHASE ENERGY, INC., Manufacturer Rebate for 321-0232, End Date 12/31/2022, Q-00027538, 4205349 Expert Inc | -34.56 |  | No | Other | Shippable | 0 |  | Not Applicable as per Item Classification |  | Not Applicable
955-1427 | 955-1427 | SPA, ENPHASE ENERGY, INC., Manufacturer Rebate for 321-0233, End Date 12/31/2022, Q-00027538, 4205349 Expert Inc | -30.76 |  | No | Other | Shippable | 0 |  | Not Applicable as per Item Classification |  | Not Applicable
955-1428 | 955-1428 | SPA, ENPHASE ENERGY, INC., Manufacturer Rebate for 570-1226, End Date 12/31/2022, SP-2022, 4988838 Fusion Solar Energy | -185.95 |  | No | Other | Shippable | 0 |  | Not Applicable as per Item Classification |  | Not Applicable
955-1429 | 955-1429 | SPA, ENPHASE ENERGY, INC., Manufacturer Rebate for 570-1189, End Date 12/31/2022, SP-2022, 4988838 Fusion Solar Energy | -44.85 |  | No | Other | Shippable | 0 |  | Not Applicable as per Item Classification |  | Not Applicable
955-1430 | 955-1430 | SPA, SOLAREDGE TECHNOLOGIES INC, Manufacturer Rebate for 310-0660, End Date 9/30/2023, 22108240, 203342 Solarize LLC | -59.29 |  | No | Other | Shippable | 0 |  | Not Applicable as per Item Classification |  | Not Applicable
955-1431 | 955-1431 | SPA, SOLAREDGE TECHNOLOGIES INC, Manufacturer Rebate for 310-0595, End Date 9/30/2023, SOL1956, 203342 Solarize LLC | -59.29 |  | No | Other | Shippable | 0 |  | Not Applicable as per Item Classification |  | Not Applicable
955-1432 | 955-1432 | SPA, SOLAREDGE TECHNOLOGIES INC, Manufacturer Rebate for 310-0598, End Date 9/30/2023, SOL1956, 203342 Solarize LLC | -116.97 |  | No | Other | Shippable | 0 |  | Not Applicable as per Item Classification |  | Not Applicable
955-1433 | 955-1433 | SPA, SOLAREDGE TECHNOLOGIES INC, Manufacturer Rebate for 310-0657, End Date 9/30/2023, SOL1956, 203342 Solarize LLC | -102.9 |  | No | Other | Shippable | 0 |  | Not Applicable as per Item Classification |  | Not Applicable
955-1434 | 955-1434 | SPA, SOLAREDGE TECHNOLOGIES INC, Manufacturer Rebate for 310-0597, End Date 9/30/2023, SOL1956, 203342 Solarize LLC | -110.97 |  | No | Other | Shippable | 0 |  | Not Applicable as per Item Classification |  | Not Applicable
955-1435 | 955-1435 | SPA, SOLAREDGE TECHNOLOGIES INC, Manufacturer Rebate for 565-0238, End Date 9/30/2023, SOL1956, 203342 Solarize LLC | -2.01 |  | No | Other | Shippable | 0 |  | Not Applicable as per Item Classification |  | Not Applicable
955-1436 | 955-1436 | SPA, SOLAREDGE TECHNOLOGIES INC, Manufacturer Rebate for 310-0657, End Date 9/30/2023, SOL1956, 203342 Solarize LLC | -101.9 |  | No | Other | Shippable | 0 |  | Not Applicable as per Item Classification |  | Not Applicable
955-1437 | 955-1437 | SPA, SOLAREDGE TECHNOLOGIES INC, Manufacturer Rebate for 310-0596, End Date 9/30/2023, SOL1956, 203342 Solarize LLC | -108.97 |  | No | Other | Shippable | 0 |  | Not Applicable as per Item Classification |  | Not Applicable
955-1438 | 955-1438 | SPA, ENPHASE ENERGY, INC., Manufacturer Rebate for 360-0328, End Date 12/31/2022, SP-2022, 4204626:1 Surf Clean Energy-Sunnova SPA Account Only | -7.45 |  | No | Other | Shippable | 0 |  | Not Applicable as per Item Classification |  | Not Applicable
955-1439 | 955-1439 | SPA, REC SOLAR dba REC AMERICAS, LLC, Manufacturer Rebate for 110-1377, End Date 12/31/2022, Special Pricing Agreement: SOLIGENT and REC AMERICAS LLC, 4988703 CR Solar dba eEquals | -30.93 |  | No | Other | Shippable | 0 |  | Not Applicable as per Item Classification |  | Not Applicable
955-1440 | 955-1440 | SPA, IRONRIDGE, Manufacturer Rebate for 211-0498, End Date 12/31/2022, SPA - IronRidge - Meraki (October - December 2022), 4202957 Meraki Installers LLC -extending date per IR via email to Jan 2023. | -1.87 |  | No | Other | Shippable | 0 |  | Not Applicable as per Item Classification |  | Not Applicable
955-1441 | 955-1441 | SPA, IRONRIDGE, Manufacturer Rebate for 270-1046, End Date 12/31/2022, SPA - IronRidge - Meraki (October - December 2022), 4202957 Meraki Installers LLC-extending date per IR via email to Jan 2023. | -1.02 |  | No | Other | Shippable | 0 |  | Not Applicable as per Item Classification |  | Not Applicable
955-1442 | 955-1442 | SPA, IRONRIDGE, Manufacturer Rebate for 212-0005, End Date 12/31/2022, SPA - IronRidge - Meraki (October - December 2022), 4202957 Meraki Installers LLC-extending date per IR via email to Jan 2023. | -1.59 |  | No | Other | Shippable | 0 |  | Not Applicable as per Item Classification |  | Not Applicable
955-1443 | 955-1443 | SPA, IRONRIDGE, Manufacturer Rebate for 270-1044, End Date 12/31/2022, SPA - IronRidge - Meraki (October - December 2022), 4202957 Meraki Installers LLC -extending date per IR via email to Jan 2023. | -0.53 |  | No | Other | Shippable | 0 |  | Not Applicable as per Item Classification |  | Not Applicable
955-1444 | 955-1444 | SPA, IRONRIDGE, Manufacturer Rebate for 210-0949, End Date 12/31/2022, SPA - IronRidge - Meraki (October - December 2022), 4202957 Meraki Installers LLC-extending date per IR via email to Jan 2023. | -4.12 |  | No | Other | Shippable | 0 |  | Not Applicable as per Item Classification |  | Not Applicable
955-1445 | 955-1445 | SPA, IRONRIDGE, Manufacturer Rebate for 270-1030, End Date 12/31/2022, SPA - IronRidge - Meraki (October - December 2022), 4202957 Meraki Installers LLC -extending date per IR via email to Jan 2023. | -1.31 |  | No | Other | Shippable | 0 |  | Not Applicable as per Item Classification |  | Not Applicable
955-1446 | 955-1446 | SPA, IRONRIDGE, Manufacturer Rebate for 211-0017, End Date 12/31/2022, SPA - IronRidge - Meraki (October - December 2022), 4202957 Meraki Installers LLC-extending date per IR via email to Jan 2023. | -0.36 |  | No | Other | Shippable | 0 |  | Not Applicable as per Item Classification |  | Not Applicable
955-1447 | 955-1447 | SPA, ENPHASE ENERGY, INC., Manufacturer Rebate for 321-0244, End Date 12/31/2022, SP-2022, 4204626:1 Surf Clean Energy-Sunnova SPA Account Only | -40.48 |  | No | Other | Shippable | 0 |  | Not Applicable as per Item Classification |  | Not Applicable
955-1448 | 955-1448 | SPA, ENPHASE ENERGY, INC., Manufacturer Rebate for 321-0244, End Date 12/31/2022, Max Qty. 500, Q-00025354, 88596 American Array Solar | -27.29 |  | No | Other | Shippable | 0 |  | Not Applicable as per Item Classification |  | Not Applicable
955-1449 | 955-1449 | SPA, REC SOLAR dba REC AMERICAS, LLC, Manufacturer Rebate for 110-1349, End Date 12/31/2022, Special Pricing Agreement: SOLIGENT and REC AMERICAS LLC, 4988703 CR Solar dba eEquals | -30.93 |  | No | Other | Shippable | 0 |  | Not Applicable as per Item Classification |  | Not Applicable
955-1450 | 955-1450 | SPA, ENPHASE ENERGY, INC., Manufacturer Rebate for 570-1226, End Date 12/31/2022, SP-2022, 4204626:1 Surf Clean Energy-Sunnova SPA Account Only | -219.37 |  | No | Other | Shippable | 0 |  | Not Applicable as per Item Classification |  | Not Applicable
955-1451 | 955-1451 | SPA, ENPHASE ENERGY, INC., Manufacturer Rebate for 480-0133, End Date 12/31/2022, Q-00026168, 4204089 Shine Solar | -983.09 |  | No | Other | Shippable | 0 |  | Not Applicable as per Item Classification |  | Not Applicable
955-1452 | 955-1452 | SPA, ENPHASE ENERGY, INC., Manufacturer Rebate for 570-1226, End Date 12/31/2022, Q-00027540, 13529 Suntuity Solar LLC | -129.68 |  | No | Other | Shippable | 0 |  | Not Applicable as per Item Classification |  | Not Applicable
955-1453 | 955-1453 | SPA, ENPHASE ENERGY, INC., Manufacturer Rebate for 570-1196, End Date 12/31/2022, Q-00027540, 13529 Suntuity Solar LLC | -129.68 |  | No | Other | Shippable | 0 |  | Not Applicable as per Item Classification |  | Not Applicable
955-1454 | 955-1454 | SPA, ENPHASE ENERGY, INC., Manufacturer Rebate for 360-0329, End Date 12/31/2022, Q-00027540, 13529 Suntuity Solar LLC | -6.99 |  | No | Other | Shippable | 0 |  | Not Applicable as per Item Classification |  | Not Applicable
955-1455 | 955-1455 | SPA, ENPHASE ENERGY, INC., Manufacturer Rebate for 360-0328, End Date 12/31/2022, Q-00027540, 13529 Suntuity Solar LLC | -5.88 |  | No | Other | Shippable | 0 |  | Not Applicable as per Item Classification |  | Not Applicable
955-1456 | 955-1456 | SPA, ENPHASE ENERGY, INC., Manufacturer Rebate for 321-0232, End Date 12/31/2022, Q-00027540, 13529 Suntuity Solar LLC | -58.11 |  | No | Other | Shippable | 0 |  | Not Applicable as per Item Classification |  | Not Applicable
955-1457 | 955-1457 | SPA, ENPHASE ENERGY, INC., Manufacturer Rebate for 321-0231, End Date 12/31/2022, Q-00027540, 13529 Suntuity Solar LLC | -65.72 |  | No | Other | Shippable | 0 |  | Not Applicable as per Item Classification |  | Not Applicable
955-1458 | 955-1458 | SPA, ENPHASE ENERGY, INC., Manufacturer Rebate for 321-0230, End Date 12/31/2022, Q-00027540, 13529 Suntuity Solar LLC | -60.96 |  | No | Other | Shippable | 0 |  | Not Applicable as per Item Classification |  | Not Applicable
955-1459 | 955-1459 | SPA, ENPHASE ENERGY, INC., Manufacturer Rebate for 321-0233, End Date 12/31/2022, Q-00027540, 13529 Suntuity Solar LLC | -52.42 |  | No | Other | Shippable | 0 |  | Not Applicable as per Item Classification |  | Not Applicable
955-1460 | 955-1460 | SPA, ENPHASE ENERGY, INC., Manufacturer Rebate for 321-0229, End Date 12/31/2022, Q-00027540, 13529 Suntuity Solar LLC | -43.79 |  | No | Other | Shippable | 0 |  | Not Applicable as per Item Classification |  | Not Applicable
955-1461 | 955-1461 | SPA, ENPHASE ENERGY, INC., Manufacturer Rebate for 321-0216, End Date 12/31/2022, Q-00027540, 13529 Suntuity Solar LLC | -45.6 |  | No | Other | Shippable | 0 |  | Not Applicable as per Item Classification |  | Not Applicable
955-1462 | 955-1462 | SPA, ENPHASE ENERGY, INC., Manufacturer Rebate for 321-0223, End Date 12/31/2022, Q-00027540, 13529 Suntuity Solar LLC | -53.03 |  | No | Other | Shippable | 0 |  | Not Applicable as per Item Classification |  | Not Applicable
955-1463 | 955-1463 | SPA, ENPHASE ENERGY, INC., Manufacturer Rebate for 321-0215, End Date 12/31/2022, Q-00027540, 13529 Suntuity Solar LLC | -38.1 |  | No | Other | Shippable | 0 |  | Not Applicable as per Item Classification |  | Not Applicable
955-1464 | 955-1464 | SPA, ENPHASE ENERGY, INC., Manufacturer Rebate for 580-0187, End Date 12/31/2022, Q-00027540, 13529 Suntuity Solar LLC | -235 |  | No | Other | Shippable | 0 |  | Not Applicable as per Item Classification |  | Not Applicable
955-1465 | 955-1465 | SPA, ENPHASE ENERGY, INC., Manufacturer Rebate for 560-0069, End Date 12/31/2022, Q-00027540, 13529 Suntuity Solar LLC | -70 |  | No | Other | Shippable | 0 |  | Not Applicable as per Item Classification |  | Not Applicable
955-1466 | 955-1466 | SPA, ENPHASE ENERGY, INC., Manufacturer Rebate for 480-0132, End Date 12/31/2022, Q-00027540, 13529 Suntuity Solar LLC | -133 |  | No | Other | Shippable | 0 |  | Not Applicable as per Item Classification |  | Not Applicable
955-1467 | 955-1467 | SPA, ENPHASE ENERGY, INC., Manufacturer Rebate for 480-0123, End Date 12/31/2022, Q-00027540, 13529 Suntuity Solar LLC | -133 |  | No | Other | Shippable | 0 |  | Not Applicable as per Item Classification |  | Not Applicable
955-1468 | 955-1468 | SPA, ENPHASE ENERGY, INC., Manufacturer Rebate for 480-0133, End Date 12/31/2022, Q-00027540, 13529 Suntuity Solar LLC | -399 |  | No | Other | Shippable | 0 |  | Not Applicable as per Item Classification |  | Not Applicable
955-1469 | 955-1469 | SPA, ENPHASE ENERGY, INC., Manufacturer Rebate for 480-0124, End Date 12/31/2022, Q-00027540, 13529 Suntuity Solar LLC | -399 |  | No | Other | Shippable | 0 |  | Not Applicable as per Item Classification |  | Not Applicable
955-1470 | 955-1470 | SPA, ENPHASE ENERGY, INC., Manufacturer Rebate for 570-1189, End Date 12/31/2022, Q-00027540, 13529 Suntuity Solar LLC | -81.35 |  | No | Other | Shippable | 0 |  | Not Applicable as per Item Classification |  | Not Applicable
955-1471 | 955-1471 | SPA, ENPHASE ENERGY, INC., Manufacturer Rebate for 480-0147, End Date 12/31/2022, Q-00027540, 13529 Suntuity Solar LLC | -133 |  | No | Other | Shippable | 0 |  | Not Applicable as per Item Classification |  | Not Applicable
955-1472 | 955-1472 | SPA, ENPHASE ENERGY, INC., Manufacturer Rebate for 480-0148, End Date 12/31/2022, Q-00027540, 13529 Suntuity Solar LLC | -133 |  | No | Other | Shippable | 0 |  | Not Applicable as per Item Classification |  | Not Applicable
955-1473 | 955-1473 | SPA, ENPHASE ENERGY, INC., Manufacturer Rebate for 570-1196, End Date 12/31/2022, Max Qty. 150, Q-00026512, 4204075 Southern Solar LLC | -85.22 |  | No | Other | Shippable | 0 |  | Not Applicable as per Item Classification |  | Not Applicable
955-1474 | 955-1474 | SPA, ENPHASE ENERGY, INC., Manufacturer Rebate for 480-0132, End Date 12/31/2022, Q-00026168, 4204089 Shine Solar | -328.85 |  | No | Other | Shippable | 0 |  | Not Applicable as per Item Classification |  | Not Applicable
955-1475 | 955-1475 | SPA, SOLAREDGE TECHNOLOGIES INC, Manufacturer Rebate for 565-0237, End Date 6/30/2023, SOL1250, 4204719 Motive Energy Storage Systems, Inc | -7.5 |  | No | Other | Shippable | 0 |  | Not Applicable as per Item Classification |  | Not Applicable
955-1476 | 955-1476 | SPA, SOLARIA CORP, Manufacturer Rebate for 110-1381, End Date 12/31/2022, Solaria SPA_Sunpower Builders/Costanza & Sun, 6193 Costanza & Sun LLC | -61.09 |  | No | Other | Shippable | 0 |  | Not Applicable as per Item Classification |  | Not Applicable
955-1477 | 955-1477 | SPA, ENPHASE ENERGY, INC., Manufacturer Rebate for 570-1189, End Date 12/31/2022, Q-00026591, 4988447 Arrowhead Solar LLC dba Arrowpoint Solar | -17.73 |  | No | Other | Shippable | 0 |  | Not Applicable as per Item Classification |  | Not Applicable
955-1478 | 955-1478 | SPA, ENPHASE ENERGY, INC., Manufacturer Rebate for 321-0233, End Date 12/31/2022, Q-00024974, 7110 MORTON SOLAR & WIND LLC dba MORTON SOLAR LLC | -16.79 |  | No | Other | Shippable | 0 |  | Not Applicable as per Item Classification |  | Not Applicable
955-1479 | 955-1479 | SPA, ENPHASE ENERGY, INC., Manufacturer Rebate for 321-0230, End Date 12/31/2022, Max Qty. 500, Q-00024888, 203043 G3 Solar | -34.6 |  | No | Other | Shippable | 0 |  | Not Applicable as per Item Classification |  | Not Applicable
955-1480 | 955-1480 | SPA, ENPHASE ENERGY, INC., Manufacturer Rebate for 321-0231, End Date 12/31/2022, Max Qty. 500, Q-00024888, 203043 G3 Solar | -36.9 |  | No | Other | Shippable | 0 |  | Not Applicable as per Item Classification |  | Not Applicable
955-1481 | 955-1481 | SPA, ENPHASE ENERGY, INC., Manufacturer Rebate for 321-0232, End Date 12/31/2022, Max Qty. 500, Q-00024888, 203043 G3 Solar | -33.79 |  | No | Other | Shippable | 0 |  | Not Applicable as per Item Classification |  | Not Applicable
955-1482 | 955-1482 | SPA, ENPHASE ENERGY, INC., Manufacturer Rebate for 321-0233, End Date 12/31/2022, Max Qty. 1500, Q-00024888, 203043 G3 Solar | -33.41 |  | No | Other | Shippable | 0 |  | Not Applicable as per Item Classification |  | Not Applicable
955-1483 | 955-1483 | SPA, REC SOLAR dba REC AMERICAS, LLC, Manufacturer Rebate for 110-1377, End Date 12/31/2022, Soligent - REC Americas LLC - Blanket SPA - 9.15-12.31, 4203920 Wells Solar & Electrical Services, LLC | -19.98 |  | No | Other | Shippable | 0 |  | Not Applicable as per Item Classification |  | Not Applicable
955-1484 | 955-1484 | SPA, REC SOLAR dba REC AMERICAS, LLC, Manufacturer Rebate for 110-1378, End Date 12/31/2022, Special Pricing Agreement: SOLIGENT and REC AMERICAS LLC, 4204599 Ensolace Power, LLC | -18 |  | No | Other | Shippable | 0 |  | Not Applicable as per Item Classification |  | Not Applicable
955-1485 | 955-1485 | SPA, ENPHASE ENERGY, INC., Manufacturer Rebate for 321-0244, End Date 2/22/2023, Q-00022136, 80230 Goldstar Construction & Solar Systems dba Levine Homes Construction | -6.75 |  | No | Other | Shippable | 0 |  | Not Applicable as per Item Classification |  | Not Applicable
955-1486 | 955-1486 | SPA, ENPHASE ENERGY, INC., Manufacturer Rebate for 321-0244, End Date 12/31/2022, Max Qty. 500, Q-00025354, 4203656 Solarworx Inc | -14.98 |  | No | Other | Shippable | 0 |  | Not Applicable as per Item Classification |  | Not Applicable
955-1487 | 955-1487 | SPA, ENPHASE ENERGY, INC., Manufacturer Rebate for 321-0233, End Date 12/31/2022, Max Qty. 1500, Q-00024888, 203342 Solarize LLC | -29.62 |  | No | Other | Shippable | 0 |  | Not Applicable as per Item Classification |  | Not Applicable
955-1488 | 955-1488 | SPA, ENPHASE ENERGY, INC., Manufacturer Rebate for 321-0215, End Date 12/31/2021, SP-2022, 4205273 Florida Eco Electric LLC dba Kenkay Solar | -40.1 |  | No | Other | Shippable | 0 |  | Not Applicable as per Item Classification |  | Not Applicable
955-1489 | 955-1489 | SPA, ENPHASE ENERGY, INC., Manufacturer Rebate for 321-0216, End Date 12/31/2021, SP-2022, 4205273 Florida Eco Electric LLC dba Kenkay Solar | -35.96 |  | No | Other | Shippable | 0 |  | Not Applicable as per Item Classification |  | Not Applicable
955-1490 | 955-1490 | SPA, ENPHASE ENERGY, INC., Manufacturer Rebate for 321-0223, End Date 12/31/2021, SP-2022, 4205273 Florida Eco Electric LLC dba Kenkay Solar | -21.43 |  | No | Other | Shippable | 0 |  | Not Applicable as per Item Classification |  | Not Applicable
955-1491 | 955-1491 | SPA, ENPHASE ENERGY, INC., Manufacturer Rebate for 321-0229, End Date 12/31/2022, SP-2022, 4205273 Florida Eco Electric LLC dba Kenkay Solar | -46.1 |  | No | Other | Shippable | 0 |  | Not Applicable as per Item Classification |  | Not Applicable
955-1492 | 955-1492 | SPA, ENPHASE ENERGY, INC., Manufacturer Rebate for 321-0233, End Date 12/31/2022, SP-2022, 4205273 Florida Eco Electric LLC dba Kenkay Solar | -41.34 |  | No | Other | Shippable | 0 |  | Not Applicable as per Item Classification |  | Not Applicable
955-1493 | 955-1493 | SPA, ENPHASE ENERGY, INC., Manufacturer Rebate for 321-0232, End Date 12/31/2022, SP-2022, 4205273 Florida Eco Electric LLC dba Kenkay Solar | -44.43 |  | No | Other | Shippable | 0 |  | Not Applicable as per Item Classification |  | Not Applicable
955-1494 | 955-1494 | SPA, ENPHASE ENERGY, INC., Manufacturer Rebate for 321-0230, End Date 12/31/2022, SP-2022, 4205273 Florida Eco Electric LLC dba Kenkay Solar | -24.62 |  | No | Other | Shippable | 0 |  | Not Applicable as per Item Classification |  | Not Applicable
955-1495 | 955-1495 | SPA, ENPHASE ENERGY, INC., Manufacturer Rebate for 321-0231, End Date 12/31/2022, SP-2022, 4205273 Florida Eco Electric LLC dba Kenkay Solar | -26.15 |  | No | Other | Shippable | 0 |  | Not Applicable as per Item Classification |  | Not Applicable
955-1496 | 955-1496 | SPA, ENPHASE ENERGY, INC., Manufacturer Rebate for 360-0328, End Date 12/31/2022, SP-2022, 4205273 Florida Eco Electric LLC dba Kenkay Solar | -5.88 |  | No | Other | Shippable | 0 |  | Not Applicable as per Item Classification |  | Not Applicable
955-1497 | 955-1497 | SPA, ENPHASE ENERGY, INC., Manufacturer Rebate for 360-0329, End Date 12/31/2022, SP-2022, 4205273 Florida Eco Electric LLC dba Kenkay Solar | -6.99 |  | No | Other | Shippable | 0 |  | Not Applicable as per Item Classification |  | Not Applicable
955-1498 | 955-1498 | SPA, ENPHASE ENERGY, INC., Manufacturer Rebate for 570-1196, End Date 12/31/2022, SP-2022, 4205273 Florida Eco Electric LLC dba Kenkay Solar | -129.68 |  | No | Other | Shippable | 0 |  | Not Applicable as per Item Classification |  | Not Applicable
955-1499 | 955-1499 | SPA, ENPHASE ENERGY, INC., Manufacturer Rebate for 570-1142, End Date 12/31/2022, SP-2022, 4205273 Florida Eco Electric LLC dba Kenkay Solar | -183.89 |  | No | Other | Shippable | 0 |  | Not Applicable as per Item Classification |  | Not Applicable
955-1500 | 955-1500 | SPA, ENPHASE ENERGY, INC., Manufacturer Rebate for 570-1226, End Date 12/31/2022, SP-2022, 4205273 Florida Eco Electric LLC dba Kenkay Solar | -129.68 |  | No | Other | Shippable | 0 |  | Not Applicable as per Item Classification |  | Not Applicable
955-1501 | 955-1501 | SPA, ENPHASE ENERGY, INC., Manufacturer Rebate for 570-1189, End Date 12/31/2022, SP-2022, 4205273 Florida Eco Electric LLC dba Kenkay Solar | -27.4 |  | No | Other | Shippable | 0 |  | Not Applicable as per Item Classification |  | Not Applicable
955-1502 | 955-1502 | SPA, ENPHASE ENERGY, INC., Manufacturer Rebate for 570-1221, End Date 12/31/2022, SP-2022, 4205273 Florida Eco Electric LLC dba Kenkay Solar | -5.13 |  | No | Other | Shippable | 0 |  | Not Applicable as per Item Classification |  | Not Applicable
955-1503 | 955-1503 | SPA, ENPHASE ENERGY, INC., Manufacturer Rebate for 570-1222, End Date 12/31/2022, SP-2022, 4205273 Florida Eco Electric LLC dba Kenkay Solar | -5.13 |  | No | Other | Shippable | 0 |  | Not Applicable as per Item Classification |  | Not Applicable
955-1504 | 955-1504 | SPA, ENPHASE ENERGY, INC., Manufacturer Rebate for 570-1222, End Date 12/31/2022, SP-2022, 4204026 AllSolar Energy, Inc | -5.13 |  | No | Other | Shippable | 0 |  | Not Applicable as per Item Classification |  | Not Applicable
955-1505 | 955-1505 | SPA, ENPHASE ENERGY, INC., Manufacturer Rebate for 321-0215, End Date 12/31/2022, SP-2022, 4204026 AllSolar Energy, Inc | -40.1 |  | No | Other | Shippable | 0 |  | Not Applicable as per Item Classification |  | Not Applicable
955-1506 | 955-1506 | SPA, ENPHASE ENERGY, INC., Manufacturer Rebate for 321-0216, End Date 12/31/2022, SP-2022, 4204026 AllSolar Energy, Inc | -35.96 |  | No | Other | Shippable | 0 |  | Not Applicable as per Item Classification |  | Not Applicable
955-1507 | 955-1507 | SPA, ENPHASE ENERGY, INC., Manufacturer Rebate for 321-0223, End Date 12/31/2022, SP-2022, 4204026 AllSolar Energy, Inc | -21.43 |  | No | Other | Shippable | 0 |  | Not Applicable as per Item Classification |  | Not Applicable
955-1508 | 955-1508 | SPA, ENPHASE ENERGY, INC., Manufacturer Rebate for 321-0229, End Date 12/31/2022, SP-2022, 4204026 AllSolar Energy, Inc | -46.1 |  | No | Other | Shippable | 0 |  | Not Applicable as per Item Classification |  | Not Applicable
955-1509 | 955-1509 | SPA, ENPHASE ENERGY, INC., Manufacturer Rebate for 321-0233, End Date 12/31/2022, SP-2022, 4204026 AllSolar Energy, Inc | -41.34 |  | No | Other | Shippable | 0 |  | Not Applicable as per Item Classification |  | Not Applicable
955-1510 | 955-1510 | SPA, ENPHASE ENERGY, INC., Manufacturer Rebate for 321-0232, End Date 12/31/2022, SP-2022, 4204026 AllSolar Energy, Inc | -44.43 |  | No | Other | Shippable | 0 |  | Not Applicable as per Item Classification |  | Not Applicable
955-1511 | 955-1511 | SPA, ENPHASE ENERGY, INC., Manufacturer Rebate for 321-0230, End Date 12/31/2022, SP-2022, 4204026 AllSolar Energy, Inc | -24.62 |  | No | Other | Shippable | 0 |  | Not Applicable as per Item Classification |  | Not Applicable
955-1512 | 955-1512 | SPA, ENPHASE ENERGY, INC., Manufacturer Rebate for 321-0231, End Date 12/31/2022, SP-2022, 4204026 AllSolar Energy, Inc | -26.15 |  | No | Other | Shippable | 0 |  | Not Applicable as per Item Classification |  | Not Applicable
955-1513 | 955-1513 | SPA, ENPHASE ENERGY, INC., Manufacturer Rebate for 360-0328, End Date 12/31/2022, SP-2022, 4204026 AllSolar Energy, Inc | -5.88 |  | No | Other | Shippable | 0 |  | Not Applicable as per Item Classification |  | Not Applicable
955-1514 | 955-1514 | SPA, ENPHASE ENERGY, INC., Manufacturer Rebate for 360-0329, End Date 12/31/2021, SP-2022, 4204026 AllSolar Energy, Inc | -6.99 |  | No | Other | Shippable | 0 |  | Not Applicable as per Item Classification |  | Not Applicable
955-1515 | 955-1515 | SPA, ENPHASE ENERGY, INC., Manufacturer Rebate for 570-1142, End Date 12/31/2022, SP-2022, 4204026 AllSolar Energy, Inc | -183.89 |  | No | Other | Shippable | 0 |  | Not Applicable as per Item Classification |  | Not Applicable
955-1516 | 955-1516 | SPA, ENPHASE ENERGY, INC., Manufacturer Rebate for 570-1196, End Date 12/31/2022, SP-2022, 4204026 AllSolar Energy, Inc | -129.68 |  | No | Other | Shippable | 0 |  | Not Applicable as per Item Classification |  | Not Applicable
955-1517 | 955-1517 | SPA, ENPHASE ENERGY, INC., Manufacturer Rebate for 570-1226, End Date 12/31/2022, SP-2022, 4204026 AllSolar Energy, Inc | -129.68 |  | No | Other | Shippable | 0 |  | Not Applicable as per Item Classification |  | Not Applicable
955-1518 | 955-1518 | SPA, ENPHASE ENERGY, INC., Manufacturer Rebate for 570-1189, End Date 12/31/2022, SP-2022, 4204026 AllSolar Energy, Inc | -27.4 |  | No | Other | Shippable | 0 |  | Not Applicable as per Item Classification |  | Not Applicable
955-1519 | 955-1519 | SPA, ENPHASE ENERGY, INC., Manufacturer Rebate for 570-1221, End Date 12/31/2022, SP-2022, 4204026 AllSolar Energy, Inc | -5.13 |  | No | Other | Shippable | 0 |  | Not Applicable as per Item Classification |  | Not Applicable
955-1520 | 955-1520 | SPA, ENPHASE ENERGY, INC., Manufacturer Rebate for 321-0216, End Date 12/31/2022, Q-00025228, 4203125:1 Renu Energy TCI (INTL Orders) | -32.65 |  | No | Other | Shippable | 0 |  | Not Applicable as per Item Classification |  | Not Applicable
955-1521 | 955-1521 | SPA, ENPHASE ENERGY, INC., Manufacturer Rebate for 321-0223, End Date 12/31/2022, Q-00025228, 4203125:1 Renu Energy TCI (INTL Orders) | -29.54 |  | No | Other | Shippable | 0 |  | Not Applicable as per Item Classification |  | Not Applicable
955-1522 | 955-1522 | SPA, ENPHASE ENERGY, INC., Manufacturer Rebate for 570-1142, End Date 12/31/2022, Max Qty. 1, SP-2022, 4203363:1 Hytech Solar Inc-Sunnova | -183.89 |  | No | Other | Shippable | 0 |  | Not Applicable as per Item Classification |  | Not Applicable
955-1523 | 955-1523 | SPA, ENPHASE ENERGY, INC., Manufacturer Rebate for 321-0230, End Date 12/31/2022, Q-00026622, 4203490 Seal Corporation dba Seal Solar | -48.57 |  | No | Other | Shippable | 0 |  | Not Applicable as per Item Classification |  | Not Applicable
955-1524 | 955-1524 | SPA, ENPHASE ENERGY, INC., Manufacturer Rebate for 570-1226, End Date 12/31/2022, Q-00026622, 4203490 Seal Corporation dba Seal Solar | -125.37 |  | No | Other | Shippable | 0 |  | Not Applicable as per Item Classification |  | Not Applicable
955-1525 | 955-1525 | SPA, ENPHASE ENERGY, INC., Manufacturer Rebate for 321-0232, End Date 12/31/2022, Q-00026622, 4203490 Seal Corporation dba Seal Solar | -27.14 |  | No | Other | Shippable | 0 |  | Not Applicable as per Item Classification |  | Not Applicable
955-1526 | 955-1526 | SPA, IRONRIDGE, Manufacturer Rebate for 211-0481, End Date 12/31/2022, SPA - IronRidge - Meraki (October - December 2022), 4202957 Meraki Installers LLC | -3.32 |  | No | Other | Shippable | 0 |  | Not Applicable as per Item Classification |  | Not Applicable
955-1527 | 955-1527 | SPA, IRONRIDGE, Manufacturer Rebate for 211-0481, End Date 12/31/2022, SPA - IronRidge - Meraki (October - December 2022), 4202957 Meraki Installers LLC -extending date per IR via email to Jan 2023. | -3.32 |  | No | Other | Shippable | 0 |  | Not Applicable as per Item Classification |  | Not Applicable
955-1528 | 955-1528 | SPA, IRONRIDGE, Manufacturer Rebate for 260-0104, End Date 12/31/2022, SPA - IronRidge - Meraki (October - December 2022), 4202957 Meraki Installers LLC -extending date per IR via email to Jan 2023. | -0.07 |  | No | Other | Shippable | 0 |  | Not Applicable as per Item Classification |  | Not Applicable
955-1529 | 955-1529 | SPA, SOLARIA CORP, Manufacturer Rebate for 110-1381, End Date 12/31/2022, Solaria SPA Platinum Newport 7.1-12.31, 82564 Newport Solar | -34.4 |  | No | Other | Shippable | 0 |  | Not Applicable as per Item Classification |  | Not Applicable
955-1530 | 955-1530 | SPA, IRONRIDGE, Manufacturer Rebate for 210-1006, End Date 12/31/2022, SPA - IronRidge - Meraki (October - December 2022), 4202957 Meraki Installers LLC-extending date per IR via email to Jan 2023. | -5.55 |  | No | Other | Shippable | 0 |  | Not Applicable as per Item Classification |  | Not Applicable
955-1531 | 955-1531 | SPA, REC SOLAR dba REC AMERICAS, LLC, Manufacturer Rebate for 110-1312, End Date 9/30/2022, Max Qty. 864, REC SPA 203319 GOOD FAITH ENERGY, 203319 Good Faith Energy | -89.18 |  | No | Other | Shippable | 0 |  | Not Applicable as per Item Classification |  | Not Applicable
955-1532 | 955-1532 | SPA, PANASONIC CORPORATION OF NORTH AMERICA, Manufacturer Rebate for 110-1264, End Date 6/30/2022, Panatec Solar, 1721 PANATEC CORPORATION | -18 |  | No | Other | Shippable | 0 |  | Not Applicable as per Item Classification |  | Not Applicable
955-1533 | 955-1533 | SPA, EZ Solar, Manufacturer Rebate for 510-0294, End Date 12/31/2022, Max Qty. 1, EZ-SPA-MS.01, 4205222 Pro Custom Solar LLC dba Momentum Solar | -3 |  | No | Other | Shippable | 0 |  | Not Applicable as per Item Classification |  | Not Applicable
955-1534 | 955-1534 | SPA, ENPHASE ENERGY, INC., Manufacturer Rebate for 360-0329, End Date 12/31/2022, SP-2022, 89194 Castle Energy | -8.61 |  | No | Other | Shippable | 0 |  | Not Applicable as per Item Classification |  | Not Applicable
955-1535 | 955-1535 | SPA, ENPHASE ENERGY, INC., Manufacturer Rebate for 321-0244, End Date 12/31/2022, Q-00027437, 4204197 SolKraft Inc. | -15.95 |  | No | Other | Shippable | 0 |  | Not Applicable as per Item Classification |  | Not Applicable
955-1536 | 955-1536 | SPA, PANASONIC CORPORATION OF NORTH AMERICA, Manufacturer Rebate for 110-1376, End Date 12/31/2022, 2022 National SPA Soligent.CES Q4 11.2.22 - signed, 88596 American Array Solar | -63.63 |  | No | Other | Shippable | 0 |  | Not Applicable as per Item Classification |  | Not Applicable
955-1537 | 955-1537 | SPA, ENPHASE ENERGY, INC., Manufacturer Rebate for 321-0244, End Date 12/31/2022, Q-00024971, 30870 Icon Solar Power | -18.34 |  | No | Other | Shippable | 0 |  | Not Applicable as per Item Classification |  | Not Applicable
955-1538 | 955-1538 | SPA, PANASONIC CORPORATION OF NORTH AMERICA, Manufacturer Rebate for 110-1328, End Date 12/31/2022, Panasonic National SPA Q4 2022, 82467 Whole Sun Designs Inc. | -89.23 |  | No | Other | Shippable | 0 |  | Not Applicable as per Item Classification |  | Not Applicable
955-1539 | 955-1539 | SPA, ENPHASE ENERGY, INC., Manufacturer Rebate for 321-0244, End Date 12/31/2022, Q-00025228, 4203125:1 Renu Energy TCI (INTL Orders) | -32.65 |  | No | Other | Shippable | 0 |  | Not Applicable as per Item Classification |  | Not Applicable
955-1540 | 955-1540 | SPA, ENPHASE ENERGY, INC., Manufacturer Rebate for 360-0328, End Date 12/31/2022, SP-2022, 89194 Castle Energy | -6.45 |  | No | Other | Shippable | 0 |  | Not Applicable as per Item Classification |  | Not Applicable
955-1541 | 955-1541 | SPA, ENPHASE ENERGY, INC., Manufacturer Rebate for 321-0229, End Date 12/31/2022, Q-00026520, 4988651 Sunwave Energy LLC dba Sunwave Energy | -12.99 |  | No | Other | Shippable | 0 |  | Not Applicable as per Item Classification |  | Not Applicable
955-1542 | 955-1542 | SPA, ENPHASE ENERGY, INC., Manufacturer Rebate for 321-0230, End Date 12/31/2022, Q-00026520, 4988651 Sunwave Energy LLC dba Sunwave Energy | -12.77 |  | No | Other | Shippable | 0 |  | Not Applicable as per Item Classification |  | Not Applicable
955-1543 | 955-1543 | SPA, ENPHASE ENERGY, INC., Manufacturer Rebate for 321-0232, End Date 12/31/2022, Q-00026520, 4988651 Sunwave Energy LLC dba Sunwave Energy | -16.33 |  | No | Other | Shippable | 0 |  | Not Applicable as per Item Classification |  | Not Applicable
955-1544 | 955-1544 | SPA, ENPHASE ENERGY, INC., Manufacturer Rebate for 321-0233, End Date 12/31/2022, Q-00026520, 4988651 Sunwave Energy LLC dba Sunwave Energy | -12.25 |  | No | Other | Shippable | 0 |  | Not Applicable as per Item Classification |  | Not Applicable
955-1545 | 955-1545 | SPA, ENPHASE ENERGY, INC., Manufacturer Rebate for 321-0233, End Date 12/31/2022, Q-00025767, 4989126 Michigan Solar and Roofing | -10 |  | No | Other | Shippable | 0 |  | Not Applicable as per Item Classification |  | Not Applicable
955-1546 | 955-1546 | SPA, ENPHASE ENERGY, INC., Manufacturer Rebate for 480-0148, End Date 12/31/2022, Q-00027691, 13529 Suntuity Solar LLC | -133 |  | No | Other | Shippable | 0 |  | Not Applicable as per Item Classification |  | Not Applicable
955-1547 | 955-1547 | SPA, REC SOLAR dba REC AMERICAS, LLC, Manufacturer Rebate for 110-1349, End Date 12/31/2022, REC Blanket SPA - Solar Solutions $ U, 8950 SOLAR SOLUTIONS 4 U, Inc | -25.04 |  | No | Other | Shippable | 0 |  | Not Applicable as per Item Classification |  | Not Applicable
955-1548 | 955-1548 | SPA, GENERAC POWER SYSTEMS, INC, Manufacturer Rebate for 480-0127, End Date 12/31/2022, GENERAC POWER SYSTEMS, INC, Manufacturer Rebate for 480-0127, End Date 12/31/2022, 121820 Current Integrations | -377.75 |  | No | Other | Shippable | 0 |  | Not Applicable as per Item Classification |  | Not Applicable
955-1549 | 955-1549 | SPA, GENERAC POWER SYSTEMS, INC, Manufacturer Rebate for 480-0127, End Date 12/31/2022, GENERAC POWER SYSTEMS, INC, Manufacturer Rebate for 480-0127, End Date 12/31/2022, 5955 GUASTI CONSTRUCTION SOLAR & WIND | -377.75 |  | No | Other | Shippable | 0 |  | Not Applicable as per Item Classification |  | Not Applicable
955-1550 | 955-1550 | SPA, GENERAC POWER SYSTEMS, INC, Manufacturer Rebate for 480-0127, End Date 12/31/2022, GENERAC POWER SYSTEMS, INC, Manufacturer Rebate for 480-0127, End Date 12/31/2022, 4204814 GRC.Energy, Inc dba Green Retrofits California | -377.75 |  | No | Other | Shippable | 0 |  | Not Applicable as per Item Classification |  | Not Applicable
955-1551 | 955-1551 | SPA, ENPHASE ENERGY, INC., Manufacturer Rebate for 480-0147, End Date 12/31/2022, Q-00027691, 13529 Suntuity Solar LLC | -133 |  | No | Other | Shippable | 0 |  | Not Applicable as per Item Classification |  | Not Applicable
955-1552 | 955-1552 | SPA, ENPHASE ENERGY, INC., Manufacturer Rebate for 480-0124, End Date 12/31/2022, Q-00027691, 13529 Suntuity Solar LLC | -399 |  | No | Other | Shippable | 0 |  | Not Applicable as per Item Classification |  | Not Applicable
955-1553 | 955-1553 | SPA, ENPHASE ENERGY, INC., Manufacturer Rebate for 480-0133, End Date 12/31/2022, Q-00027691, 13529 Suntuity Solar LLC | -399 |  | No | Other | Shippable | 0 |  | Not Applicable as per Item Classification |  | Not Applicable
955-1554 | 955-1554 | SPA, ENPHASE ENERGY, INC., Manufacturer Rebate for 480-0123, End Date 12/31/2022, Q-00027691, 13529 Suntuity Solar LLC | -132.99 |  | No | Other | Shippable | 0 |  | Not Applicable as per Item Classification |  | Not Applicable
955-1555 | 955-1555 | SPA, ENPHASE ENERGY, INC., Manufacturer Rebate for 480-0132, End Date 12/31/2022, Q-00027691, 13529 Suntuity Solar LLC | -132.99 |  | No | Other | Shippable | 0 |  | Not Applicable as per Item Classification |  | Not Applicable
955-1556 | 955-1556 | SPA, ENPHASE ENERGY, INC., Manufacturer Rebate for 560-0069, End Date 12/31/2022, Q-00027691, 13529 Suntuity Solar LLC | -70 |  | No | Other | Shippable | 0 |  | Not Applicable as per Item Classification |  | Not Applicable
955-1557 | 955-1557 | SPA, ENPHASE ENERGY, INC., Manufacturer Rebate for 580-0187, End Date 12/31/2022, Q-00027691, 13529 Suntuity Solar LLC | -235 |  | No | Other | Shippable | 0 |  | Not Applicable as per Item Classification |  | Not Applicable
955-1558 | 955-1558 | SPA, ENPHASE ENERGY, INC., Manufacturer Rebate for 580-0187, End Date 12/31/2022, Q-00027691, 13529 Suntuity Solar LLC | -235 |  | No | Other | Shippable | 0 |  | Not Applicable as per Item Classification |  | Not Applicable
955-1559 | 955-1559 | SPA, ENPHASE ENERGY, INC., Manufacturer Rebate for 321-0215, End Date 12/31/2022, Q-00027691, 13529 Suntuity Solar LLC | -38.1 |  | No | Other | Shippable | 0 |  | Not Applicable as per Item Classification |  | Not Applicable
955-1560 | 955-1560 | SPA, ENPHASE ENERGY, INC., Manufacturer Rebate for 321-0216, End Date 12/31/2022, Q-00027691, 13529 Suntuity Solar LLC | -45.6 |  | No | Other | Shippable | 0 |  | Not Applicable as per Item Classification |  | Not Applicable
955-1561 | 955-1561 | SPA, ENPHASE ENERGY, INC., Manufacturer Rebate for 321-0244, End Date 12/31/2022, Q-00027691, 13529 Suntuity Solar LLC | -45.6 |  | No | Other | Shippable | 0 |  | Not Applicable as per Item Classification |  | Not Applicable
955-1562 | 955-1562 | SPA, ENPHASE ENERGY, INC., Manufacturer Rebate for 321-0223, End Date 12/31/2022, Q-00027691, 13529 Suntuity Solar LLC | -53.03 |  | No | Other | Shippable | 0 |  | Not Applicable as per Item Classification |  | Not Applicable
955-1563 | 955-1563 | SPA, ENPHASE ENERGY, INC., Manufacturer Rebate for 321-0229, End Date 12/31/2022, Q-00027691, 13529 Suntuity Solar LLC | -43.79 |  | No | Other | Shippable | 0 |  | Not Applicable as per Item Classification |  | Not Applicable
955-1564 | 955-1564 | SPA, ENPHASE ENERGY, INC., Manufacturer Rebate for 321-0230, End Date 12/31/2022, Q-00027691, 13529 Suntuity Solar LLC | -60.96 |  | No | Other | Shippable | 0 |  | Not Applicable as per Item Classification |  | Not Applicable
955-1565 | 955-1565 | SPA, ENPHASE ENERGY, INC., Manufacturer Rebate for 321-0231, End Date 12/31/2022, Q-00027691, 13529 Suntuity Solar LLC | -65.72 |  | No | Other | Shippable | 0 |  | Not Applicable as per Item Classification |  | Not Applicable
955-1566 | 955-1566 | SPA, ENPHASE ENERGY, INC., Manufacturer Rebate for 321-0232, End Date 12/31/2022, Q-00027691, 13529 Suntuity Solar LLC | -58.11 |  | No | Other | Shippable | 0 |  | Not Applicable as per Item Classification |  | Not Applicable
955-1567 | 955-1567 | SPA, ENPHASE ENERGY, INC., Manufacturer Rebate for 321-0233, End Date 12/31/2022, Q-00027691, 13529 Suntuity Solar LLC | -52.42 |  | No | Other | Shippable | 0 |  | Not Applicable as per Item Classification |  | Not Applicable
955-1568 | 955-1568 | SPA, ENPHASE ENERGY, INC., Manufacturer Rebate for 360-0328, End Date 12/31/2022, Q-00027691, 13529 Suntuity Solar LLC | -5.88 |  | No | Other | Shippable | 0 |  | Not Applicable as per Item Classification |  | Not Applicable
955-1569 | 955-1569 | SPA, ENPHASE ENERGY, INC., Manufacturer Rebate for 360-0329, End Date 12/31/2022, Q-00027691, 13529 Suntuity Solar LLC | -6.99 |  | No | Other | Shippable | 0 |  | Not Applicable as per Item Classification |  | Not Applicable
955-1570 | 955-1570 | SPA, ENPHASE ENERGY, INC., Manufacturer Rebate for 570-1196, End Date 12/31/2022, Q-00027691, 13529 Suntuity Solar LLC | -129.68 |  | No | Other | Shippable | 0 |  | Not Applicable as per Item Classification |  | Not Applicable
955-1571 | 955-1571 | SPA, ENPHASE ENERGY, INC., Manufacturer Rebate for 570-1226, End Date 12/31/2022, Q-00027691, 13529 Suntuity Solar LLC | -129.68 |  | No | Other | Shippable | 0 |  | Not Applicable as per Item Classification |  | Not Applicable
955-1572 | 955-1572 | SPA, ENPHASE ENERGY, INC., Manufacturer Rebate for 321-0232, End Date 12/31/2022, Q-00027987, 4202957 Meraki Installers LLC | -67 |  | No | Other | Shippable | 0 |  | Not Applicable as per Item Classification |  | Not Applicable
955-1573 | 955-1573 | SPA, ENPHASE ENERGY, INC., Manufacturer Rebate for 321-0230, End Date 12/31/2022, Q-00027987, 4202957 Meraki Installers LLC | -67.4 |  | No | Other | Shippable | 0 |  | Not Applicable as per Item Classification |  | Not Applicable
955-1574 | 955-1574 | SPA, REC SOLAR dba REC AMERICAS, LLC, Manufacturer Rebate for 110-1378, End Date 12/31/2022, rec spa, 80569 Sun Up Zero Down | -24.94 |  | No | Other | Shippable | 0 |  | Not Applicable as per Item Classification |  | Not Applicable
955-1575 | 955-1575 | SPA, REC SOLAR dba REC AMERICAS, LLC, Manufacturer Rebate for 110-1377, End Date 12/31/2022, REC America's, 4203089 Eclipse Energy & Construction dba Eclipse Solar & Construction | -23.56 |  | No | Other | Shippable | 0 |  | Not Applicable as per Item Classification |  | Not Applicable
955-1576 | 955-1576 | SPA, ENPHASE ENERGY, INC., Manufacturer Rebate for 321-0230, End Date 12/31/2022, Max Qty. 100, Q-00025377, 202957 Gold Rush Energy Solutions | -27.95 |  | No | Other | Shippable | 0 |  | Not Applicable as per Item Classification |  | Not Applicable
955-1577 | 955-1577 | SPA, ENPHASE ENERGY, INC., Manufacturer Rebate for 321-0233, End Date 12/31/2022, Max Qty. 300, Q-00025377, 202957 Gold Rush Energy Solutions | -30.1 |  | No | Other | Shippable | 0 |  | Not Applicable as per Item Classification |  | Not Applicable
955-1578 | 955-1578 | SPA, ENPHASE ENERGY, INC., Manufacturer Rebate for 321-0229, End Date 12/31/2022, Max Qty. 700, Q-00025377, 202957 Gold Rush Energy Solutions | -28.94 |  | No | Other | Shippable | 0 |  | Not Applicable as per Item Classification |  | Not Applicable
955-1579 | 955-1579 | SPA, ENPHASE ENERGY, INC., Manufacturer Rebate for 321-0216, End Date 12/31/2022, Q-00025001, 10454 Solar Solution LLC - (DC) | -30.48 |  | No | Other | Shippable | 0 |  | Not Applicable as per Item Classification |  | Not Applicable
955-1580 | 955-1580 | SPA, SOLARIA CORP, Manufacturer Rebate for 110-1381, End Date 12/30/2022, Renew, 4205540 TresFinale, Inc. dba ReNew Solar Solutions | -57.48 |  | No | Other | Shippable | 0 |  | Not Applicable as per Item Classification |  | Not Applicable
955-1581 | 955-1581 | SPA, REC SOLAR dba REC AMERICAS, LLC, Manufacturer Rebate for 110-1377, End Date 12/31/2022, REC SPA, 4915 SOLEX | -23.5 |  | No | Other | Shippable | 0 |  | Not Applicable as per Item Classification |  | Not Applicable
955-1582 | 955-1582 | SPA, ENPHASE ENERGY, INC., Manufacturer Rebate for 321-0233, End Date 12/31/2022, Q-00026075, 4204863 Noble Solar LLC | -20.96 |  | No | Other | Shippable | 0 |  | Not Applicable as per Item Classification |  | Not Applicable
955-1583 | 955-1583 | SPA, ENPHASE ENERGY, INC., Manufacturer Rebate for 321-0215, End Date 12/31/2022, Max Qty. 1, Q-00025779, 4205223 Lumio Inc | -65.89 |  | No | Other | Shippable | 0 |  | Not Applicable as per Item Classification |  | Not Applicable
955-1584 | 955-1584 | SPA, ENPHASE ENERGY, INC., Manufacturer Rebate for 321-0223, End Date 12/31/2022, Max Qty. 1, Q-00025779, 4205223 Lumio Inc | -88.84 |  | No | Other | Shippable | 0 |  | Not Applicable as per Item Classification |  | Not Applicable
955-1585 | 955-1585 | SPA, REC SOLAR dba REC AMERICAS, LLC, Manufacturer Rebate for 110-1377, End Date 12/31/2022, SOLIGENT and REC AMERICAS LLC, 203176 Energy Solutions Direct | -18.25 |  | No | Other | Shippable | 0 |  | Not Applicable as per Item Classification |  | Not Applicable
955-1586 | 955-1586 | SPA, IRONRIDGE, Manufacturer Rebate for 220-0716, End Date 12/31/2022, SPA - IronRidge - Meraki (October - December 2022), 4202957 Meraki Installers LLC-extending date per IR via email to Jan 2023. | -1.19 |  | No | Other | Shippable | 0 |  | Not Applicable as per Item Classification |  | Not Applicable
955-1587 | 955-1587 | SPA, IRONRIDGE, Manufacturer Rebate for 220-0350, End Date 12/31/2022, SPA - IronRidge - Meraki (October - December 2022), 4202957 Meraki Installers LLC -extending date per IR via email to Jan 2023. | -6.4 |  | No | Other | Shippable | 0 |  | Not Applicable as per Item Classification |  | Not Applicable
955-1588 | 955-1588 | SPA, UNIRAC INC, Manufacturer Rebate for 210-1078, End Date 11/9/2023, UniracSPA_4988505 Universal Solar Direct, 4988505 Universal Solar Direct LLC | -2 |  | No | Other | Shippable | 0 |  | Not Applicable as per Item Classification |  | Not Applicable
955-1589 | 955-1589 | SPA, UNIRAC INC, Manufacturer Rebate for 210-1078, End Date 11/9/2023, UniracSPA_4204322 Desert View Remodelers LLC dba Universal Solar Direct, 4204322 Desert View Remodelers LLC dba Universal Solar Direct | -2 |  | No | Other | Shippable | 0 |  | Not Applicable as per Item Classification |  | Not Applicable
955-1590 | 955-1590 | SPA, UNIRAC INC, Manufacturer Rebate for 212-0006, End Date 11/9/2023, UniracSPA_4204322 Desert View Remodelers LLC dba Universal Solar Direct, 4204322 Desert View Remodelers LLC dba Universal Solar Direct | -0.94 |  | No | Other | Shippable | 0 |  | Not Applicable as per Item Classification |  | Not Applicable
955-1591 | 955-1591 | SPA, UNIRAC INC, Manufacturer Rebate for 212-0006, End Date 11/9/2023, UniracSPA_4988505 Universal Solar Direct LLC, 4988505 Universal Solar Direct LLC | -0.94 |  | No | Other | Shippable | 0 |  | Not Applicable as per Item Classification |  | Not Applicable
955-1592 | 955-1592 | SPA, UNIRAC INC, Manufacturer Rebate for 212-0007, End Date 11/9/2023, UniracSPA_4988505 Universal Solar Direct LLC, 4204322 Desert View Remodelers LLC dba Universal Solar Direct | -1.38 |  | No | Other | Shippable | 0 |  | Not Applicable as per Item Classification |  | Not Applicable
955-1593 | 955-1593 | SPA, UNIRAC INC, Manufacturer Rebate for 212-0007, End Date 11/9/2023, UniracSPA_4988505 Universal Solar Direct LLC, 4988505 Universal Solar Direct LLC | -1.13 |  | No | Other | Shippable | 0 |  | Not Applicable as per Item Classification |  | Not Applicable
955-1594 | 955-1594 | SPA, UNIRAC INC, Manufacturer Rebate for 212-0009, End Date 11/9/2023, UniracSPA_4988505 Universal Solar Direct LLC, 4988505 Universal Solar Direct LLC | -1.6 |  | No | Other | Shippable | 0 |  | Not Applicable as per Item Classification |  | Not Applicable
955-1595 | 955-1595 | SPA, UNIRAC INC, Manufacturer Rebate for 212-0009, End Date 11/9/2023, UniracSPA_4204322 Desert View Remodelers LLC dba Universal Solar Direct, 4204322 Desert View Remodelers LLC dba Universal Solar Direct | -1.6 |  | No | Other | Shippable | 0 |  | Not Applicable as per Item Classification |  | Not Applicable
955-1596 | 955-1596 | SPA, UNIRAC INC, Manufacturer Rebate for 260-0015, End Date 11/9/2023, UniracSPA_4204322 Desert View Remodelers LLC dba Universal Solar Direct, 4204322 Desert View Remodelers LLC dba Universal Solar Direct | -0.48 |  | No | Other | Shippable | 0 |  | Not Applicable as per Item Classification |  | Not Applicable
955-1597 | 955-1597 | SPA, UNIRAC INC, Manufacturer Rebate for 260-0015, End Date 11/9/2023, UniracSPA_4988505 Universal Solar Direct LLC, 4988505 Universal Solar Direct LLC | -0.48 |  | No | Other | Shippable | 0 |  | Not Applicable as per Item Classification |  | Not Applicable
955-1598 | 955-1598 | SPA, UNIRAC INC, Manufacturer Rebate for 260-0014, End Date 11/9/2023, UniracSPA_4988505 Universal Solar Direct LLC, 4988505 Universal Solar Direct LLC | -0.54 |  | No | Other | Shippable | 0 |  | Not Applicable as per Item Classification |  | Not Applicable
955-1599 | 955-1599 | SPA, UNIRAC INC, Manufacturer Rebate for 260-0014, End Date 11/9/2023, UniracSPA_4204322 Desert View Remodelers LLC dba Universal Solar Direct, 4204322 Desert View Remodelers LLC dba Universal Solar Direct | -0.54 |  | No | Other | Shippable | 0 |  | Not Applicable as per Item Classification |  | Not Applicable
955-1600 | 955-1600 | SPA, UNIRAC INC, Manufacturer Rebate for 260-0899, End Date 11/9/2023, UniracSPA_4204322 Desert View Remodelers LLC dba Universal Solar Direct, 4204322 Desert View Remodelers LLC dba Universal Solar Direct | -2.16 |  | No | Other | Shippable | 0 |  | Not Applicable as per Item Classification |  | Not Applicable
955-1601 | 955-1601 | SPA, UNIRAC INC, Manufacturer Rebate for 260-0899, End Date 11/9/2023, UniracSPA_4988505 Universal Solar Direct LLC, 4988505 Universal Solar Direct LLC | -2.16 |  | No | Other | Shippable | 0 |  | Not Applicable as per Item Classification |  | Not Applicable
955-1602 | 955-1602 | SPA, UNIRAC INC, Manufacturer Rebate for 260-0286, End Date 11/9/2023, UniracSPA_4988505 Universal Solar Direct LLC, 4988505 Universal Solar Direct LLC | -0.61 |  | No | Other | Shippable | 0 |  | Not Applicable as per Item Classification |  | Not Applicable
955-1603 | 955-1603 | SPA, UNIRAC INC, Manufacturer Rebate for 260-0286, End Date 11/9/2023, UniracSPA_4204322 Desert View Remodelers LLC dba Universal Solar Direct, 4204322 Desert View Remodelers LLC dba Universal Solar Direct | -0.61 |  | No | Other | Shippable | 0 |  | Not Applicable as per Item Classification |  | Not Applicable
955-1604 | 955-1604 | SPA, UNIRAC INC, Manufacturer Rebate for 260-0285, End Date 11/9/2023, UniracSPA_4204322 Desert View Remodelers LLC dba Universal Solar Direct, 4204322 Desert View Remodelers LLC dba Universal Solar Direct | -0.48 |  | No | Other | Shippable | 0 |  | Not Applicable as per Item Classification |  | Not Applicable
955-1605 | 955-1605 | SPA, UNIRAC INC, Manufacturer Rebate for 260-0287, End Date 11/9/2023, UniracSPA_4988505 Universal Solar Direct LLC, 4988505 Universal Solar Direct LLC | -0.81 |  | No | Other | Shippable | 0 |  | Not Applicable as per Item Classification |  | Not Applicable
955-1606 | 955-1606 | SPA, UNIRAC INC, Manufacturer Rebate for 260-0287, End Date 11/9/2023, UniracSPA_4204322 Desert View Remodelers LLC dba Universal Solar Direct, 4204322 Desert View Remodelers LLC dba Universal Solar Direct | -0.81 |  | No | Other | Shippable | 0 |  | Not Applicable as per Item Classification |  | Not Applicable
955-1607 | 955-1607 | SPA, UNIRAC INC, Manufacturer Rebate for 211-0496, End Date 11/9/2023, UniracSPA_4204322 Desert View Remodelers LLC dba Universal Solar Direct, 4204322 Desert View Remodelers LLC dba Universal Solar Direct | -0.88 |  | No | Other | Shippable | 0 |  | Not Applicable as per Item Classification |  | Not Applicable
955-1608 | 955-1608 | SPA, UNIRAC INC, Manufacturer Rebate for 211-0496, End Date 11/9/2023, UniracSPA_4988505 Universal Solar Direct LLC, 4988505 Universal Solar Direct LLC | -0.88 |  | No | Other | Shippable | 0 |  | Not Applicable as per Item Classification |  | Not Applicable
955-1609 | 955-1609 | SPA, UNIRAC INC, Manufacturer Rebate for 211-0494, End Date 11/9/2023, UniracSPA_4988505 Universal Solar Direct LLC, 4988505 Universal Solar Direct LLC | -0.95 |  | No | Other | Shippable | 0 |  | Not Applicable as per Item Classification |  | Not Applicable
955-1610 | 955-1610 | SPA, UNIRAC INC, Manufacturer Rebate for 211-0494, End Date 11/9/2023, UniracSPA_4204322 Desert View Remodelers LLC dba Universal Solar Direct, 4204322 Desert View Remodelers LLC dba Universal Solar Direct | -0.95 |  | No | Other | Shippable | 0 |  | Not Applicable as per Item Classification |  | Not Applicable
955-1611 | 955-1611 | SPA, UNIRAC INC, Manufacturer Rebate for 211-0473, End Date 11/9/2023, UniracSPA_4204322 Desert View Remodelers LLC dba Universal Solar Direct, 4204322 Desert View Remodelers LLC dba Universal Solar Direct | -0.4 |  | No | Other | Shippable | 0 |  | Not Applicable as per Item Classification |  | Not Applicable
955-1612 | 955-1612 | SPA, UNIRAC INC, Manufacturer Rebate for 211-0473, End Date 11/9/2023, UniracSPA_4988505 Universal Solar Direct LLC, 4988505 Universal Solar Direct LLC | -0.4 |  | No | Other | Shippable | 0 |  | Not Applicable as per Item Classification |  | Not Applicable
955-1613 | 955-1613 | SPA, UNIRAC INC, Manufacturer Rebate for 211-0474, End Date 11/9/2023, UniracSPA_4988505 Universal Solar Direct LLC, 4988505 Universal Solar Direct LLC | -0.52 |  | No | Other | Shippable | 0 |  | Not Applicable as per Item Classification |  | Not Applicable
955-1614 | 955-1614 | SPA, UNIRAC INC, Manufacturer Rebate for 211-0474, End Date 11/9/2023, UniracSPA_4204322 Desert View Remodelers LLC dba Universal Solar Direct, 4204322 Desert View Remodelers LLC dba Universal Solar Direct | -0.52 |  | No | Other | Shippable | 0 |  | Not Applicable as per Item Classification |  | Not Applicable
955-1615 | 955-1615 | SPA, UNIRAC INC, Manufacturer Rebate for 260-0285, End Date 11/9/2023, UniracSPA_4988505 Universal Solar Direct LLC, 4988505 Universal Solar Direct LLC | -0.48 |  | No | Other | Shippable | 0 |  | Not Applicable as per Item Classification |  | Not Applicable
955-1616 | 955-1616 | SPA, UNIRAC INC, Manufacturer Rebate for 210-1032, End Date 11/9/2023, UniracSPA_4204322 Desert View Remodelers LLC dba Universal Solar Direct, 4204322 Desert View Remodelers LLC dba Universal Solar Direct | -9.37 |  | No | Other | Shippable | 0 |  | Not Applicable as per Item Classification |  | Not Applicable
955-1617 | 955-1617 | SPA, UNIRAC INC, Manufacturer Rebate for 210-1032, End Date 11/9/2023, UniracSPA_4988505 Universal Solar Direct LLC, 4988505 Universal Solar Direct LLC | -9.37 |  | No | Other | Shippable | 0 |  | Not Applicable as per Item Classification |  | Not Applicable
955-1618 | 955-1618 | SPA, UNIRAC INC, Manufacturer Rebate for 210-1030, End Date 11/9/2023, UniracSPA_4988505 Universal Solar Direct LLC, 4988505 Universal Solar Direct LLC | -8.13 |  | No | Other | Shippable | 0 |  | Not Applicable as per Item Classification |  | Not Applicable
955-1619 | 955-1619 | SPA, UNIRAC INC, Manufacturer Rebate for 210-1030, End Date 11/9/2023, UniracSPA_4204322 Desert View Remodelers LLC dba Universal Solar Direct, 4204322 Desert View Remodelers LLC dba Universal Solar Direct | -8.13 |  | No | Other | Shippable | 0 |  | Not Applicable as per Item Classification |  | Not Applicable
955-1620 | 955-1620 | SPA, UNIRAC INC, Manufacturer Rebate for 210-0193, End Date 11/9/2023, UniracSPA_4204322 Desert View Remodelers LLC dba Universal Solar Direct, 4204322 Desert View Remodelers LLC dba Universal Solar Direct | -13.71 |  | No | Other | Shippable | 0 |  | Not Applicable as per Item Classification |  | Not Applicable
955-1621 | 955-1621 | SPA, UNIRAC INC, Manufacturer Rebate for 210-0193, End Date 11/9/2023, UniracSPA_4988505 Universal Solar Direct LLC, 4988505 Universal Solar Direct LLC | -13.71 |  | No | Other | Shippable | 0 |  | Not Applicable as per Item Classification |  | Not Applicable
955-1622 | 955-1622 | SPA, UNIRAC INC, Manufacturer Rebate for 210-1082, End Date 11/9/2023, UniracSPA_4988505 Universal Solar Direct LLC, 4988505 Universal Solar Direct LLC | -11.91 |  | No | Other | Shippable | 0 |  | Not Applicable as per Item Classification |  | Not Applicable
955-1623 | 955-1623 | SPA, UNIRAC INC, Manufacturer Rebate for 210-1082, End Date 11/9/2023, UniracSPA_4204322 Desert View Remodelers LLC dba Universal Solar Direct, 4204322 Desert View Remodelers LLC dba Universal Solar Direct | -11.91 |  | No | Other | Shippable | 0 |  | Not Applicable as per Item Classification |  | Not Applicable
955-1624 | 955-1624 | SPA, UNIRAC INC, Manufacturer Rebate for 210-1089, End Date 11/9/2023, UniracSPA_4204322 Desert View Remodelers LLC dba Universal Solar Direct, 4204322 Desert View Remodelers LLC dba Universal Solar Direct | -3.68 |  | No | Other | Shippable | 0 |  | Not Applicable as per Item Classification |  | Not Applicable
955-1625 | 955-1625 | SPA, UNIRAC INC, Manufacturer Rebate for 210-1089, End Date 11/9/2023, UniracSPA_4988505 Universal Solar Direct LLC, 4988505 Universal Solar Direct LLC | -3.68 |  | No | Other | Shippable | 0 |  | Not Applicable as per Item Classification |  | Not Applicable
955-1626 | 955-1626 | SPA, UNIRAC INC, Manufacturer Rebate for 211-0512, End Date 11/9/2023, UniracSPA_4988505 Universal Solar Direct LLC, 4988505 Universal Solar Direct LLC | -0.88 |  | No | Other | Shippable | 0 |  | Not Applicable as per Item Classification |  | Not Applicable
955-1627 | 955-1627 | SPA, UNIRAC INC, Manufacturer Rebate for 211-0512, End Date 11/9/2023, UniracSPA_4204322 Desert View Remodelers LLC dba Universal Solar Direct, 4204322 Desert View Remodelers LLC dba Universal Solar Direct | -0.88 |  | No | Other | Shippable | 0 |  | Not Applicable as per Item Classification |  | Not Applicable
955-1628 | 955-1628 | SPA, UNIRAC INC, Manufacturer Rebate for 260-0876, End Date 11/9/2023, UniracSPA_4204322 Desert View Remodelers LLC dba Universal Solar Direct, 4204322 Desert View Remodelers LLC dba Universal Solar Direct | -0.64 |  | No | Other | Shippable | 0 |  | Not Applicable as per Item Classification |  | Not Applicable
955-1629 | 955-1629 | SPA, UNIRAC INC, Manufacturer Rebate for 260-0876, End Date 11/9/2023, UniracSPA_4988505 Universal Solar Direct LLC, 4988505 Universal Solar Direct LLC | -0.64 |  | No | Other | Shippable | 0 |  | Not Applicable as per Item Classification |  | Not Applicable
955-1630 | 955-1630 | SPA, UNIRAC INC, Manufacturer Rebate for 210-1091, End Date 11/9/2023, UniracSPA_4988505 Universal Solar Direct LLC, 4988505 Universal Solar Direct LLC | -1.38 |  | No | Other | Shippable | 0 |  | Not Applicable as per Item Classification |  | Not Applicable
955-1631 | 955-1631 | SPA, UNIRAC INC, Manufacturer Rebate for 210-1091, End Date 11/9/2023, UniracSPA_4204322 Desert View Remodelers LLC dba Universal Solar Direct, 4204322 Desert View Remodelers LLC dba Universal Solar Direct | -1.38 |  | No | Other | Shippable | 0 |  | Not Applicable as per Item Classification |  | Not Applicable
955-1632 | 955-1632 | SPA, UNIRAC INC, Manufacturer Rebate for 270-1054, End Date 11/9/2023, UniracSPA_4204322 Desert View Remodelers LLC dba Universal Solar Direct, 4204322 Desert View Remodelers LLC dba Universal Solar Direct | -0.45 |  | No | Other | Shippable | 0 |  | Not Applicable as per Item Classification |  | Not Applicable
955-1633 | 955-1633 | SPA, UNIRAC INC, Manufacturer Rebate for 270-1054, End Date 11/9/2023, UniracSPA_4988505 Universal Solar Direct LLC, 4988505 Universal Solar Direct LLC | -0.45 |  | No | Other | Shippable | 0 |  | Not Applicable as per Item Classification |  | Not Applicable
955-1634 | 955-1634 | SPA, UNIRAC INC, Manufacturer Rebate for 210-1090, End Date 11/9/2023, UniracSPA_4988505 Universal Solar Direct LLC, 4988505 Universal Solar Direct LLC | -5.6 |  | No | Other | Shippable | 0 |  | Not Applicable as per Item Classification |  | Not Applicable
955-1635 | 955-1635 | SPA, UNIRAC INC, Manufacturer Rebate for 210-1090, End Date 11/9/2023, UniracSPA_4204322 Desert View Remodelers LLC dba Universal Solar Direct, 4204322 Desert View Remodelers LLC dba Universal Solar Direct | -5.6 |  | No | Other | Shippable | 0 |  | Not Applicable as per Item Classification |  | Not Applicable
955-1636 | 955-1636 | SPA, UNIRAC INC, Manufacturer Rebate for 260-0877, End Date 11/9/2023, UniracSPA_4204322 Desert View Remodelers LLC dba Universal Solar Direct, 4204322 Desert View Remodelers LLC dba Universal Solar Direct | -0.66 |  | No | Other | Shippable | 0 |  | Not Applicable as per Item Classification |  | Not Applicable
955-1637 | 955-1637 | SPA, UNIRAC INC, Manufacturer Rebate for 212-0009, End Date 11/9/2023, UniracSPA_4204322 Desert View Remodelers LLC dba Universal Solar Direct, 4204322 Desert View Remodelers LLC dba Universal Solar Direct | -1.06 |  | No | Other | Shippable | 0 |  | Not Applicable as per Item Classification |  | Not Applicable
955-1638 | 955-1638 | SPA, UNIRAC INC, Manufacturer Rebate for 260-0877, End Date 11/9/2023, UniracSPA_4988505 Universal Solar Direct LLC, 4988505 Universal Solar Direct LLC | -0.66 |  | No | Other | Shippable | 0 |  | Not Applicable as per Item Classification |  | Not Applicable
955-1639 | 955-1639 | SPA, UNIRAC INC, Manufacturer Rebate for 212-0009, End Date 11/9/2023, UniracSPA_4988505 Universal Solar Direct LLC, 4988505 Universal Solar Direct LLC | -1.06 |  | No | Other | Shippable | 0 |  | Not Applicable as per Item Classification |  | Not Applicable
955-1640 | 955-1640 | SPA, UNIRAC INC, Manufacturer Rebate for 260-0879, End Date 11/9/2023, UniracSPA_4988505 Universal Solar Direct LLC, 4988505 Universal Solar Direct LLC | -0.65 |  | No | Other | Shippable | 0 |  | Not Applicable as per Item Classification |  | Not Applicable
955-1641 | 955-1641 | SPA, UNIRAC INC, Manufacturer Rebate for 260-0879, End Date 11/9/2023, UniracSPA_4204322 Desert View Remodelers LLC dba Universal Solar Direct, 4204322 Desert View Remodelers LLC dba Universal Solar Direct | -0.65 |  | No | Other | Shippable | 0 |  | Not Applicable as per Item Classification |  | Not Applicable
955-1642 | 955-1642 | SPA, UNIRAC INC, Manufacturer Rebate for 260-0880, End Date 11/9/2023, UniracSPA_4204322 Desert View Remodelers LLC dba Universal Solar Direct, 4204322 Desert View Remodelers LLC dba Universal Solar Direct | -0.55 |  | No | Other | Shippable | 0 |  | Not Applicable as per Item Classification |  | Not Applicable
955-1643 | 955-1643 | SPA, UNIRAC INC, Manufacturer Rebate for 260-0880, End Date 11/9/2023, UniracSPA_4988505 Universal Solar Direct LLC, 4988505 Universal Solar Direct LLC | -0.55 |  | No | Other | Shippable | 0 |  | Not Applicable as per Item Classification |  | Not Applicable
955-1644 | 955-1644 | SPA, PANASONIC CORPORATION OF NORTH AMERICA, Manufacturer Rebate for 110-1328, End Date 12/31/2022, Panasonic West, 7401 NOVA WEST SOLAR | -65.7 |  | No | Other | Shippable | 0 |  | Not Applicable as per Item Classification |  | Not Applicable
955-1645 | 955-1645 | SPA, REC SOLAR dba REC AMERICAS, LLC, Manufacturer Rebate for 110-1377, End Date 12/31/2022, Max Qty. 33, REC Blanket SPA, 80156 SePac Energy Systems, Inc. | -25.29 |  | No | Other | Shippable | 0 |  | Not Applicable as per Item Classification |  | Not Applicable
955-1646 | 955-1646 | SPA, SOLAREDGE TECHNOLOGIES INC, Manufacturer Rebate for 565-0230, End Date 6/30/2023, SOL2156, 4203920 Wells Solar & Electrical Services, LLC | -11.49 |  | No | Other | Shippable | 0 |  | Not Applicable as per Item Classification |  | Not Applicable
955-1647 | 955-1647 | SPA, SOLAREDGE TECHNOLOGIES INC, Manufacturer Rebate for 565-0238, End Date 6/30/2023, SOL2156, 4203920 Wells Solar & Electrical Services, LLC | -11.75 |  | No | Other | Shippable | 0 |  | Not Applicable as per Item Classification |  | Not Applicable
955-1648 | 955-1648 | SPA, SOLAREDGE TECHNOLOGIES INC, Manufacturer Rebate for 310-0595, End Date 6/30/2023, SOL2156, 4203920 Wells Solar & Electrical Services, LLC | -169.44 |  | No | Other | Shippable | 0 |  | Not Applicable as per Item Classification |  | Not Applicable
955-1649 | 955-1649 | SPA, SOLAREDGE TECHNOLOGIES INC, Manufacturer Rebate for 310-0660, End Date 6/30/2023, SOL2156, 4203920 Wells Solar & Electrical Services, LLC | -169.44 |  | No | Other | Shippable | 0 |  | Not Applicable as per Item Classification |  | Not Applicable
955-1650 | 955-1650 | SPA, SOLAREDGE TECHNOLOGIES INC, Manufacturer Rebate for 310-0296, End Date 6/30/2023, SOL2156, 4203920 Wells Solar & Electrical Services, LLC | -173.06 |  | No | Other | Shippable | 0 |  | Not Applicable as per Item Classification |  | Not Applicable
955-1651 | 955-1651 | SPA, SOLAREDGE TECHNOLOGIES INC, Manufacturer Rebate for 310-0596, End Date 6/30/2023, SOL2156, 4203920 Wells Solar & Electrical Services, LLC | -297.2 |  | No | Other | Shippable | 0 |  | Not Applicable as per Item Classification |  | Not Applicable
955-1652 | 955-1652 | SPA, SOLAREDGE TECHNOLOGIES INC, Manufacturer Rebate for 310-0661, End Date 6/30/2023, SOL2156, 4203920 Wells Solar & Electrical Services, LLC | -297.2 |  | No | Other | Shippable | 0 |  | Not Applicable as per Item Classification |  | Not Applicable
955-1653 | 955-1653 | SPA, SOLAREDGE TECHNOLOGIES INC, Manufacturer Rebate for 310-0293, End Date 6/30/2023, SOL2156, 4203920 Wells Solar & Electrical Services, LLC | -302.06 |  | No | Other | Shippable | 0 |  | Not Applicable as per Item Classification |  | Not Applicable
955-1654 | 955-1654 | SPA, SOLAREDGE TECHNOLOGIES INC, Manufacturer Rebate for 310-0597, End Date 6/30/2023, SOL2156, 4203920 Wells Solar & Electrical Services, LLC | -309.85 |  | No | Other | Shippable | 0 |  | Not Applicable as per Item Classification |  | Not Applicable
955-1655 | 955-1655 | SPA, SOLAREDGE TECHNOLOGIES INC, Manufacturer Rebate for 310-0294, End Date 6/30/2023, SOL2156, 4203920 Wells Solar & Electrical Services, LLC | -317.16 |  | No | Other | Shippable | 0 |  | Not Applicable as per Item Classification |  | Not Applicable
955-1656 | 955-1656 | SPA, SOLAREDGE TECHNOLOGIES INC, Manufacturer Rebate for 310-0598, End Date 6/30/2023, SOL2156, 4203920 Wells Solar & Electrical Services, LLC | -290.52 |  | No | Other | Shippable | 0 |  | Not Applicable as per Item Classification |  | Not Applicable
955-1657 | 955-1657 | SPA, SOLAREDGE TECHNOLOGIES INC, Manufacturer Rebate for 310-0663, End Date 6/30/2023, SOL2156, 4203920 Wells Solar & Electrical Services, LLC | -289.52 |  | No | Other | Shippable | 0 |  | Not Applicable as per Item Classification |  | Not Applicable
955-1658 | 955-1658 | SPA, SOLAREDGE TECHNOLOGIES INC, Manufacturer Rebate for 310-0297, End Date 6/30/2023, SOL2156, 4203920 Wells Solar & Electrical Services, LLC | -295.61 |  | No | Other | Shippable | 0 |  | Not Applicable as per Item Classification |  | Not Applicable
955-1659 | 955-1659 | SPA, SOLAREDGE TECHNOLOGIES INC, Manufacturer Rebate for 310-0599, End Date 6/30/2023, SOL2156, 4203920 Wells Solar & Electrical Services, LLC | -266.38 |  | No | Other | Shippable | 0 |  | Not Applicable as per Item Classification |  | Not Applicable
955-1660 | 955-1660 | SPA, SOLAREDGE TECHNOLOGIES INC, Manufacturer Rebate for 310-0657, End Date 6/30/2023, SOL2156, 4203920 Wells Solar & Electrical Services, LLC | -266.38 |  | No | Other | Shippable | 0 |  | Not Applicable as per Item Classification |  | Not Applicable
955-1661 | 955-1661 | SPA, SOLAREDGE TECHNOLOGIES INC, Manufacturer Rebate for 310-0291, End Date 6/30/2023, SOL2156, 4203920 Wells Solar & Electrical Services, LLC | -262.64 |  | No | Other | Shippable | 0 |  | Not Applicable as per Item Classification |  | Not Applicable
955-1662 | 955-1662 | SPA, SOLAREDGE TECHNOLOGIES INC, Manufacturer Rebate for 310-0600, End Date 6/30/2023, SOL2156, 4203920 Wells Solar & Electrical Services, LLC | -285.65 |  | No | Other | Shippable | 0 |  | Not Applicable as per Item Classification |  | Not Applicable
955-1663 | 955-1663 | SPA, SOLAREDGE TECHNOLOGIES INC, Manufacturer Rebate for 310-0658, End Date 6/30/2023, SOL2156, 4203920 Wells Solar & Electrical Services, LLC | -285.65 |  | No | Other | Shippable | 0 |  | Not Applicable as per Item Classification |  | Not Applicable
955-1664 | 955-1664 | SPA, SOLAREDGE TECHNOLOGIES INC, Manufacturer Rebate for 310-0292, End Date 6/30/2023, SOL2156, 4203920 Wells Solar & Electrical Services, LLC | -281.86 |  | No | Other | Shippable | 0 |  | Not Applicable as per Item Classification |  | Not Applicable
955-1665 | 955-1665 | SPA, SOLAREDGE TECHNOLOGIES INC, Manufacturer Rebate for 570-0240, End Date 6/30/2023, SOL2156, 4203920 Wells Solar & Electrical Services, LLC | -56.03 |  | No | Other | Shippable | 0 |  | Not Applicable as per Item Classification |  | Not Applicable
955-1666 | 955-1666 | SPA, SOLAREDGE TECHNOLOGIES INC, Manufacturer Rebate for 310-0645, End Date 6/30/2023, SOL2156, 4203920 Wells Solar & Electrical Services, LLC | -324.81 |  | No | Other | Shippable | 0 |  | Not Applicable as per Item Classification |  | Not Applicable
955-1667 | 955-1667 | SPA, SOLAREDGE TECHNOLOGIES INC, Manufacturer Rebate for 310-0646, End Date 6/30/2023, SOL2156, 4203920 Wells Solar & Electrical Services, LLC | -337.87 |  | No | Other | Shippable | 0 |  | Not Applicable as per Item Classification |  | Not Applicable
955-1668 | 955-1668 | SPA, SOLAREDGE TECHNOLOGIES INC, Manufacturer Rebate for 310-0648, End Date 6/30/2023, SOL2156, 4203920 Wells Solar & Electrical Services, LLC | -357.2 |  | No | Other | Shippable | 0 |  | Not Applicable as per Item Classification |  | Not Applicable
955-1669 | 955-1669 | SPA, SOLAREDGE TECHNOLOGIES INC, Manufacturer Rebate for 310-0647, End Date 6/30/2023, SOL2156, 4203920 Wells Solar & Electrical Services, LLC | -340.34 |  | No | Other | Shippable | 0 |  | Not Applicable as per Item Classification |  | Not Applicable
955-1670 | 955-1670 | SPA, SOLAREDGE TECHNOLOGIES INC, Manufacturer Rebate for 310-0644, End Date 6/30/2023, SOL2156, 4203920 Wells Solar & Electrical Services, LLC | -308.09 |  | No | Other | Shippable | 0 |  | Not Applicable as per Item Classification |  | Not Applicable
955-1671 | 955-1671 | SPA, SOLARIA CORP, Manufacturer Rebate for 110-1381, End Date 12/31/2022, Solaria Platinum, 489402 Valley Unique Electric Inc | -34.78 |  | No | Other | Shippable | 0 |  | Not Applicable as per Item Classification |  | Not Applicable
955-1672 | 955-1672 | SPA, IRONRIDGE, Manufacturer Rebate for 210-1009, End Date 12/31/2022, SPA - IronRidge - Meraki (October - December 2022), 4202957 Meraki Installers LLC -extending date per IR via email to Jan 2023. | -2.17 |  | No | Other | Shippable | 0 |  | Not Applicable as per Item Classification |  | Not Applicable
955-1673 | 955-1673 | SPA, IRONRIDGE, Manufacturer Rebate for 211-0498, End Date 6/30/2023, spa, 89950 Urban Solar Group | -0.09 |  | No | Other | Shippable | 0 |  | Not Applicable as per Item Classification |  | Not Applicable
955-1674 | 955-1674 | SPA, IRONRIDGE, Manufacturer Rebate for 211-0520, End Date 6/30/2023, spa, 89950 Urban Solar Group | -0.16 |  | No | Other | Shippable | 0 |  | Not Applicable as per Item Classification |  | Not Applicable
955-1675 | 955-1675 | SPA, IRONRIDGE, Manufacturer Rebate for 211-0522, End Date 6/30/2023, spa, 89950 Urban Solar Group | -0.16 |  | No | Other | Shippable | 0 |  | Not Applicable as per Item Classification |  | Not Applicable
955-1676 | 955-1676 | SPA, IRONRIDGE, Manufacturer Rebate for 550-0382, End Date 6/30/2023, spa, 89950 Urban Solar Group | -0.37 |  | No | Other | Shippable | 0 |  | Not Applicable as per Item Classification |  | Not Applicable
955-1677 | 955-1677 | SPA, IRONRIDGE, Manufacturer Rebate for 270-0152, End Date 6/30/2023, spa, 89950 Urban Solar Group | -0.04 |  | No | Other | Shippable | 0 |  | Not Applicable as per Item Classification |  | Not Applicable
955-1678 | 955-1678 | SPA, IRONRIDGE, Manufacturer Rebate for 260-0101, End Date 6/30/2023, spa, 89950 Urban Solar Group | -0.1 |  | No | Other | Shippable | 0 |  | Not Applicable as per Item Classification |  | Not Applicable
955-1679 | 955-1679 | SPA, IRONRIDGE, Manufacturer Rebate for 590-0117, End Date 6/30/2023, spa, 89950 Urban Solar Group | -0.19 |  | No | Other | Shippable | 0 |  | Not Applicable as per Item Classification |  | Not Applicable
955-1680 | 955-1680 | SPA, IRONRIDGE, Manufacturer Rebate for 260-0102, End Date 6/30/2023, spa, 89950 Urban Solar Group | -0.11 |  | No | Other | Shippable | 0 |  | Not Applicable as per Item Classification |  | Not Applicable
955-1681 | 955-1681 | SPA, IRONRIDGE, Manufacturer Rebate for 212-0003, End Date 6/30/2023, spa, 89950 Urban Solar Group | -0.44 |  | No | Other | Shippable | 0 |  | Not Applicable as per Item Classification |  | Not Applicable
955-1682 | 955-1682 | SPA, IRONRIDGE, Manufacturer Rebate for 212-0004, End Date 6/30/2023, spa, 89950 Urban Solar Group | -0.44 |  | No | Other | Shippable | 0 |  | Not Applicable as per Item Classification |  | Not Applicable
955-1683 | 955-1683 | SPA, IRONRIDGE, Manufacturer Rebate for 212-0005, End Date 6/30/2023, spa, 89950 Urban Solar Group | -0.44 |  | No | Other | Shippable | 0 |  | Not Applicable as per Item Classification |  | Not Applicable
955-1684 | 955-1684 | SPA, IRONRIDGE, Manufacturer Rebate for 270-1030, End Date 6/30/2023, spa, 89950 Urban Solar Group | -0.36 |  | No | Other | Shippable | 0 |  | Not Applicable as per Item Classification |  | Not Applicable
955-1685 | 955-1685 | SPA, IRONRIDGE, Manufacturer Rebate for 211-0016, End Date 6/30/2023, spa, 89950 Urban Solar Group | -0.13 |  | No | Other | Shippable | 0 |  | Not Applicable as per Item Classification |  | Not Applicable
955-1686 | 955-1686 | SPA, IRONRIDGE, Manufacturer Rebate for 211-0017, End Date 6/30/2023, spa, 89950 Urban Solar Group | -0.15 |  | No | Other | Shippable | 0 |  | Not Applicable as per Item Classification |  | Not Applicable
955-1687 | 955-1687 | SPA, IRONRIDGE, Manufacturer Rebate for 211-0018, End Date 6/30/2023, spa, 89950 Urban Solar Group | -0.18 |  | No | Other | Shippable | 0 |  | Not Applicable as per Item Classification |  | Not Applicable
955-1688 | 955-1688 | SPA, UNIRAC INC, Manufacturer Rebate for 210-1092, End Date 11/9/2023, UniracSPA_4988505 Universal Solar Direct LLC, 4988505 Universal Solar Direct LLC | -31.16 |  | No | Other | Shippable | 0 |  | Not Applicable as per Item Classification |  | Not Applicable
955-1689 | 955-1689 | SPA, UNIRAC INC, Manufacturer Rebate for 210-1092, End Date 11/9/2023, UniracSPA_4204322 Desert View Remodelers LLC dba Universal Solar Direct, 4204322 Desert View Remodelers LLC dba Universal Solar Direct | -31.16 |  | No | Other | Shippable | 0 |  | Not Applicable as per Item Classification |  | Not Applicable
955-1690 | 955-1690 | SPA, IRONRIDGE, Manufacturer Rebate for 211-0497, End Date 6/30/2023, spa, 89950 Urban Solar Group | -0.08 |  | No | Other | Shippable | 0 |  | Not Applicable as per Item Classification |  | Not Applicable
955-1691 | 955-1691 | SPA, SOLARIA CORP, Manufacturer Rebate for 110-1381, End Date 6/30/2023, Solaria SPA for Keith Burghad, 4203400 BURGAD AND BURGAD INC dba POWER SOLAR | -34.78 |  | No | Other | Shippable | 0 |  | Not Applicable as per Item Classification |  | Not Applicable
955-1692 | 955-1692 | SPA, REC SOLAR dba REC AMERICAS, LLC, Manufacturer Rebate for 110-1377, End Date 12/31/2022, REC Blanket SPA - Solar Solutions 4 U, 8950 SOLAR SOLUTIONS 4 U, Inc | -25.04 |  | No | Other | Shippable | 0 |  | Not Applicable as per Item Classification |  | Not Applicable
955-1693 | 955-1693 | SPA, ENPHASE ENERGY, INC., Manufacturer Rebate for 321-0244, End Date 12/31/2022, Max Qty. 1, Q-00025366, 80633 Solar Roof Dynamics LLC | -26.48 |  | No | Other | Shippable | 0 |  | Not Applicable as per Item Classification |  | Not Applicable
955-1694 | 955-1694 | SPA, SOLARIA CORP, Manufacturer Rebate for 110-1381, End Date 3/31/2023, Solaria 430XT SPA, 120823 Giles Construction | -34.4 |  | No | Other | Shippable | 0 |  | Not Applicable as per Item Classification |  | Not Applicable
955-1695 | 955-1695 | SPA, ENPHASE ENERGY, INC., Manufacturer Rebate for 480-0124, End Date 12/31/2022, Q-00026379, 11779 HEsolar LLC | -983.09 |  | No | Other | Shippable | 0 |  | Not Applicable as per Item Classification |  | Not Applicable
955-1696 | 955-1696 | SPA, SOLARIA CORP, Manufacturer Rebate for 110-1381, End Date 12/31/2022, Solaria-AmericanArrayPlatinumQ422, 88596 American Array Solar | -33.48 |  | No | Other | Shippable | 0 |  | Not Applicable as per Item Classification |  | Not Applicable
955-1697 | 955-1697 | SPA, ENPHASE ENERGY, INC., Manufacturer Rebate for 321-0244, End Date 12/31/2022, Q-00028184, 4989126 Michigan Solar and Roofing | -18.48 |  | No | Other | Shippable | 0 |  | Not Applicable as per Item Classification |  | Not Applicable
955-1698 | 955-1698 | SPA, ENPHASE ENERGY, INC., Manufacturer Rebate for 580-0192, End Date 12/31/2022, Q-00027691, 13529 Suntuity Solar LLC | -235 |  | No | Other | Shippable | 0 |  | Not Applicable as per Item Classification |  | Not Applicable
955-1699 | 955-1699 | SPA, ENPHASE ENERGY, INC., Manufacturer Rebate for 321-0244, End Date 12/31/2022, Q-00026447, 89950 Urban Solar Group | -35.25 |  | No | Other | Shippable | 0 |  | Not Applicable as per Item Classification |  | Not Applicable
955-1700 | 955-1700 | SPA, ENPHASE ENERGY, INC., Manufacturer Rebate for 321-0229, End Date 12/31/2022, Q-00025001, 10454 Solar Solution LLC - (DC) | -27.94 |  | No | Other | Shippable | 0 |  | Not Applicable as per Item Classification |  | Not Applicable
955-1701 | 955-1701 | SPA, REC SOLAR dba REC AMERICAS, LLC, Manufacturer Rebate for 110-1377, End Date 12/31/2022, REC - Soligent Universal SPA, 4988863 Bakersfield Shingles Wholesale dba BSW Roofing and Solar | -9 |  | No | Other | Shippable | 0 |  | Not Applicable as per Item Classification |  | Not Applicable
955-1702 | 955-1702 | SPA, ENPHASE ENERGY, INC., Manufacturer Rebate for 321-0230, End Date 12/31/2022, Q-00025228, 4203125:1 Renu Energy TCI (INTL Orders) | -33.94 |  | No | Other | Shippable | 0 |  | Not Applicable as per Item Classification |  | Not Applicable
955-1703 | 955-1703 | SPA, ENPHASE ENERGY, INC., Manufacturer Rebate for 321-0230, End Date 1/29/2023, Q-00021762, 5931 Richards Distributing Inc dba RES Alaska, Inc. | -28.67 |  | No | Other | Shippable | 0 |  | Not Applicable as per Item Classification |  | Not Applicable
955-1704 | 955-1704 | SPA, IRONRIDGE, Manufacturer Rebate for 212-1115, End Date 12/31/2022, SPA - IronRidge - Meraki (October - December 2022), 4202957 Meraki Installers LLC -extending date per IR via email to Jan 2023. | -1.58 |  | No | Other | Shippable | 0 |  | Not Applicable as per Item Classification |  | Not Applicable
955-1705 | 955-1705 | SPA, IRONRIDGE, Manufacturer Rebate for 212-0003, End Date 12/31/2022, SPA - IronRidge - Meraki (October - December 2022), 4202957 Meraki Installers LLC -extending date per IR via email to Jan 2023. | -1.58 |  | No | Other | Shippable | 0 |  | Not Applicable as per Item Classification |  | Not Applicable
955-1706 | 955-1706 | SPA, IRONRIDGE, Manufacturer Rebate for 212-0004, End Date 12/31/2022, SPA - IronRidge - Meraki (October - December 2022), 4202957 Meraki Installers LLC -extending date per IR via email to Jan 2023. | -1.59 |  | No | Other | Shippable | 0 |  | Not Applicable as per Item Classification |  | Not Applicable
955-1707 | 955-1707 | SPA, SOLAREDGE TECHNOLOGIES INC, Manufacturer Rebate for 310-0644, End Date 12/31/2022, SOL2162, 203708 Smart Home Energy Source LLC | -799.14 |  | No | Other | Shippable | 0 |  | Not Applicable as per Item Classification |  | Not Applicable
955-1708 | 955-1708 | SPA, SOLAREDGE TECHNOLOGIES INC, Manufacturer Rebate for 310-0645, End Date 12/31/2022, SOL2162, 203708 Smart Home Energy Source LLC | -745.06 |  | No | Other | Shippable | 0 |  | Not Applicable as per Item Classification |  | Not Applicable
955-1709 | 955-1709 | SPA, SOLAREDGE TECHNOLOGIES INC, Manufacturer Rebate for 310-0648, End Date 12/31/2022, SOL2162, 203708 Smart Home Energy Source LLC | -643.45 |  | No | Other | Shippable | 0 |  | Not Applicable as per Item Classification |  | Not Applicable
955-1710 | 955-1710 | SPA, SOLAREDGE TECHNOLOGIES INC, Manufacturer Rebate for 310-0646, End Date 12/31/2022, SOL2162, 203708 Smart Home Energy Source LLC | -711.72 |  | No | Other | Shippable | 0 |  | Not Applicable as per Item Classification |  | Not Applicable
955-1711 | 955-1711 | SPA, SOLAREDGE TECHNOLOGIES INC, Manufacturer Rebate for 310-0647, End Date 12/31/2022, SOL2162, 203708 Smart Home Energy Source LLC | -699.59 |  | No | Other | Shippable | 0 |  | Not Applicable as per Item Classification |  | Not Applicable
955-1712 | 955-1712 | SPA, SOLAREDGE TECHNOLOGIES INC, Manufacturer Rebate for 565-0230, End Date 12/31/2022, SOL2162, 203708 Smart Home Energy Source LLC | -0.97 |  | No | Other | Shippable | 0 |  | Not Applicable as per Item Classification |  | Not Applicable
955-1713 | 955-1713 | SPA, SOLAREDGE TECHNOLOGIES INC, Manufacturer Rebate for 565-0238, End Date 12/31/2022, SOL2162, 203708 Smart Home Energy Source LLC | -17.99 |  | No | Other | Shippable | 0 |  | Not Applicable as per Item Classification |  | Not Applicable
955-1714 | 955-1714 | SPA, REC SOLAR dba REC AMERICAS, LLC, Manufacturer Rebate for 110-1377, End Date 12/31/2022, Special Pricing Agreement: SOLIGENT and REC AMERICAS LLC, 8174 WING SOLAR AND WOOD HEATING | -21.73 |  | No | Other | Shippable | 0 |  | Not Applicable as per Item Classification |  | Not Applicable
955-1715 | 955-1715 | SPA, PANASONIC CORPORATION OF NORTH AMERICA, Manufacturer Rebate for 110-1328, End Date 12/31/2022, Panasonic Special Price Agreement & Blanket SPA, 6487 SOLAR OPTIMUM INC. | -49.2 |  | No | Other | Shippable | 0 |  | Not Applicable as per Item Classification |  | Not Applicable
955-1716 | 955-1716 | SPA, REC SOLAR dba REC AMERICAS, LLC, Manufacturer Rebate for 110-1312, End Date 12/31/2022, Soligent - American Array Solar - REC Americas LLC - SPA Doc - 11.1-12.31, 88596 American Array Solar | -33.28 |  | No | Other | Shippable | 0 |  | Not Applicable as per Item Classification |  | Not Applicable
955-1717 | 955-1717 | SPA, ENPHASE ENERGY, INC., Manufacturer Rebate for 321-0232, End Date 12/31/2022, Q-00025922, 6487 SOLAR OPTIMUM INC. | -51 |  | No | Other | Shippable | 0 |  | Not Applicable as per Item Classification |  | Not Applicable
955-1718 | 955-1718 | SPA, IRONRIDGE, Manufacturer Rebate for 211-0520, End Date 12/31/2022, SPA - IronRidge - Meraki (October - December 2022), 4202957 Meraki Installers LLC -extending date per IR via email to Jan 2023. | -1.43 |  | No | Other | Shippable | 0 |  | Not Applicable as per Item Classification |  | Not Applicable
955-1719 | 955-1719 | SPA, SOLAREDGE TECHNOLOGIES INC, Manufacturer Rebate for 310-0646, End Date 3/31/2023, SOL1577 "Extension", 9319 SOLAR SPECIALIST INC. | -190.42 |  | No | Other | Shippable | 0 |  | Not Applicable as per Item Classification |  | Not Applicable
955-1720 | 955-1720 | SPA, ENPHASE ENERGY, INC., Manufacturer Rebate for 321-0244, End Date 12/31/2022, Q-00027537, 4204945 SolarWise Energy Solutions | -10.66 |  | No | Other | Shippable | 0 |  | Not Applicable as per Item Classification |  | Not Applicable
955-1721 | 955-1721 | SPA, ENPHASE ENERGY, INC., Manufacturer Rebate for 321-0233, End Date 12/31/2022, Q-00025354-AmericanArray -Enphase -Q422, 88596 American Array Solar | -25 |  | No | Other | Shippable | 0 |  | Not Applicable as per Item Classification |  | Not Applicable
955-1722 | 955-1722 | SPA, ENPHASE ENERGY, INC., Manufacturer Rebate for 321-0232, End Date 12/31/2022, Q-00025354-AmericanArray -Enphase -Q422, 88596 American Array Solar | -23.24 |  | No | Other | Shippable | 0 |  | Not Applicable as per Item Classification |  | Not Applicable
955-1723 | 955-1723 | SPA, IRONRIDGE, Manufacturer Rebate for 211-0521, End Date 12/31/2022, SPA - IronRidge - Meraki (October - December 2022), 4202957 Meraki Installers LLC -extending date per IR via email to Jan 2023. | -1.54 |  | No | Other | Shippable | 0 |  | Not Applicable as per Item Classification |  | Not Applicable
955-1724 | 955-1724 | SPA, REC SOLAR dba REC AMERICAS, LLC, Manufacturer Rebate for 110-1378, End Date 12/31/2022, Max Qty. 1, Special Pricing Agreement: Soligent and REC Americas LLC, 4725 BULLHEAD SOLAR INC | -23.24 |  | No | Other | Shippable | 0 |  | Not Applicable as per Item Classification |  | Not Applicable
955-1725 | 955-1725 | SPA, ENPHASE ENERGY, INC., Manufacturer Rebate for 570-1226, End Date 12/31/2022, Max Qty. 1, SP-2022, 4203363:1 Hytech Solar Inc-Sunnova | -129.68 |  | No | Other | Shippable | 0 |  | Not Applicable as per Item Classification |  | Not Applicable
955-1726 | 955-1726 | SPA, ENPHASE ENERGY, INC., Manufacturer Rebate for 321-0233, End Date 12/31/2022, Max Qty. 1, SP-2022, 4203363:1 Hytech Solar Inc-Sunnova | -41.34 |  | No | Other | Shippable | 0 |  | Not Applicable as per Item Classification |  | Not Applicable
955-1727 | 955-1727 | SPA, ENPHASE ENERGY, INC., Manufacturer Rebate for 321-0232, End Date 12/31/2022, Max Qty. 1000, Q-00027960, 1547 ECO DIRECT INC. | -9.85 |  | No | Other | Shippable | 0 |  | Not Applicable as per Item Classification |  | Not Applicable
955-1728 | 955-1728 | SPA, REC SOLAR dba REC AMERICAS, LLC, Manufacturer Rebate for 110-1378, End Date 12/31/2022, Max Qty. 1, Special Pricing Agreement: Soligent and REC Americas LLC, 4988962 Devlin Contracting and Maintenance dba Devlin Solar | -18 |  | No | Other | Shippable | 0 |  | Not Applicable as per Item Classification |  | Not Applicable
955-1729 | 955-1729 | SPA, IRONRIDGE, Manufacturer Rebate for 211-0522, End Date 12/31/2022, SPA - IronRidge - Meraki (October - December 2022), 4202957 Meraki Installers LLC -extending date per IR via email to Jan 2023. | -1.43 |  | No | Other | Shippable | 0 |  | Not Applicable as per Item Classification |  | Not Applicable
955-1730 | 955-1730 | SPA, REC SOLAR dba REC AMERICAS, LLC, Manufacturer Rebate for 110-1377, End Date 12/31/2022, REC Blanket SPa, 4989163 M&M PHOTOVOLTAICS | -19.98 |  | No | Other | Shippable | 0 |  | Not Applicable as per Item Classification |  | Not Applicable
955-1731 | 955-1731 | SPA, SOLAREDGE TECHNOLOGIES INC, Manufacturer Rebate for 570-0248, End Date 12/31/2022, SOL2159, 4202957 Meraki Installers LLC | -62.5 |  | No | Other | Shippable | 0 |  | Not Applicable as per Item Classification |  | Not Applicable
955-1732 | 955-1732 | SPA, SOLAREDGE TECHNOLOGIES INC, Manufacturer Rebate for 570-0240, End Date 12/31/2022, SOL2159, 4202957 Meraki Installers LLC | -62.5 |  | No | Other | Shippable | 0 |  | Not Applicable as per Item Classification |  | Not Applicable
955-1733 | 955-1733 | SPA, SOLAREDGE TECHNOLOGIES INC, Manufacturer Rebate for 565-0108, End Date 12/31/2022, SOL2159, 4202957 Meraki Installers LLC | -20.44 |  | No | Other | Shippable | 0 |  | Not Applicable as per Item Classification |  | Not Applicable
955-1734 | 955-1734 | SPA, SOLAREDGE TECHNOLOGIES INC, Manufacturer Rebate for 565-0239, End Date 12/31/2022, SOL2159, 4202957 Meraki Installers LLC | -20.44 |  | No | Other | Shippable | 0 |  | Not Applicable as per Item Classification |  | Not Applicable
955-1735 | 955-1735 | SPA, SOLAREDGE TECHNOLOGIES INC, Manufacturer Rebate for 565-0229, End Date 12/31/2022, SOL2159, 4202957 Meraki Installers LLC | -20.44 |  | No | Other | Shippable | 0 |  | Not Applicable as per Item Classification |  | Not Applicable
955-1736 | 955-1736 | SPA, SOLAREDGE TECHNOLOGIES INC, Manufacturer Rebate for 565-0238, End Date 12/31/2022, SOL2159, 4202957 Meraki Installers LLC | -20.44 |  | No | Other | Shippable | 0 |  | Not Applicable as per Item Classification |  | Not Applicable
955-1737 | 955-1737 | SPA, SOLAREDGE TECHNOLOGIES INC, Manufacturer Rebate for 565-0230, End Date 12/31/2022, SOL2159, 4202957 Meraki Installers LLC | -20.44 |  | No | Other | Shippable | 0 |  | Not Applicable as per Item Classification |  | Not Applicable
955-1738 | 955-1738 | SPA, SOLAREDGE TECHNOLOGIES INC, Manufacturer Rebate for 310-0658, End Date 12/31/2022, SOL2159, 4202957 Meraki Installers LLC | -607.29 |  | No | Other | Shippable | 0 |  | Not Applicable as per Item Classification |  | Not Applicable
955-1739 | 955-1739 | SPA, SOLAREDGE TECHNOLOGIES INC, Manufacturer Rebate for 310-0600, End Date 12/31/2022, SOL2159, 4202957 Meraki Installers LLC | -607.29 |  | No | Other | Shippable | 0 |  | Not Applicable as per Item Classification |  | Not Applicable
955-1740 | 955-1740 | SPA, SOLAREDGE TECHNOLOGIES INC, Manufacturer Rebate for 310-0599, End Date 12/31/2022, SOL2159, 4202957 Meraki Installers LLC | -569.38 |  | No | Other | Shippable | 0 |  | Not Applicable as per Item Classification |  | Not Applicable
955-1741 | 955-1741 | SPA, SOLAREDGE TECHNOLOGIES INC, Manufacturer Rebate for 310-0657, End Date 12/31/2022, SOL2159, 4202957 Meraki Installers LLC | -569.38 |  | No | Other | Shippable | 0 |  | Not Applicable as per Item Classification |  | Not Applicable
955-1742 | 955-1742 | SPA, SOLAREDGE TECHNOLOGIES INC, Manufacturer Rebate for 310-0598, End Date 12/31/2022, SOL2159, 4202957 Meraki Installers LLC | -501.26 |  | No | Other | Shippable | 0 |  | Not Applicable as per Item Classification |  | Not Applicable
955-1743 | 955-1743 | SPA, SOLAREDGE TECHNOLOGIES INC, Manufacturer Rebate for 310-0663, End Date 12/31/2022, SOL2159, 4202957 Meraki Installers LLC | -501.26 |  | No | Other | Shippable | 0 |  | Not Applicable as per Item Classification |  | Not Applicable
955-1744 | 955-1744 | SPA, SOLAREDGE TECHNOLOGIES INC, Manufacturer Rebate for 310-0597, End Date 12/31/2022, SOL2159, 4202957 Meraki Installers LLC | -502.55 |  | No | Other | Shippable | 0 |  | Not Applicable as per Item Classification |  | Not Applicable
955-1745 | 955-1745 | SPA, SOLAREDGE TECHNOLOGIES INC, Manufacturer Rebate for 310-0662, End Date 12/31/2022, SOL2159, 4202957 Meraki Installers LLC | -502.55 |  | No | Other | Shippable | 0 |  | Not Applicable as per Item Classification |  | Not Applicable
955-1746 | 955-1746 | SPA, SOLAREDGE TECHNOLOGIES INC, Manufacturer Rebate for 310-0596, End Date 12/31/2022, SOL2159, 4202957 Meraki Installers LLC | -481.98 |  | No | Other | Shippable | 0 |  | Not Applicable as per Item Classification |  | Not Applicable
955-1747 | 955-1747 | SPA, SOLAREDGE TECHNOLOGIES INC, Manufacturer Rebate for 310-0661, End Date 12/31/2022, SOL2159, 4202957 Meraki Installers LLC | -481.98 |  | No | Other | Shippable | 0 |  | Not Applicable as per Item Classification |  | Not Applicable
955-1748 | 955-1748 | SPA, SOLAREDGE TECHNOLOGIES INC, Manufacturer Rebate for 310-0595, End Date 12/31/2022, SOL2159, 4202957 Meraki Installers LLC | -402.94 |  | No | Other | Shippable | 0 |  | Not Applicable as per Item Classification |  | Not Applicable
955-1749 | 955-1749 | SPA, SOLAREDGE TECHNOLOGIES INC, Manufacturer Rebate for 310-0660, End Date 12/31/2022, SOL2159, 4202957 Meraki Installers LLC | -402.94 |  | No | Other | Shippable | 0 |  | Not Applicable as per Item Classification |  | Not Applicable
955-1750 | 955-1750 | SPA, ENPHASE ENERGY, INC., Manufacturer Rebate for 570-1226, End Date 12/31/2022, SP-2022, 203708:1 Smart Home Energy Source LLC-Sunnova | -179.23 |  | No | Other | Shippable | 0 |  | Not Applicable as per Item Classification |  | Not Applicable
955-1751 | 955-1751 | SPA, ENPHASE ENERGY, INC., Manufacturer Rebate for 321-0233, End Date 12/31/2022, SP-2022, 203708:1 Smart Home Energy Source LLC-Sunnova | -40.92 |  | No | Other | Shippable | 0 |  | Not Applicable as per Item Classification |  | Not Applicable
955-1752 | 955-1752 | SPA, REC SOLAR dba REC AMERICAS, LLC, Manufacturer Rebate for 110-1377, End Date 12/31/2022, REC Blanket SPA, 88452 Solar Solutions For All, LLC | -23.48 |  | No | Other | Shippable | 0 |  | Not Applicable as per Item Classification |  | Not Applicable
955-1753 | 955-1753 | SPA, ENPHASE ENERGY, INC., Manufacturer Rebate for 321-0233, End Date 3/31/2023, Max Qty. 750, Q-00029592, 4988505 Universal Solar Direct LLC | -27.24 |  | No | Other | Shippable | 0 |  | Not Applicable as per Item Classification |  | Not Applicable
955-1754 | 955-1754 | SPA, REC SOLAR dba REC AMERICAS, LLC, Manufacturer Rebate for 110-1347, End Date 3/31/2023, SPA-000555, 4203133 Revolt Electric dba Solar Shoppers | -27.3 |  | No | Other | Shippable | 0 |  | Not Applicable as per Item Classification |  | Not Applicable
955-1755 | 955-1755 | SPA, ENPHASE ENERGY, INC., Manufacturer Rebate for 570-1226, End Date 3/31/2023, Q-00030098, 4988447 Arrowhead Solar LLC dba Arrowpoint Solar | -18.89 |  | No | Other | Shippable | 0 |  | Not Applicable as per Item Classification |  | Not Applicable
955-1756 | 955-1756 | SPA, SOLAREDGE TECHNOLOGIES INC, Manufacturer Rebate for 570-0240, End Date 12/31/2023, SOL2158, 4202957 Meraki Installers LLC | -62.5 |  | No | Other | Shippable | 0 |  | Not Applicable as per Item Classification |  | Not Applicable
955-1757 | 955-1757 | SPA, SOLAREDGE TECHNOLOGIES INC, Manufacturer Rebate for 310-0660, End Date 12/31/2023, SOL2158, 4202957 Meraki Installers LLC | -402.94 |  | No | Other | Shippable | 0 |  | Not Applicable as per Item Classification |  | Not Applicable
955-1758 | 955-1758 | SPA, REC SOLAR dba REC AMERICAS, LLC, Manufacturer Rebate for 110-1377, End Date 12/31/2022, REC Blanket SPA, 4203182 Star Enrg CS LLC dba Star Enrg | -36.24 |  | No | Other | Shippable | 0 |  | Not Applicable as per Item Classification |  | Not Applicable
955-1759 | 955-1759 | SPA, GENERAC POWER SYSTEMS, INC, Manufacturer Rebate for 480-0127, End Date 12/31/2022, Generac buy 5 get 1, 4205526 Your Home Solar LLC | -423.04 |  | No | Other | Shippable | 0 |  | Not Applicable as per Item Classification |  | Not Applicable
955-1760 | 955-1760 | SPA, GENERAC POWER SYSTEMS, INC, Manufacturer Rebate for 480-0127, End Date 12/31/2022, Generac buy 5 get 1, 4205526 Your Home Solar LLC | -423.04 |  | No | Other | Shippable | 0 |  | Not Applicable as per Item Classification |  | Not Applicable
955-1761 | 955-1761 | SPA, IRONRIDGE, Manufacturer Rebate for 211-0018, End Date 12/31/2022, SPA - IronRidge - Meraki (October - December 2022), 4202957 Meraki Installers LLC -extending date per IR via email to Jan 2023. | -0.11 |  | No | Other | Shippable | 0 |  | Not Applicable as per Item Classification |  | Not Applicable
955-1762 | 955-1762 | SPA, REC SOLAR dba REC AMERICAS, LLC, Manufacturer Rebate for 110-1377, End Date 12/31/2022, REC Blanket SPA, 80569 Sun Up Zero Down | -36.24 |  | No | Other | Shippable | 0 |  | Not Applicable as per Item Classification |  | Not Applicable
955-1763 | 955-1763 | SPA, REC SOLAR dba REC AMERICAS, LLC, Manufacturer Rebate for 110-1377, End Date 12/31/2022, REC Blanket SPA, 4204702 Built Well Solar Corp | -28.94 |  | No | Other | Shippable | 0 |  | Not Applicable as per Item Classification |  | Not Applicable
955-1764 | 955-1764 | SPA, SOLAREDGE TECHNOLOGIES INC, Manufacturer Rebate for 565-0238, End Date 12/31/2023, SOL2228, 6516 Gigawatt Operations Inc dba SOL-UP LLC | -15.54 |  | No | Other | Shippable | 0 |  | Not Applicable as per Item Classification |  | Not Applicable
955-1765 | 955-1765 | SPA, SOLAREDGE TECHNOLOGIES INC, Manufacturer Rebate for 310-0595, End Date 12/31/2023, SOL2228, 6516 Gigawatt Operations Inc dba SOL-UP LLC | -216.6 |  | No | Other | Shippable | 0 |  | Not Applicable as per Item Classification |  | Not Applicable
955-1766 | 955-1766 | SPA, SOLAREDGE TECHNOLOGIES INC, Manufacturer Rebate for 310-0660, End Date 12/31/2023, SOL2228, 6516 Gigawatt Operations Inc dba SOL-UP LLC | -185.04 |  | No | Other | Shippable | 0 |  | Not Applicable as per Item Classification |  | Not Applicable
955-1767 | 955-1767 | SPA, SOLAREDGE TECHNOLOGIES INC, Manufacturer Rebate for 310-0597, End Date 12/31/2023, SOL2228, 6516 Gigawatt Operations Inc dba SOL-UP LLC | -404.05 |  | No | Other | Shippable | 0 |  | Not Applicable as per Item Classification |  | Not Applicable
955-1768 | 955-1768 | SPA, SOLAREDGE TECHNOLOGIES INC, Manufacturer Rebate for 310-0661, End Date 12/31/2023, SOL2228, 6516 Gigawatt Operations Inc dba SOL-UP LLC | -354.09 |  | No | Other | Shippable | 0 |  | Not Applicable as per Item Classification |  | Not Applicable
955-1769 | 955-1769 | SPA, SOLAREDGE TECHNOLOGIES INC, Manufacturer Rebate for 310-0596, End Date 12/31/2023, SOL2228, 6516 Gigawatt Operations Inc dba SOL-UP LLC | -401.2 |  | No | Other | Shippable | 0 |  | Not Applicable as per Item Classification |  | Not Applicable
955-1770 | 955-1770 | SPA, SOLAREDGE TECHNOLOGIES INC, Manufacturer Rebate for 310-0600, End Date 12/31/2023, SOL2228, 6516 Gigawatt Operations Inc dba SOL-UP LLC | -296.76 |  | No | Other | Shippable | 0 |  | Not Applicable as per Item Classification |  | Not Applicable
955-1771 | 955-1771 | SPA, SOLAREDGE TECHNOLOGIES INC, Manufacturer Rebate for 310-0658, End Date 12/31/2023, SOL2228, 6516 Gigawatt Operations Inc dba SOL-UP LLC | -296.76 |  | No | Other | Shippable | 0 |  | Not Applicable as per Item Classification |  | Not Applicable
955-1772 | 955-1772 | SPA, SOLAREDGE TECHNOLOGIES INC, Manufacturer Rebate for 310-0599, End Date 12/31/2023, SOL2228, 6516 Gigawatt Operations Inc dba SOL-UP LLC | -291.6 |  | No | Other | Shippable | 0 |  | Not Applicable as per Item Classification |  | Not Applicable
955-1773 | 955-1773 | SPA, SOLAREDGE TECHNOLOGIES INC, Manufacturer Rebate for 310-0657, End Date 12/31/2023, SOL2228, 6516 Gigawatt Operations Inc dba SOL-UP LLC | -291.6 |  | No | Other | Shippable | 0 |  | Not Applicable as per Item Classification |  | Not Applicable
955-1774 | 955-1774 | SPA, SOLAREDGE TECHNOLOGIES INC, Manufacturer Rebate for 310-0663, End Date 12/31/2023, SOL2228, 6516 Gigawatt Operations Inc dba SOL-UP LLC | -362.52 |  | No | Other | Shippable | 0 |  | Not Applicable as per Item Classification |  | Not Applicable
955-1775 | 955-1775 | SPA, SOLAREDGE TECHNOLOGIES INC, Manufacturer Rebate for 310-0598, End Date 12/31/2023, SOL2228, 6516 Gigawatt Operations Inc dba SOL-UP LLC | -415.43 |  | No | Other | Shippable | 0 |  | Not Applicable as per Item Classification |  | Not Applicable
955-1776 | 955-1776 | SPA, SOLAREDGE TECHNOLOGIES INC, Manufacturer Rebate for 310-0662, End Date 12/31/2023, SOL2228, 6516 Gigawatt Operations Inc dba SOL-UP LLC | -355.78 |  | No | Other | Shippable | 0 |  | Not Applicable as per Item Classification |  | Not Applicable
955-1777 | 955-1777 | SPA, REC SOLAR dba REC AMERICAS, LLC, Manufacturer Rebate for 110-1310, End Date 3/31/2023, SPA-000169, 203313 Sunergy, Inc | -55.36 |  | No | Other | Shippable | 0 |  | Not Applicable as per Item Classification |  | Not Applicable
955-1778 | 955-1778 | SPA, ENPHASE ENERGY, INC., Manufacturer Rebate for 570-1226, End Date 3/31/2023, Max Qty. 1, SP-2023, 4203363:1 Hytech Solar Inc-Sunnova | -129.68 |  | No | Other | Shippable | 0 |  | Not Applicable as per Item Classification |  | Not Applicable
955-1779 | 955-1779 | SPA, ENPHASE ENERGY, INC., Manufacturer Rebate for 321-0233, End Date 3/31/2023, Max Qty. 1, SP-2023, 4203363:1 Hytech Solar Inc-Sunnova | -41.34 |  | No | Other | Shippable | 0 |  | Not Applicable as per Item Classification |  | Not Applicable
955-1780 | 955-1780 | SPA, SOLAREDGE TECHNOLOGIES INC, Manufacturer Rebate for 310-0595, End Date 12/31/2023, SOL2158, 4202957 Meraki Installers LLC | -402.94 |  | No | Other | Shippable | 0 |  | Not Applicable as per Item Classification |  | Not Applicable
955-1781 | 955-1781 | SPA, SOLAREDGE TECHNOLOGIES INC, Manufacturer Rebate for 310-0661, End Date 12/31/2023, SOL2158, 4202957 Meraki Installers LLC | -481.98 |  | No | Other | Shippable | 0 |  | Not Applicable as per Item Classification |  | Not Applicable
955-1782 | 955-1782 | SPA, SOLAREDGE TECHNOLOGIES INC, Manufacturer Rebate for 310-0596, End Date 12/31/2023, SOL2158, 4202957 Meraki Installers LLC | -481.98 |  | No | Other | Shippable | 0 |  | Not Applicable as per Item Classification |  | Not Applicable
955-1783 | 955-1783 | SPA, SOLAREDGE TECHNOLOGIES INC, Manufacturer Rebate for 310-0662, End Date 12/31/2023, SOL2158, 4202957 Meraki Installers LLC | -502.55 |  | No | Other | Shippable | 0 |  | Not Applicable as per Item Classification |  | Not Applicable
955-1784 | 955-1784 | SPA, SOLAREDGE TECHNOLOGIES INC, Manufacturer Rebate for 310-0597, End Date 12/31/2023, SOL2158, 4202957 Meraki Installers LLC | -502.55 |  | No | Other | Shippable | 0 |  | Not Applicable as per Item Classification |  | Not Applicable
955-1785 | 955-1785 | SPA, SOLAREDGE TECHNOLOGIES INC, Manufacturer Rebate for 310-0663, End Date 12/31/2023, SOL2158, 4202957 Meraki Installers LLC | -501.26 |  | No | Other | Shippable | 0 |  | Not Applicable as per Item Classification |  | Not Applicable
955-1786 | 955-1786 | SPA, SOLAREDGE TECHNOLOGIES INC, Manufacturer Rebate for 310-0598, End Date 12/31/2023, SOL2158, 4202957 Meraki Installers LLC | -501.26 |  | No | Other | Shippable | 0 |  | Not Applicable as per Item Classification |  | Not Applicable
955-1787 | 955-1787 | SPA, SOLAREDGE TECHNOLOGIES INC, Manufacturer Rebate for 310-0657, End Date 12/31/2023, SOL2158, 4202957 Meraki Installers LLC | -569.38 |  | No | Other | Shippable | 0 |  | Not Applicable as per Item Classification |  | Not Applicable
955-1788 | 955-1788 | SPA, REC SOLAR dba REC AMERICAS, LLC, Manufacturer Rebate for 110-1377, End Date 12/31/2022, Max Qty. 1, Special Pricing Agreement: Soligent and REC Americas LLC, 4203233 Ohio Green Wind LLC dba OGW Energy Resources | -23.56 |  | No | Other | Shippable | 0 |  | Not Applicable as per Item Classification |  | Not Applicable
955-1789 | 955-1789 | SPA, SOLAREDGE TECHNOLOGIES INC, Manufacturer Rebate for 310-0599, End Date 12/31/2023, SOL2158, 4202957 Meraki Installers LLC | -569.38 |  | No | Other | Shippable | 0 |  | Not Applicable as per Item Classification |  | Not Applicable
955-1790 | 955-1790 | SPA, SOLAREDGE TECHNOLOGIES INC, Manufacturer Rebate for 310-0600, End Date 12/31/2023, SOL2158, 4202957 Meraki Installers LLC | -607.29 |  | No | Other | Shippable | 0 |  | Not Applicable as per Item Classification |  | Not Applicable
955-1791 | 955-1791 | SPA, SOLAREDGE TECHNOLOGIES INC, Manufacturer Rebate for 310-0658, End Date 12/31/2023, SOL2158, 4202957 Meraki Installers LLC | -607.29 |  | No | Other | Shippable | 0 |  | Not Applicable as per Item Classification |  | Not Applicable
955-1792 | 955-1792 | SPA, SOLAREDGE TECHNOLOGIES INC, Manufacturer Rebate for 565-0230, End Date 12/31/2023, SOL2158, 4202957 Meraki Installers LLC | -20.44 |  | No | Other | Shippable | 0 |  | Not Applicable as per Item Classification |  | Not Applicable
955-1793 | 955-1793 | SPA, SOLAREDGE TECHNOLOGIES INC, Manufacturer Rebate for 565-0238, End Date 12/31/2023, SOL2158, 4202957 Meraki Installers LLC | -20.44 |  | No | Other | Shippable | 0 |  | Not Applicable as per Item Classification |  | Not Applicable
955-1794 | 955-1794 | SPA, SOLAREDGE TECHNOLOGIES INC, Manufacturer Rebate for 565-0229, End Date 12/31/2023, SOL2158, 4202957 Meraki Installers LLC | -20.44 |  | No | Other | Shippable | 0 |  | Not Applicable as per Item Classification |  | Not Applicable
955-1795 | 955-1795 | SPA, SOLAREDGE TECHNOLOGIES INC, Manufacturer Rebate for 565-0239, End Date 12/31/2023, SOL2158, 4202957 Meraki Installers LLC | -20.44 |  | No | Other | Shippable | 0 |  | Not Applicable as per Item Classification |  | Not Applicable
955-1796 | 955-1796 | SPA, SOLAREDGE TECHNOLOGIES INC, Manufacturer Rebate for 565-0108, End Date 12/31/2023, SOL2158, 4202957 Meraki Installers LLC | -20.44 |  | No | Other | Shippable | 0 |  | Not Applicable as per Item Classification |  | Not Applicable
955-1797 | 955-1797 | SPA, SOLAREDGE TECHNOLOGIES INC, Manufacturer Rebate for 570-0248, End Date 12/31/2023, SOL2158, 4202957 Meraki Installers LLC | -62.5 |  | No | Other | Shippable | 0 |  | Not Applicable as per Item Classification |  | Not Applicable
955-1798 | 955-1798 | SPA, ENPHASE ENERGY, INC., Manufacturer Rebate for 321-0233, End Date 3/31/2023, Max Qty. 1500, Q-00029166, 4203842 Bell Electrical Systems LLC | -27 |  | No | Other | Shippable | 0 |  | Not Applicable as per Item Classification |  | Not Applicable
955-1799 | 955-1799 | SPA, REC SOLAR dba REC AMERICAS, LLC, Manufacturer Rebate for 110-1347, End Date 3/31/2023, SPA-000169, 203313 Sunergy, Inc | -54.15 |  | No | Other | Shippable | 0 |  | Not Applicable as per Item Classification |  | Not Applicable
955-1800 | 955-1800 | SPA, ENPHASE ENERGY, INC., Manufacturer Rebate for 321-0230, End Date 3/31/2023, Max Qty. 1000, Q-00029519, 6516 Gigawatt Operations Inc dba SOL-UP LLC | -39.39 |  | No | Other | Shippable | 0 |  | Not Applicable as per Item Classification |  | Not Applicable
955-1801 | 955-1801 | SPA, ENPHASE ENERGY, INC., Manufacturer Rebate for 321-0232, End Date 3/31/2023, Max Qty. 1000, Q-00029519, 6516 Gigawatt Operations Inc dba SOL-UP LLC | -42.62 |  | No | Other | Shippable | 0 |  | Not Applicable as per Item Classification |  | Not Applicable
955-1802 | 955-1802 | SPA, ENPHASE ENERGY, INC., Manufacturer Rebate for 321-0223, End Date 3/31/2023, Max Qty. 5600, Q-00029519, 6516 Gigawatt Operations Inc dba SOL-UP LLC | -45.28 |  | No | Other | Shippable | 0 |  | Not Applicable as per Item Classification |  | Not Applicable
955-1803 | 955-1803 | SPA, ENPHASE ENERGY, INC., Manufacturer Rebate for 321-0216, End Date 3/31/2023, Max Qty. 2500, Q-00029592, 4204322 Desert View Remodelers LLC dba Universal Solar Direct | -35.57 |  | No | Other | Shippable | 0 |  | Not Applicable as per Item Classification |  | Not Applicable
955-1804 | 955-1804 | SPA, ENPHASE ENERGY, INC., Manufacturer Rebate for 321-0233, End Date 3/31/2023, Max Qty. 750, Q-00029592, 4204322 Desert View Remodelers LLC dba Universal Solar Direct | -27.24 |  | No | Other | Shippable | 0 |  | Not Applicable as per Item Classification |  | Not Applicable
955-1805 | 955-1805 | SPA, ENPHASE ENERGY, INC., Manufacturer Rebate for 321-0233, End Date 3/31/2023, Max Qty. 1100, Q-00028373, 4204532 OG Solar, Inc. dba Reno Solar | -12.42 |  | No | Other | Shippable | 0 |  | Not Applicable as per Item Classification |  | Not Applicable
955-1806 | 955-1806 | SPA, ENPHASE ENERGY, INC., Manufacturer Rebate for 570-1189, End Date 3/31/2023, Q-00030098, 4988447 Arrowhead Solar LLC dba Arrowpoint Solar | -17.73 |  | No | Other | Shippable | 0 |  | Not Applicable as per Item Classification |  | Not Applicable
955-1807 | 955-1807 | SPA, ENPHASE ENERGY, INC., Manufacturer Rebate for 321-0233, End Date 3/31/2023, Q-00030098, 4988447 Arrowhead Solar LLC dba Arrowpoint Solar | -45 |  | No | Other | Shippable | 0 |  | Not Applicable as per Item Classification |  | Not Applicable
955-1808 | 955-1808 | SPA, ENPHASE ENERGY, INC., Manufacturer Rebate for 321-0216, End Date 3/31/2023, Max Qty. 2500, Q-00029592, 4988505 Universal Solar Direct LLC | -35.57 |  | No | Other | Shippable | 0 |  | Not Applicable as per Item Classification |  | Not Applicable
955-1809 | 955-1809 | SPA, ENPHASE ENERGY, INC., Manufacturer Rebate for 321-0244, End Date 3/31/2023, Max Qty. 2500, Q-00029592, 4204322 Desert View Remodelers LLC dba Universal Solar Direct | -41.2 |  | No | Other | Shippable | 0 |  | Not Applicable as per Item Classification |  | Not Applicable
955-1810 | 955-1810 | SPA, ENPHASE ENERGY, INC., Manufacturer Rebate for 321-0244, End Date 3/31/2023, Max Qty. 2500, Q-00029592, 4988505 Universal Solar Direct LLC | -41.2 |  | No | Other | Shippable | 0 |  | Not Applicable as per Item Classification |  | Not Applicable
955-1811 | 955-1811 | SPA, ENPHASE ENERGY, INC., Manufacturer Rebate for 321-0216, End Date 3/31/2023, Max Qty. 1500, Q-00029166, 4203842 Bell Electrical Systems LLC | -32.48 |  | No | Other | Shippable | 0 |  | Not Applicable as per Item Classification |  | Not Applicable
955-1812 | 955-1812 | SPA, ENPHASE ENERGY, INC., Manufacturer Rebate for 321-0244, End Date 3/31/2023, Max Qty. 1500, Q-00029166, 4203842 Bell Electrical Systems LLC | -32.48 |  | No | Other | Shippable | 0 |  | Not Applicable as per Item Classification |  | Not Applicable
955-1813 | 955-1813 | SPA, ENPHASE ENERGY, INC., Manufacturer Rebate for 570-1226, End Date 3/31/2023, Max Qty. 2000, Q-00029503, 4205223 Lumio Inc | -420.12 |  | No | Other | Shippable | 0 |  | Not Applicable as per Item Classification |  | Not Applicable
955-1814 | 955-1814 | SPA, ENPHASE ENERGY, INC., Manufacturer Rebate for 360-0329, End Date 3/31/2023, Max Qty. 28000, Q-00029503, 4205223 Lumio Inc | -6.04 |  | No | Other | Shippable | 0 |  | Not Applicable as per Item Classification |  | Not Applicable
955-1815 | 955-1815 | SPA, ENPHASE ENERGY, INC., Manufacturer Rebate for 360-0328, End Date 3/31/2023, Max Qty. 32000, Q-00029503, 4205223 Lumio Inc | -5.38 |  | No | Other | Shippable | 0 |  | Not Applicable as per Item Classification |  | Not Applicable
955-1816 | 955-1816 | SPA, ENPHASE ENERGY, INC., Manufacturer Rebate for 570-1189, End Date 3/31/2023, Max Qty. 2000, Q-00029503, 4205223 Lumio Inc | -158.53 |  | No | Other | Shippable | 0 |  | Not Applicable as per Item Classification |  | Not Applicable
955-1817 | 955-1817 | SPA, REC SOLAR dba REC AMERICAS, LLC, Manufacturer Rebate for 110-1311, End Date 3/31/2023, SPA-000169, 203313 Sunergy, Inc | -54.57 |  | No | Other | Shippable | 0 |  | Not Applicable as per Item Classification |  | Not Applicable
955-1818 | 955-1818 | SPA, REC SOLAR dba REC AMERICAS, LLC, Manufacturer Rebate for 110-1312, End Date 3/31/2023, SPA-000169, 203313 Sunergy, Inc | -54.78 |  | No | Other | Shippable | 0 |  | Not Applicable as per Item Classification |  | Not Applicable
955-1819 | 955-1819 | SPA, REC SOLAR dba REC AMERICAS, LLC, Manufacturer Rebate for 110-1382, End Date 3/31/2023, SPA-000169, 203313 Sunergy, Inc | -58.39 |  | No | Other | Shippable | 0 |  | Not Applicable as per Item Classification |  | Not Applicable
955-1820 | 955-1820 | SPA, ENPHASE ENERGY, INC., Manufacturer Rebate for 321-0233, End Date 3/31/2023, Q-00029707, 203176 Energy Solutions Direct | -46 |  | No | Other | Shippable | 0 |  | Not Applicable as per Item Classification |  | Not Applicable
955-1821 | 955-1821 | SPA, ENPHASE ENERGY, INC., Manufacturer Rebate for 321-0232, End Date 3/31/2023, Q-00029707, 203176 Energy Solutions Direct | -41.5 |  | No | Other | Shippable | 0 |  | Not Applicable as per Item Classification |  | Not Applicable
955-1822 | 955-1822 | SPA, ENPHASE ENERGY, INC., Manufacturer Rebate for 321-0231, End Date 3/31/2023, Q-00029707, 203176 Energy Solutions Direct | -46.3 |  | No | Other | Shippable | 0 |  | Not Applicable as per Item Classification |  | Not Applicable
955-1823 | 955-1823 | SPA, ENPHASE ENERGY, INC., Manufacturer Rebate for 321-0230, End Date 3/31/2023, Q-00029707, 203176 Energy Solutions Direct | -43.12 |  | No | Other | Shippable | 0 |  | Not Applicable as per Item Classification |  | Not Applicable
955-1824 | 955-1824 | SPA, ENPHASE ENERGY, INC., Manufacturer Rebate for 321-0216, End Date 3/31/2023, Q-00029707, 203176 Energy Solutions Direct | -36.49 |  | No | Other | Shippable | 0 |  | Not Applicable as per Item Classification |  | Not Applicable
955-1825 | 955-1825 | SPA, ENPHASE ENERGY, INC., Manufacturer Rebate for 570-1226, End Date 3/31/2023, Q-00030743, 4202957 Meraki Installers LLC | -223.28 |  | No | Other | Shippable | 0 |  | Not Applicable as per Item Classification |  | Not Applicable
955-1826 | 955-1826 | SPA, ENPHASE ENERGY, INC., Manufacturer Rebate for 360-0329, End Date 3/31/2023, Q-00030743, 4202957 Meraki Installers LLC | -6.43 |  | No | Other | Shippable | 0 |  | Not Applicable as per Item Classification |  | Not Applicable
955-1827 | 955-1827 | SPA, ENPHASE ENERGY, INC., Manufacturer Rebate for 360-0328, End Date 3/31/2023, Q-00030743, 4202957 Meraki Installers LLC | -6.26 |  | No | Other | Shippable | 0 |  | Not Applicable as per Item Classification |  | Not Applicable
955-1828 | 955-1828 | SPA, ENPHASE ENERGY, INC., Manufacturer Rebate for 321-0233, End Date 3/31/2023, Q-00030743, 4202957 Meraki Installers LLC | -60 |  | No | Other | Shippable | 0 |  | Not Applicable as per Item Classification |  | Not Applicable
955-1829 | 955-1829 | SPA, ENPHASE ENERGY, INC., Manufacturer Rebate for 321-0232, End Date 3/31/2023, Q-00030743, 4202957 Meraki Installers LLC | -67 |  | No | Other | Shippable | 0 |  | Not Applicable as per Item Classification |  | Not Applicable
955-1830 | 955-1830 | SPA, ENPHASE ENERGY, INC., Manufacturer Rebate for 321-0230, End Date 3/31/2023, Q-00030743, 4202957 Meraki Installers LLC | -67.4 |  | No | Other | Shippable | 0 |  | Not Applicable as per Item Classification |  | Not Applicable
955-1831 | 955-1831 | SPA, ENPHASE ENERGY, INC., Manufacturer Rebate for 570-1189, End Date 3/31/2023, Q-00030743, 4202957 Meraki Installers LLC | -24.32 |  | No | Other | Shippable | 0 |  | Not Applicable as per Item Classification |  | Not Applicable
955-1832 | 955-1832 | SPA, SOLAREDGE TECHNOLOGIES INC, Manufacturer Rebate for 330-0595, End Date 6/30/2023, SOL1250, 4204719 Motive Energy Storage Systems, Inc | -1210 |  | No | Other | Shippable | 0 |  | Not Applicable as per Item Classification |  | Not Applicable
955-1833 | 955-1833 | SPA, ENPHASE ENERGY, INC., Manufacturer Rebate for 321-0233, End Date 3/31/2023, Q-00028675, 6136 The Solar Guys Inc. DBA Compass Solar Energy | -13.14 |  | No | Other | Shippable | 0 |  | Not Applicable as per Item Classification |  | Not Applicable
955-1834 | 955-1834 | SPA, ENPHASE ENERGY, INC., Manufacturer Rebate for 321-0232, End Date 3/31/2023, Q-00028675, 6136 The Solar Guys Inc. DBA Compass Solar Energy | -14.24 |  | No | Other | Shippable | 0 |  | Not Applicable as per Item Classification |  | Not Applicable
955-1835 | 955-1835 | SPA, ENPHASE ENERGY, INC., Manufacturer Rebate for 321-0231, End Date 3/31/2023, Q-00028675, 6136 The Solar Guys Inc. DBA Compass Solar Energy | -14.41 |  | No | Other | Shippable | 0 |  | Not Applicable as per Item Classification |  | Not Applicable
955-1836 | 955-1836 | SPA, ENPHASE ENERGY, INC., Manufacturer Rebate for 321-0230, End Date 3/31/2023, Q-00028675, 6136 The Solar Guys Inc. DBA Compass Solar Energy | -13.84 |  | No | Other | Shippable | 0 |  | Not Applicable as per Item Classification |  | Not Applicable
955-1837 | 955-1837 | SPA, ENPHASE ENERGY, INC., Manufacturer Rebate for 321-0229, End Date 3/31/2023, Q-00028675, 6136 The Solar Guys Inc. DBA Compass Solar Energy | -13.78 |  | No | Other | Shippable | 0 |  | Not Applicable as per Item Classification |  | Not Applicable
955-1838 | 955-1838 | SPA, ENPHASE ENERGY, INC., Manufacturer Rebate for 321-0219, End Date 3/31/2023, Q-00028675, 6136 The Solar Guys Inc. DBA Compass Solar Energy | -11.84 |  | No | Other | Shippable | 0 |  | Not Applicable as per Item Classification |  | Not Applicable
955-1839 | 955-1839 | SPA, ENPHASE ENERGY, INC., Manufacturer Rebate for 321-0244, End Date 3/31/2023, Q-00028675, 6136 The Solar Guys Inc. DBA Compass Solar Energy | -10.64 |  | No | Other | Shippable | 0 |  | Not Applicable as per Item Classification |  | Not Applicable
955-1840 | 955-1840 | SPA, ENPHASE ENERGY, INC., Manufacturer Rebate for 321-0216, End Date 3/31/2023, Q-00028675, 6136 The Solar Guys Inc. DBA Compass Solar Energy | -10.64 |  | No | Other | Shippable | 0 |  | Not Applicable as per Item Classification |  | Not Applicable
955-1841 | 955-1841 | SPA, ENPHASE ENERGY, INC., Manufacturer Rebate for 321-0223, End Date 3/31/2023, Q-00028675, 6136 The Solar Guys Inc. DBA Compass Solar Energy | -11.11 |  | No | Other | Shippable | 0 |  | Not Applicable as per Item Classification |  | Not Applicable
955-1842 | 955-1842 | SPA, ENPHASE ENERGY, INC., Manufacturer Rebate for 321-0215, End Date 3/31/2023, Q-00028675, 6136 The Solar Guys Inc. DBA Compass Solar Energy | -11.3 |  | No | Other | Shippable | 0 |  | Not Applicable as per Item Classification |  | Not Applicable
955-1843 | 955-1843 | SPA, ENPHASE ENERGY, INC., Manufacturer Rebate for 321-0244, End Date 3/31/2023, Q-00029707, 203176 Energy Solutions Direct | -36.49 |  | No | Other | Shippable | 0 |  | Not Applicable as per Item Classification |  | Not Applicable
955-1844 | 955-1844 | SPA, ENPHASE ENERGY, INC., Manufacturer Rebate for 321-0244, End Date 3/31/2023, Q-00028612, 82909 PV MicroPower, LLC dba SunFarm Energy | -10.64 |  | No | Other | Shippable | 0 |  | Not Applicable as per Item Classification |  | Not Applicable
955-1845 | 955-1845 | SPA, ENPHASE ENERGY, INC., Manufacturer Rebate for 321-0230, End Date 3/31/2023, Q-00028612, 82909 PV MicroPower, LLC dba SunFarm Energy | -12.97 |  | No | Other | Shippable | 0 |  | Not Applicable as per Item Classification |  | Not Applicable
955-1846 | 955-1846 | SPA, ENPHASE ENERGY, INC., Manufacturer Rebate for 321-0229, End Date 3/31/2023, Q-00028612, 82909 PV MicroPower, LLC dba SunFarm Energy | -12.97 |  | No | Other | Shippable | 0 |  | Not Applicable as per Item Classification |  | Not Applicable
955-1847 | 955-1847 | SPA, ENPHASE ENERGY, INC., Manufacturer Rebate for 321-0233, End Date 3/31/2023, Q-00028612, 82909 PV MicroPower, LLC dba SunFarm Energy | -12.22 |  | No | Other | Shippable | 0 |  | Not Applicable as per Item Classification |  | Not Applicable
955-1848 | 955-1848 | SPA, ENPHASE ENERGY, INC., Manufacturer Rebate for 321-0216, End Date 3/31/2023, Q-00028612, 82909 PV MicroPower, LLC dba SunFarm Energy | -10.64 |  | No | Other | Shippable | 0 |  | Not Applicable as per Item Classification |  | Not Applicable
955-1849 | 955-1849 | SPA, ENPHASE ENERGY, INC., Manufacturer Rebate for 321-0215, End Date 3/31/2023, Q-00028612, 82909 PV MicroPower, LLC dba SunFarm Energy | -11.3 |  | No | Other | Shippable | 0 |  | Not Applicable as per Item Classification |  | Not Applicable
955-1850 | 955-1850 | SPA, EZ Solar, Manufacturer Rebate for 510-0288, End Date 12/31/2023, Max Qty. 1, EZ-SPA-MS.01, 4205222 Pro Custom Solar LLC dba Momentum Solar | -2.6 |  | No | Other | Shippable | 0 |  | Not Applicable as per Item Classification |  | Not Applicable
955-1851 | 955-1851 | SPA, EZ Solar, Manufacturer Rebate for 510-0294, End Date 12/31/2023, Max Qty. 1, EZ-SPA-MS.01, 4205222 Pro Custom Solar LLC dba Momentum Solar | -3 |  | No | Other | Shippable | 0 |  | Not Applicable as per Item Classification |  | Not Applicable
955-1852 | 955-1852 | SPA, EZ Solar, Manufacturer Rebate for 510-0289, End Date 12/31/2023, Max Qty. 1, EZ-SPA-MS.01, 4205222 Pro Custom Solar LLC dba Momentum Solar | -1.5 |  | No | Other | Shippable | 0 |  | Not Applicable as per Item Classification |  | Not Applicable
955-1853 | 955-1853 | SPA, ENPHASE ENERGY, INC., Manufacturer Rebate for 570-1189, End Date 3/31/2023, Max Qty. 1800, Q-00029625, 4205222 Pro Custom Solar LLC dba Momentum Solar | -67.08 |  | No | Other | Shippable | 0 |  | Not Applicable as per Item Classification |  | Not Applicable
955-1854 | 955-1854 | SPA, ENPHASE ENERGY, INC., Manufacturer Rebate for 570-1222, End Date 3/31/2023, Max Qty. 1800, Q-00029625, 4205222 Pro Custom Solar LLC dba Momentum Solar | -67.08 |  | No | Other | Shippable | 0 |  | Not Applicable as per Item Classification |  | Not Applicable
955-1855 | 955-1855 | SPA, ENPHASE ENERGY, INC., Manufacturer Rebate for 480-0124, End Date 3/31/2023, Max Qty. 1800, Q-00029625, 4205222 Pro Custom Solar LLC dba Momentum Solar | -409.2 |  | No | Other | Shippable | 0 |  | Not Applicable as per Item Classification |  | Not Applicable
955-1856 | 955-1856 | SPA, ENPHASE ENERGY, INC., Manufacturer Rebate for 480-0133, End Date 3/31/2023, Max Qty. 1800, Q-00029625, 4205222 Pro Custom Solar LLC dba Momentum Solar | -409.2 |  | No | Other | Shippable | 0 |  | Not Applicable as per Item Classification |  | Not Applicable
955-1857 | 955-1857 | SPA, ENPHASE ENERGY, INC., Manufacturer Rebate for 480-0123, End Date 3/31/2023, Max Qty. 1800, Q-00029625, 4205222 Pro Custom Solar LLC dba Momentum Solar | -136.4 |  | No | Other | Shippable | 0 |  | Not Applicable as per Item Classification |  | Not Applicable
955-1858 | 955-1858 | SPA, ENPHASE ENERGY, INC., Manufacturer Rebate for 480-0132, End Date 3/31/2023, Max Qty. 1800, Q-00029625, 4205222 Pro Custom Solar LLC dba Momentum Solar | -136.4 |  | No | Other | Shippable | 0 |  | Not Applicable as per Item Classification |  | Not Applicable
955-1859 | 955-1859 | SPA, ENPHASE ENERGY, INC., Manufacturer Rebate for 570-1142, End Date 3/31/2023, Max Qty. 1800, Q-00029625, 4205222 Pro Custom Solar LLC dba Momentum Solar | -176.62 |  | No | Other | Shippable | 0 |  | Not Applicable as per Item Classification |  | Not Applicable
955-1860 | 955-1860 | SPA, ENPHASE ENERGY, INC., Manufacturer Rebate for 321-0215, End Date 3/31/2023, Max Qty. 1800, Q-00029625, 4205222 Pro Custom Solar LLC dba Momentum Solar | -49.13 |  | No | Other | Shippable | 0 |  | Not Applicable as per Item Classification |  | Not Applicable
955-1861 | 955-1861 | SPA, ENPHASE ENERGY, INC., Manufacturer Rebate for 321-0223, End Date 3/31/2023, Max Qty. 1800, Q-00029625, 4205222 Pro Custom Solar LLC dba Momentum Solar | -52.33 |  | No | Other | Shippable | 0 |  | Not Applicable as per Item Classification |  | Not Applicable
955-1862 | 955-1862 | SPA, ENPHASE ENERGY, INC., Manufacturer Rebate for 321-0216, End Date 3/31/2023, Max Qty. 1800, Q-00029625, 4205222 Pro Custom Solar LLC dba Momentum Solar | -47.77 |  | No | Other | Shippable | 0 |  | Not Applicable as per Item Classification |  | Not Applicable
955-1863 | 955-1863 | SPA, ENPHASE ENERGY, INC., Manufacturer Rebate for 321-0244, End Date 3/31/2023, Max Qty. 1800, Q-00029625, 4205222 Pro Custom Solar LLC dba Momentum Solar | -47.77 |  | No | Other | Shippable | 0 |  | Not Applicable as per Item Classification |  | Not Applicable
955-1864 | 955-1864 | SPA, ENPHASE ENERGY, INC., Manufacturer Rebate for 321-0229, End Date 3/31/2023, Max Qty. 1800, Q-00029625, 4205222 Pro Custom Solar LLC dba Momentum Solar | -59.39 |  | No | Other | Shippable | 0 |  | Not Applicable as per Item Classification |  | Not Applicable
955-1865 | 955-1865 | SPA, ENPHASE ENERGY, INC., Manufacturer Rebate for 321-0230, End Date 3/31/2023, Max Qty. 1800, Q-00029625, 4205222 Pro Custom Solar LLC dba Momentum Solar | -64.71 |  | No | Other | Shippable | 0 |  | Not Applicable as per Item Classification |  | Not Applicable
955-1866 | 955-1866 | SPA, ENPHASE ENERGY, INC., Manufacturer Rebate for 321-0232, End Date 3/31/2023, Max Qty. 1800, Q-00029625, 4205222 Pro Custom Solar LLC dba Momentum Solar | -62 |  | No | Other | Shippable | 0 |  | Not Applicable as per Item Classification |  | Not Applicable
955-1867 | 955-1867 | SPA, ENPHASE ENERGY, INC., Manufacturer Rebate for 321-0233, End Date 3/31/2023, Max Qty. 1800, Q-00029625, 4205222 Pro Custom Solar LLC dba Momentum Solar | -58.62 |  | No | Other | Shippable | 0 |  | Not Applicable as per Item Classification |  | Not Applicable
955-1868 | 955-1868 | SPA, ENPHASE ENERGY, INC., Manufacturer Rebate for 360-0328, End Date 3/31/2023, Max Qty. 1800, Q-00029625, 4205222 Pro Custom Solar LLC dba Momentum Solar | -7.83 |  | No | Other | Shippable | 0 |  | Not Applicable as per Item Classification |  | Not Applicable
955-1869 | 955-1869 | SPA, ENPHASE ENERGY, INC., Manufacturer Rebate for 360-0329, End Date 3/31/2023, Max Qty. 1800, Q-00029625, 4205222 Pro Custom Solar LLC dba Momentum Solar | -8.83 |  | No | Other | Shippable | 0 |  | Not Applicable as per Item Classification |  | Not Applicable
955-1870 | 955-1870 | SPA, ENPHASE ENERGY, INC., Manufacturer Rebate for 360-0338, End Date 3/31/2023, Max Qty. 1800, Q-00029625, 4205222 Pro Custom Solar LLC dba Momentum Solar | -0.18 |  | No | Other | Shippable | 0 |  | Not Applicable as per Item Classification |  | Not Applicable
955-1871 | 955-1871 | SPA, ENPHASE ENERGY, INC., Manufacturer Rebate for 570-1196, End Date 3/31/2023, Max Qty. 1800, Q-00029625, 4205222 Pro Custom Solar LLC dba Momentum Solar | -175.41 |  | No | Other | Shippable | 0 |  | Not Applicable as per Item Classification |  | Not Applicable
955-1872 | 955-1872 | SPA, ENPHASE ENERGY, INC., Manufacturer Rebate for 570-1226, End Date 3/31/2023, Max Qty. 1800, Q-00029625, 4205222 Pro Custom Solar LLC dba Momentum Solar | -175.41 |  | No | Other | Shippable | 0 |  | Not Applicable as per Item Classification |  | Not Applicable
955-1873 | 955-1873 | SPA, ENPHASE ENERGY, INC., Manufacturer Rebate for 480-0133, End Date 3/31/2023, Max Qty. 30, Q-00029456, 203319 Good Faith Energy | -196 |  | No | Other | Shippable | 0 |  | Not Applicable as per Item Classification |  | Not Applicable
955-1874 | 955-1874 | SPA, ENPHASE ENERGY, INC., Manufacturer Rebate for 321-0215, End Date 3/31/2023, Max Qty. 30, Q-00029456, 203319 Good Faith Energy | -15.09 |  | No | Other | Shippable | 0 |  | Not Applicable as per Item Classification |  | Not Applicable
955-1875 | 955-1875 | SPA, ENPHASE ENERGY, INC., Manufacturer Rebate for 321-0223, End Date 3/31/2023, Max Qty. 30, Q-00029456, 203319 Good Faith Energy | -25.5 |  | No | Other | Shippable | 0 |  | Not Applicable as per Item Classification |  | Not Applicable
955-1876 | 955-1876 | SPA, ENPHASE ENERGY, INC., Manufacturer Rebate for 321-0216, End Date 3/31/2023, Max Qty. 30, Q-00029456, 203319 Good Faith Energy | -16.75 |  | No | Other | Shippable | 0 |  | Not Applicable as per Item Classification |  | Not Applicable
955-1877 | 955-1877 | SPA, ENPHASE ENERGY, INC., Manufacturer Rebate for 321-0244, End Date 3/31/2023, Max Qty. 30, Q-00029456, 203319 Good Faith Energy | -16.75 |  | No | Other | Shippable | 0 |  | Not Applicable as per Item Classification |  | Not Applicable
955-1878 | 955-1878 | SPA, ENPHASE ENERGY, INC., Manufacturer Rebate for 321-0229, End Date 3/31/2023, Max Qty. 30, Q-00029456, 203319 Good Faith Energy | -17.33 |  | No | Other | Shippable | 0 |  | Not Applicable as per Item Classification |  | Not Applicable
955-1879 | 955-1879 | SPA, ENPHASE ENERGY, INC., Manufacturer Rebate for 321-0230, End Date 3/31/2023, Max Qty. 30, Q-00029456, 203319 Good Faith Energy | -29.3 |  | No | Other | Shippable | 0 |  | Not Applicable as per Item Classification |  | Not Applicable
955-1880 | 955-1880 | SPA, ENPHASE ENERGY, INC., Manufacturer Rebate for 321-0232, End Date 3/31/2023, Max Qty. 30, Q-00029456, 203319 Good Faith Energy | -28.63 |  | No | Other | Shippable | 0 |  | Not Applicable as per Item Classification |  | Not Applicable
955-1881 | 955-1881 | SPA, ENPHASE ENERGY, INC., Manufacturer Rebate for 321-0233, End Date 3/31/2023, Max Qty. 30, Q-00029456, 203319 Good Faith Energy | -19.25 |  | No | Other | Shippable | 0 |  | Not Applicable as per Item Classification |  | Not Applicable
955-1882 | 955-1882 | SPA, ENPHASE ENERGY, INC., Manufacturer Rebate for 321-0231, End Date 3/31/2023, Max Qty. 30, Q-00029456, 203319 Good Faith Energy | -31.24 |  | No | Other | Shippable | 0 |  | Not Applicable as per Item Classification |  | Not Applicable
955-1883 | 955-1883 | SPA, ENPHASE ENERGY, INC., Manufacturer Rebate for 321-0215, End Date 3/31/2023, Q-00029307, 4205307 That Solar Company LLC | -31.52 |  | No | Other | Shippable | 0 |  | Not Applicable as per Item Classification |  | Not Applicable
955-1884 | 955-1884 | SPA, ENPHASE ENERGY, INC., Manufacturer Rebate for 321-0229, End Date 3/31/2023, Q-00029307, 4205307 That Solar Company LLC | -17.13 |  | No | Other | Shippable | 0 |  | Not Applicable as per Item Classification |  | Not Applicable
955-1885 | 955-1885 | SPA, ENPHASE ENERGY, INC., Manufacturer Rebate for 321-0233, End Date 3/31/2023, Q-00029307, 4205307 That Solar Company LLC | -17.71 |  | No | Other | Shippable | 0 |  | Not Applicable as per Item Classification |  | Not Applicable
955-1886 | 955-1886 | SPA, SOLAREDGE TECHNOLOGIES INC, Manufacturer Rebate for 565-0238, End Date 12/31/2022, SOL1585, 4204821 Tron Solar | -9.48 |  | No | Other | Shippable | 0 |  | Not Applicable as per Item Classification |  | Not Applicable
955-1887 | 955-1887 | SPA, IRONRIDGE, Manufacturer Rebate for 260-0875, End Date 12/31/2022, SPA - IronRidge - Meraki (October - December 2022), 4202957 Meraki Installers LLC -extending date per IR via email to Jan 2023. | -0.63 |  | No | Other | Shippable | 0 |  | Not Applicable as per Item Classification |  | Not Applicable
955-1888 | 955-1888 | SPA, ENPHASE ENERGY, INC., Manufacturer Rebate for 321-0233, End Date 3/31/2023, Q-00030570, 13529 Suntuity Solar LLC | -53.73 |  | No | Other | Shippable | 0 |  | Not Applicable as per Item Classification |  | Not Applicable
955-1889 | 955-1889 | SPA, ENPHASE ENERGY, INC., Manufacturer Rebate for 321-0232, End Date 3/31/2023, Q-00028884, 203313 Sunergy, Inc | -10.14 |  | No | Other | Shippable | 0 |  | Not Applicable as per Item Classification |  | Not Applicable
955-1890 | 955-1890 | SPA, ENPHASE ENERGY, INC., Manufacturer Rebate for 321-0231, End Date 3/31/2023, Q-00028884, 203313 Sunergy, Inc | -10.57 |  | No | Other | Shippable | 0 |  | Not Applicable as per Item Classification |  | Not Applicable
955-1891 | 955-1891 | SPA, ENPHASE ENERGY, INC., Manufacturer Rebate for 321-0244, End Date 3/31/2023, Q-00028884, 203313 Sunergy, Inc | -13.48 |  | No | Other | Shippable | 0 |  | Not Applicable as per Item Classification |  | Not Applicable
955-1892 | 955-1892 | SPA, ENPHASE ENERGY, INC., Manufacturer Rebate for 321-0216, End Date 3/31/2023, Q-00028884, 203313 Sunergy, Inc | -13.48 |  | No | Other | Shippable | 0 |  | Not Applicable as per Item Classification |  | Not Applicable
955-1893 | 955-1893 | SPA, ENPHASE ENERGY, INC., Manufacturer Rebate for 321-0229, End Date 3/31/2023, Q-00029569, 4204494 Evergreen Solar and Construction dba Evergreen Builders | -18.94 |  | No | Other | Shippable | 0 |  | Not Applicable as per Item Classification |  | Not Applicable
955-1894 | 955-1894 | SPA, ENPHASE ENERGY, INC., Manufacturer Rebate for 321-0229, End Date 3/31/2023, Q-00029569, 4204494 Evergreen Solar and Construction dba Evergreen Builders | -18.94 |  | No | Other | Shippable | 0 |  | Not Applicable as per Item Classification |  | Not Applicable
955-1895 | 955-1895 | SPA, ENPHASE ENERGY, INC., Manufacturer Rebate for 321-0230, End Date 3/31/2023, Q-00029569, 4204494 Evergreen Solar and Construction dba Evergreen Builders | -19.57 |  | No | Other | Shippable | 0 |  | Not Applicable as per Item Classification |  | Not Applicable
955-1896 | 955-1896 | SPA, ENPHASE ENERGY, INC., Manufacturer Rebate for 321-0231, End Date 3/31/2023, Q-00029569, 4204494 Evergreen Solar and Construction dba Evergreen Builders | -24.57 |  | No | Other | Shippable | 0 |  | Not Applicable as per Item Classification |  | Not Applicable
955-1897 | 955-1897 | SPA, ENPHASE ENERGY, INC., Manufacturer Rebate for 321-0232, End Date 3/31/2023, Q-00029569, 4204494 Evergreen Solar and Construction dba Evergreen Builders | -19.14 |  | No | Other | Shippable | 0 |  | Not Applicable as per Item Classification |  | Not Applicable
955-1898 | 955-1898 | SPA, ENPHASE ENERGY, INC., Manufacturer Rebate for 321-0233, End Date 3/31/2023, Q-00029569, 4204494 Evergreen Solar and Construction dba Evergreen Builders | -20 |  | No | Other | Shippable | 0 |  | Not Applicable as per Item Classification |  | Not Applicable
955-1899 | 955-1899 | SPA, ENPHASE ENERGY, INC., Manufacturer Rebate for 321-0216, End Date 3/31/2023, Q-00029569, 4204494 Evergreen Solar and Construction dba Evergreen Builders | -13.48 |  | No | Other | Shippable | 0 |  | Not Applicable as per Item Classification |  | Not Applicable
955-1900 | 955-1900 | SPA, ENPHASE ENERGY, INC., Manufacturer Rebate for 321-0244, End Date 3/31/2023, Q-00029569, 4204494 Evergreen Solar and Construction dba Evergreen Builders | -13.48 |  | No | Other | Shippable | 0 |  | Not Applicable as per Item Classification |  | Not Applicable
955-1901 | 955-1901 | SPA, ENPHASE ENERGY, INC., Manufacturer Rebate for 321-0230, End Date 3/31/2022, Q-00029037, 203393 AmeriGreen Builders, Inc | -21.12 |  | No | Other | Shippable | 0 |  | Not Applicable as per Item Classification |  | Not Applicable
955-1902 | 955-1902 | SPA, ENPHASE ENERGY, INC., Manufacturer Rebate for 321-0231, End Date 3/31/2023, Q-00029037, 203393 AmeriGreen Builders, Inc | -21.59 |  | No | Other | Shippable | 0 |  | Not Applicable as per Item Classification |  | Not Applicable
955-1903 | 955-1903 | SPA, ENPHASE ENERGY, INC., Manufacturer Rebate for 321-0232, End Date 3/31/2023, Q-00029037, 203393 AmeriGreen Builders, Inc | -19.35 |  | No | Other | Shippable | 0 |  | Not Applicable as per Item Classification |  | Not Applicable
955-1904 | 955-1904 | SPA, ENPHASE ENERGY, INC., Manufacturer Rebate for 321-0233, End Date 3/31/2023, Q-00029037, 203393 AmeriGreen Builders, Inc | -19.71 |  | No | Other | Shippable | 0 |  | Not Applicable as per Item Classification |  | Not Applicable
955-1905 | 955-1905 | SPA, ENPHASE ENERGY, INC., Manufacturer Rebate for 321-0233, End Date 3/31/2023, Max Qty. 30000, Q-00029503, 4205223 Lumio Inc | -82.8 |  | No | Other | Shippable | 0 |  | Not Applicable as per Item Classification |  | Not Applicable
955-1906 | 955-1906 | SPA, ENPHASE ENERGY, INC., Manufacturer Rebate for 321-0244, End Date 3/31/2023, Q-00029743, 4205145 Titanium Solar LLC | -22.48 |  | No | Other | Shippable | 0 |  | Not Applicable as per Item Classification |  | Not Applicable
955-1907 | 955-1907 | SPA, ENPHASE ENERGY, INC., Manufacturer Rebate for 321-0233, End Date 3/31/2023, Q-00029743, 4205145 Titanium Solar LLC | -30 |  | No | Other | Soligent De-listing | 0 |  | Not Applicable as per Item Classification |  | Not Applicable
955-1908 | 955-1908 | SPA, ENPHASE ENERGY, INC., Manufacturer Rebate for 321-0232, End Date 3/31/2023, Q-00029743, 4205145 Titanium Solar LLC | -35.14 |  | No | Other | Soligent De-listing | 0 |  | Not Applicable as per Item Classification |  | Not Applicable
955-1909 | 955-1909 | SPA, ENPHASE ENERGY, INC., Manufacturer Rebate for 321-0231, End Date 3/31/2023, Q-00029743, 4205145 Titanium Solar LLC | -30.57 |  | No | Other | Soligent De-listing | 0 |  | Not Applicable as per Item Classification |  | Not Applicable
955-1910 | 955-1910 | SPA, ENPHASE ENERGY, INC., Manufacturer Rebate for 321-0230, End Date 3/31/2023, Q-00029743, 4205145 Titanium Solar LLC | -29.57 |  | No | Other | Soligent De-listing | 0 |  | Not Applicable as per Item Classification |  | Not Applicable
955-1911 | 955-1911 | SPA, ENPHASE ENERGY, INC., Manufacturer Rebate for 321-0229, End Date 3/31/2023, Q-00029743, 4205145 Titanium Solar LLC | -27.14 |  | No | Other | Soligent De-listing | 0 |  | Not Applicable as per Item Classification |  | Not Applicable
955-1912 | 955-1912 | SPA, ENPHASE ENERGY, INC., Manufacturer Rebate for 321-0215, End Date 3/31/2023, Q-00029743, 4205145 Titanium Solar LLC | -29.79 |  | No | Other | Shippable | 0 |  | Not Applicable as per Item Classification |  | Not Applicable
955-1913 | 955-1913 | SPA, ENPHASE ENERGY, INC., Manufacturer Rebate for 321-0229, End Date 3/31/2023, Q-00029743, 4205145 Titanium Solar LLC | -14.94 |  | No | Other | Soligent De-listing | 0 |  | Not Applicable as per Item Classification |  | Not Applicable
955-1914 | 955-1914 | SPA, ENPHASE ENERGY, INC., Manufacturer Rebate for 321-0216, End Date 3/31/2023, Q-00029743, 4205145 Titanium Solar LLC | -21.61 |  | No | Other | Soligent De-listing | 0 |  | Not Applicable as per Item Classification |  | Not Applicable
955-1915 | 955-1915 | SPA, ENPHASE ENERGY, INC., Manufacturer Rebate for 321-0215, End Date 3/31/2023, Q-00029743, 4205145 Titanium Solar LLC | -20.79 |  | No | Other | Soligent De-listing | 0 |  | Not Applicable as per Item Classification |  | Not Applicable
955-1916 | 955-1916 | SPA, ENPHASE ENERGY, INC., Manufacturer Rebate for 321-0216, End Date 3/31/2023, Q-00029743, 4205145 Titanium Solar LLC | -25.48 |  | No | Other | Shippable | 0 |  | Not Applicable as per Item Classification |  | Not Applicable
955-1917 | 955-1917 | SPA, ENPHASE ENERGY, INC., Manufacturer Rebate for 321-0244, End Date 3/31/2023, Q-00029037, 203393 AmeriGreen Builders, Inc | -28.11 |  | No | Other | Shippable | 0 |  | Not Applicable as per Item Classification |  | Not Applicable
955-1918 | 955-1918 | SPA, ENPHASE ENERGY, INC., Manufacturer Rebate for 321-0216, End Date 3/31/2023, Q-00029037, 203393 AmeriGreen Builders, Inc | -28.11 |  | No | Other | Shippable | 0 |  | Not Applicable as per Item Classification |  | Not Applicable
955-1919 | 955-1919 | SPA, ENPHASE ENERGY, INC., Manufacturer Rebate for 321-0223, End Date 3/31/2023, Q-00029037, 203393 AmeriGreen Builders, Inc | -31.65 |  | No | Other | Shippable | 0 |  | Not Applicable as per Item Classification |  | Not Applicable
955-1920 | 955-1920 | SPA, ENPHASE ENERGY, INC., Manufacturer Rebate for 321-0233, End Date 3/31/2023, Q-00029691, 4204863 Noble Solar LLC | -20.96 |  | No | Other | Shippable | 0 |  | Not Applicable as per Item Classification |  | Not Applicable
955-1921 | 955-1921 | SPA, REC SOLAR dba REC AMERICAS, LLC, Manufacturer Rebate for 110-1310, End Date 3/31/2023, Max Qty. 100, SPA-000083, 4203233 Ohio Green Wind LLC dba OGW Energy Resources | -32.41 |  | No | Other | Shippable | 0 |  | Not Applicable as per Item Classification |  | Not Applicable
955-1922 | 955-1922 | SPA, ENPHASE ENERGY, INC., Manufacturer Rebate for 321-0244, End Date 3/31/2023, Q-00030519, 4204197 SolKraft Inc. | -15.95 |  | No | Other | Shippable | 0 |  | Not Applicable as per Item Classification |  | Not Applicable
955-1923 | 955-1923 | SPA, ENPHASE ENERGY, INC., Manufacturer Rebate for 321-0216, End Date 3/31/2023, Q-00030519, 4204197 SolKraft Inc. | -15.95 |  | No | Other | Shippable | 0 |  | Not Applicable as per Item Classification |  | Not Applicable
955-1924 | 955-1924 | SPA, REC SOLAR dba REC AMERICAS, LLC, Manufacturer Rebate for 110-1347, End Date 12/31/2023, Dave Macias, 17528 Divine Power USA | -58.5 |  | No | Other | Shippable | 0 |  | Not Applicable as per Item Classification |  | Not Applicable
955-1925 | 955-1925 | SPA, ENPHASE ENERGY, INC., Manufacturer Rebate for 360-0329, End Date 3/31/2023, Q-00030523, 489453 Orbit Energy & Power, LLC-New Jersey | -3.03 |  | No | Other | Shippable | 0 |  | Not Applicable as per Item Classification |  | Not Applicable
955-1926 | 955-1926 | SPA, ENPHASE ENERGY, INC., Manufacturer Rebate for 570-1226, End Date 3/31/2023, Q-00030523, 489453 Orbit Energy & Power, LLC-New Jersey | -109.37 |  | No | Other | Shippable | 0 |  | Not Applicable as per Item Classification |  | Not Applicable
955-1927 | 955-1927 | SPA, ENPHASE ENERGY, INC., Manufacturer Rebate for 321-0233, End Date 3/31/2023, Q-00030523, 489453 Orbit Energy & Power, LLC-New Jersey | -46 |  | No | Other | Shippable | 0 |  | Not Applicable as per Item Classification |  | Not Applicable
955-1928 | 955-1928 | SPA, ENPHASE ENERGY, INC., Manufacturer Rebate for 570-1226, End Date 3/31/2023, Q-00030098, 4988447 Arrowhead Solar LLC dba Arrowpoint Solar | -99.37 |  | No | Other | Shippable | 0 |  | Not Applicable as per Item Classification |  | Not Applicable
955-1929 | 955-1929 | SPA, ENPHASE ENERGY, INC., Manufacturer Rebate for 321-0233, End Date 3/31/2023, Q-00030098, 4988447 Arrowhead Solar LLC dba Arrowpoint Solar | -54 |  | No | Other | Shippable | 0 |  | Not Applicable as per Item Classification |  | Not Applicable
955-1930 | 955-1930 | SPA, ENPHASE ENERGY, INC., Manufacturer Rebate for 321-0233, End Date 3/31/2023, Q-00031243, 4205145 Titanium Solar LLC | -31.5 |  | No | Other | Shippable | 0 |  | Not Applicable as per Item Classification |  | Not Applicable
955-1931 | 955-1931 | SPA, ENPHASE ENERGY, INC., Manufacturer Rebate for 321-0232, End Date 3/31/2023, Q-00031243, 4205145 Titanium Solar LLC | -37.14 |  | No | Other | Shippable | 0 |  | Not Applicable as per Item Classification |  | Not Applicable
955-1932 | 955-1932 | SPA, ENPHASE ENERGY, INC., Manufacturer Rebate for 321-0231, End Date 3/31/2023, Q-00031243, 4205145 Titanium Solar LLC | -32.57 |  | No | Other | Shippable | 0 |  | Not Applicable as per Item Classification |  | Not Applicable
955-1933 | 955-1933 | SPA, ENPHASE ENERGY, INC., Manufacturer Rebate for 321-0230, End Date 3/31/2023, Q-00031243, 4205145 Titanium Solar LLC | -31.57 |  | No | Other | Shippable | 0 |  | Not Applicable as per Item Classification |  | Not Applicable
955-1934 | 955-1934 | SPA, ENPHASE ENERGY, INC., Manufacturer Rebate for 321-0229, End Date 3/31/2023, Q-00031243, 4205145 Titanium Solar LLC | -27.14 |  | No | Other | Shippable | 0 |  | Not Applicable as per Item Classification |  | Not Applicable
955-1935 | 955-1935 | SPA, ENPHASE ENERGY, INC., Manufacturer Rebate for 570-1142, End Date 3/31/2023, Max Qty. 1, SP-2023, 4203363:1 Hytech Solar Inc-Sunnova | -183.89 |  | No | Other | Shippable | 0 |  | Not Applicable as per Item Classification |  | Not Applicable
955-1936 | 955-1936 | SPA, REC SOLAR dba REC AMERICAS, LLC, Manufacturer Rebate for 110-1382, End Date 3/31/2023, SPA-000587, 6516 Gigawatt Operations Inc dba SOL-UP LLC | -110.19 |  | No | Other | Shippable | 0 |  | Not Applicable as per Item Classification |  | Not Applicable
955-1937 | 955-1937 | SPA, ENPHASE ENERGY, INC., Manufacturer Rebate for 570-1222, End Date 3/31/2023, Q-00030570, 13529 Suntuity Solar LLC | -81.35 |  | No | Other | Shippable | 0 |  | Not Applicable as per Item Classification |  | Not Applicable
955-1938 | 955-1938 | SPA, ENPHASE ENERGY, INC., Manufacturer Rebate for 570-1226, End Date 3/31/2023, Q-00030570, 13529 Suntuity Solar LLC | -129.68 |  | No | Other | Shippable | 0 |  | Not Applicable as per Item Classification |  | Not Applicable
955-1939 | 955-1939 | SPA, IRONRIDGE Manufacturer Rebate for # DS-550-0382, End Date 03/31/2023, Max Qty. , , 203377 Krannich Solar West LLC | -1.3686 |  | No | Other | Shippable | 0 |  | Not Applicable as per Item Classification |  | Not Applicable
955-1940 | 955-1940 | SPA, IRONRIDGE Manufacturer Rebate for # DS-220-0359, End Date 03/31/2023, Max Qty. , , 203377 Krannich Solar West LLC | -17.7881 |  | No | Other | Shippable | 0 |  | Not Applicable as per Item Classification |  | Not Applicable
955-1941 | 955-1941 | SPA, IRONRIDGE Manufacturer Rebate for # DS-220-0349, End Date 03/31/2023, Max Qty. , , 203377 Krannich Solar West LLC | -4.7912 |  | No | Other | Shippable | 0 |  | Not Applicable as per Item Classification |  | Not Applicable
955-1942 | 955-1942 | SPA, IRONRIDGE Manufacturer Rebate for # DS-220-0714, End Date 03/31/2023, Max Qty. , , 203377 Krannich Solar West LLC | -22.4697 |  | No | Other | Shippable | 0 |  | Not Applicable as per Item Classification |  | Not Applicable
955-1943 | 955-1943 | SPA, IRONRIDGE Manufacturer Rebate for # DS-220-0360, End Date 03/31/2023, Max Qty. , , 203377 Krannich Solar West LLC | -20.593 |  | No | Other | Shippable | 0 |  | Not Applicable as per Item Classification |  | Not Applicable
955-1944 | 955-1944 | SPA, IRONRIDGE Manufacturer Rebate for # DS-220-0350, End Date 03/31/2023, Max Qty. , , 203377 Krannich Solar West LLC | -6.2258 |  | No | Other | Shippable | 0 |  | Not Applicable as per Item Classification |  | Not Applicable
955-1945 | 955-1945 | SPA, IRONRIDGE Manufacturer Rebate for # DS-220-0361, End Date 03/31/2023, Max Qty. , , 203377 Krannich Solar West LLC | -26.6871 |  | No | Other | Shippable | 0 |  | Not Applicable as per Item Classification |  | Not Applicable
955-1946 | 955-1946 | SPA, IRONRIDGE Manufacturer Rebate for # DS-212-0000, End Date 03/31/2023, Max Qty. , , 203377 Krannich Solar West LLC | -0.80166 |  | No | Other | Shippable | 0 |  | Not Applicable as per Item Classification |  | Not Applicable
955-1947 | 955-1947 | SPA, IRONRIDGE Manufacturer Rebate for # DS-270-0152, End Date 03/31/2023, Max Qty. , , 203377 Krannich Solar West LLC | -0.34643 |  | No | Other | Shippable | 0 |  | Not Applicable as per Item Classification |  | Not Applicable
955-1948 | 955-1948 | SPA, IRONRIDGE Manufacturer Rebate for # DS-590-0115, End Date 03/31/2023, Max Qty. , , 203377 Krannich Solar West LLC | -0.96702 |  | No | Other | Shippable | 0 |  | Not Applicable as per Item Classification |  | Not Applicable
955-1949 | 955-1949 | SPA, IRONRIDGE Manufacturer Rebate for # DS-590-0116, End Date 03/31/2023, Max Qty. , , 203377 Krannich Solar West LLC | -0.52304 |  | No | Other | Shippable | 0 |  | Not Applicable as per Item Classification |  | Not Applicable
955-1950 | 955-1950 | SPA, IRONRIDGE Manufacturer Rebate for # DS-250-1052, End Date 03/31/2023, Max Qty. , , 203377 Krannich Solar West LLC | -5.301 |  | No | Other | Shippable | 0 |  | Not Applicable as per Item Classification |  | Not Applicable
955-1951 | 955-1951 | SPA, IRONRIDGE Manufacturer Rebate for # DS-250-1051, End Date 03/31/2023, Max Qty. , , 203377 Krannich Solar West LLC | -5.301 |  | No | Other | Shippable | 0 |  | Not Applicable as per Item Classification |  | Not Applicable
955-1952 | 955-1952 | SPA, IRONRIDGE Manufacturer Rebate for # DS-260-0175, End Date 03/31/2023, Max Qty. , , 203377 Krannich Solar West LLC | -0.41486 |  | No | Other | Shippable | 0 |  | Not Applicable as per Item Classification |  | Not Applicable
955-1953 | 955-1953 | SPA, IRONRIDGE Manufacturer Rebate for # DS-250-1054, End Date 03/31/2023, Max Qty. , , 203377 Krannich Solar West LLC | -0.3655 |  | No | Other | Shippable | 0 |  | Not Applicable as per Item Classification |  | Not Applicable
955-1954 | 955-1954 | SPA, IRONRIDGE Manufacturer Rebate for # DS-250-1053, End Date 03/31/2023, Max Qty. , , 203377 Krannich Solar West LLC | -10.0574 |  | No | Other | Shippable | 0 |  | Not Applicable as per Item Classification |  | Not Applicable
955-1955 | 955-1955 | SPA, IRONRIDGE Manufacturer Rebate for # DS-550-0287, End Date 03/31/2023, Max Qty. , , 203377 Krannich Solar West LLC | -0.087431 |  | No | Other | Shippable | 0 |  | Not Applicable as per Item Classification |  | Not Applicable
955-1956 | 955-1956 | SPA, IRONRIDGE Manufacturer Rebate for # DS-250-1055, End Date 03/31/2023, Max Qty. , , 203377 Krannich Solar West LLC | -1.3444 |  | No | Other | Shippable | 0 |  | Not Applicable as per Item Classification |  | Not Applicable
955-1957 | 955-1957 | SPA, IRONRIDGE Manufacturer Rebate for # DS-590-0119, End Date 03/31/2023, Max Qty. , , 203377 Krannich Solar West LLC | -0.45715 |  | No | Other | Shippable | 0 |  | Not Applicable as per Item Classification |  | Not Applicable
955-1958 | 955-1958 | SPA, IRONRIDGE Manufacturer Rebate for # DS-590-0120, End Date 03/31/2023, Max Qty. , , 203377 Krannich Solar West LLC | -1.0605 |  | No | Other | Shippable | 0 |  | Not Applicable as per Item Classification |  | Not Applicable
955-1959 | 955-1959 | SPA, IRONRIDGE Manufacturer Rebate for # DS-260-0169, End Date 03/31/2023, Max Qty. , , 203377 Krannich Solar West LLC | -0.32697 |  | No | Other | Shippable | 0 |  | Not Applicable as per Item Classification |  | Not Applicable
955-1960 | 955-1960 | SPA, IRONRIDGE Manufacturer Rebate for # DS-260-0170, End Date 03/31/2023, Max Qty. , , 203377 Krannich Solar West LLC | -0.32697 |  | No | Other | Shippable | 0 |  | Not Applicable as per Item Classification |  | Not Applicable
955-1961 | 955-1961 | SPA, IRONRIDGE Manufacturer Rebate for # DS-260-0171, End Date 03/31/2023, Max Qty. , , 203377 Krannich Solar West LLC | -0.32697 |  | No | Other | Shippable | 0 |  | Not Applicable as per Item Classification |  | Not Applicable
955-1962 | 955-1962 | SPA, IRONRIDGE Manufacturer Rebate for # DS-260-0172, End Date 03/31/2023, Max Qty. , , 203377 Krannich Solar West LLC | -0.32697 |  | No | Other | Shippable | 0 |  | Not Applicable as per Item Classification |  | Not Applicable
955-1963 | 955-1963 | SPA, IRONRIDGE Manufacturer Rebate for # DS-260-0173, End Date 03/31/2023, Max Qty. , , 203377 Krannich Solar West LLC | -0.32697 |  | No | Other | Shippable | 0 |  | Not Applicable as per Item Classification |  | Not Applicable
955-1964 | 955-1964 | SPA, IRONRIDGE Manufacturer Rebate for # DS-260-0174, End Date 03/31/2023, Max Qty. , , 203377 Krannich Solar West LLC | -0.32697 |  | No | Other | Shippable | 0 |  | Not Applicable as per Item Classification |  | Not Applicable
955-1965 | 955-1965 | SPA, IRONRIDGE Manufacturer Rebate for # DS-260-0281, End Date 03/31/2023, Max Qty. , , 203377 Krannich Solar West LLC | -0.72725 |  | No | Other | Shippable | 0 |  | Not Applicable as per Item Classification |  | Not Applicable
955-1966 | 955-1966 | SPA, IRONRIDGE Manufacturer Rebate for # DS-270-0161, End Date 03/31/2023, Max Qty. , , 203377 Krannich Solar West LLC | -1.2801 |  | No | Other | Shippable | 0 |  | Not Applicable as per Item Classification |  | Not Applicable
955-1967 | 955-1967 | SPA, IRONRIDGE Manufacturer Rebate for # DS-270-0160, End Date 03/31/2023, Max Qty. , , 203377 Krannich Solar West LLC | -3.4367 |  | No | Other | Shippable | 0 |  | Not Applicable as per Item Classification |  | Not Applicable
955-1968 | 955-1968 | SPA, IRONRIDGE Manufacturer Rebate for # DS-270-0942, End Date 03/31/2023, Max Qty. , , 203377 Krannich Solar West LLC | -7.3576 |  | No | Other | Shippable | 0 |  | Not Applicable as per Item Classification |  | Not Applicable
955-1969 | 955-1969 | SPA, IRONRIDGE Manufacturer Rebate for # DS-590-0118, End Date 03/31/2023, Max Qty. , , 203377 Krannich Solar West LLC | -0.46934 |  | No | Other | Shippable | 0 |  | Not Applicable as per Item Classification |  | Not Applicable
955-1970 | 955-1970 | SPA, IRONRIDGE Manufacturer Rebate for # DS-260-0585, End Date 03/31/2023, Max Qty. , , 203377 Krannich Solar West LLC | -1.2483 |  | No | Other | Shippable | 0 |  | Not Applicable as per Item Classification |  | Not Applicable
955-1971 | 955-1971 | SPA, IRONRIDGE Manufacturer Rebate for # DS-260-0584, End Date 03/31/2023, Max Qty. , , 203377 Krannich Solar West LLC | -1.3944 |  | No | Other | Shippable | 0 |  | Not Applicable as per Item Classification |  | Not Applicable
955-1972 | 955-1972 | SPA, IRONRIDGE Manufacturer Rebate for # DS-271-0008, End Date 03/31/2023, Max Qty. , , 203377 Krannich Solar West LLC | -2.9589 |  | No | Other | Shippable | 0 |  | Not Applicable as per Item Classification |  | Not Applicable
955-1973 | 955-1973 | SPA, IRONRIDGE Manufacturer Rebate for # DS-271-0010, End Date 03/31/2023, Max Qty. , , 203377 Krannich Solar West LLC | -1.8083 |  | No | Other | Shippable | 0 |  | Not Applicable as per Item Classification |  | Not Applicable
955-1974 | 955-1974 | SPA, IRONRIDGE Manufacturer Rebate for # DS-271-0015, End Date 03/31/2023, Max Qty. , , 203377 Krannich Solar West LLC | -1.5819 |  | No | Other | Shippable | 0 |  | Not Applicable as per Item Classification |  | Not Applicable
955-1975 | 955-1975 | SPA, IRONRIDGE Manufacturer Rebate for # DS-271-0014, End Date 03/31/2023, Max Qty. , , 203377 Krannich Solar West LLC | -1.5819 |  | No | Other | Shippable | 0 |  | Not Applicable as per Item Classification |  | Not Applicable
955-1976 | 955-1976 | SPA, IRONRIDGE Manufacturer Rebate for # DS-271-0009, End Date 03/31/2023, Max Qty. , , 203377 Krannich Solar West LLC | -1.5819 |  | No | Other | Shippable | 0 |  | Not Applicable as per Item Classification |  | Not Applicable
955-1977 | 955-1977 | SPA, IRONRIDGE Manufacturer Rebate for # DS-271-0012, End Date 03/31/2023, Max Qty. , , 203377 Krannich Solar West LLC | -1.5819 |  | No | Other | Shippable | 0 |  | Not Applicable as per Item Classification |  | Not Applicable
955-1978 | 955-1978 | SPA, IRONRIDGE Manufacturer Rebate for # DS-270-1033, End Date 03/31/2023, Max Qty. , , 203377 Krannich Solar West LLC | -2.5005 |  | No | Other | Shippable | 0 |  | Not Applicable as per Item Classification |  | Not Applicable
955-1979 | 955-1979 | SPA, IRONRIDGE Manufacturer Rebate for # DS-270-1032, End Date 03/31/2023, Max Qty. , , 203377 Krannich Solar West LLC | -2.3391 |  | No | Other | Shippable | 0 |  | Not Applicable as per Item Classification |  | Not Applicable
955-1980 | 955-1980 | SPA, IRONRIDGE Manufacturer Rebate for # DS-220-0715, End Date 03/31/2023, Max Qty. , , 203377 Krannich Solar West LLC | -1.2232 |  | No | Other | Shippable | 0 |  | Not Applicable as per Item Classification |  | Not Applicable
955-1981 | 955-1981 | SPA, IRONRIDGE Manufacturer Rebate for # DS-220-0716, End Date 03/31/2023, Max Qty. , , 203377 Krannich Solar West LLC | -1.2232 |  | No | Other | Shippable | 0 |  | Not Applicable as per Item Classification |  | Not Applicable
955-1982 | 955-1982 | SPA, IRONRIDGE Manufacturer Rebate for # DS-212-0002, End Date 03/31/2023, Max Qty. , , 203377 Krannich Solar West LLC | -1.4642 |  | No | Other | Shippable | 0 |  | Not Applicable as per Item Classification |  | Not Applicable
955-1983 | 955-1983 | SPA, IRONRIDGE Manufacturer Rebate for # DS-212-0003, End Date 03/31/2023, Max Qty. , , 203377 Krannich Solar West LLC | -1.537 |  | No | Other | Shippable | 0 |  | Not Applicable as per Item Classification |  | Not Applicable
955-1984 | 955-1984 | SPA, IRONRIDGE Manufacturer Rebate for # DS-212-0004, End Date 03/31/2023, Max Qty. , , 203377 Krannich Solar West LLC | -1.5446 |  | No | Other | Shippable | 0 |  | Not Applicable as per Item Classification |  | Not Applicable
955-1985 | 955-1985 | SPA, IRONRIDGE Manufacturer Rebate for # DS-212-0005, End Date 03/31/2023, Max Qty. , , 203377 Krannich Solar West LLC | -1.5446 |  | No | Other | Shippable | 0 |  | Not Applicable as per Item Classification |  | Not Applicable
955-1986 | 955-1986 | SPA, IRONRIDGE Manufacturer Rebate for # DS-211-0096, End Date 03/31/2023, Max Qty. , , 203377 Krannich Solar West LLC | -0.67334 |  | No | Other | Shippable | 0 |  | Not Applicable as per Item Classification |  | Not Applicable
955-1987 | 955-1987 | SPA, IRONRIDGE Manufacturer Rebate for # DS-211-0095, End Date 03/31/2023, Max Qty. , , 203377 Krannich Solar West LLC | -0.61295 |  | No | Other | Shippable | 0 |  | Not Applicable as per Item Classification |  | Not Applicable
955-1988 | 955-1988 | SPA, IRONRIDGE Manufacturer Rebate for # DS-590-0121, End Date 03/31/2023, Max Qty. , , 203377 Krannich Solar West LLC | -0.63417 |  | No | Other | Shippable | 0 |  | Not Applicable as per Item Classification |  | Not Applicable
955-1989 | 955-1989 | SPA, IRONRIDGE Manufacturer Rebate for # DS-270-0941, End Date 03/31/2023, Max Qty. , , 203377 Krannich Solar West LLC | -0.63808 |  | No | Other | Shippable | 0 |  | Not Applicable as per Item Classification |  | Not Applicable
955-1990 | 955-1990 | SPA, IRONRIDGE Manufacturer Rebate for # DS-210-0674, End Date 03/31/2023, Max Qty. , , 203377 Krannich Solar West LLC | -1.2198 |  | No | Other | Shippable | 0 |  | Not Applicable as per Item Classification |  | Not Applicable
955-1991 | 955-1991 | SPA, IRONRIDGE Manufacturer Rebate for # DS-211-0064, End Date 03/31/2023, Max Qty. , , 203377 Krannich Solar West LLC | -0.1686 |  | No | Other | Shippable | 0 |  | Not Applicable as per Item Classification |  | Not Applicable
955-1993 | 955-1993 | SPA, IRONRIDGE Manufacturer Rebate for # DS-211-0057, End Date 03/31/2023, Max Qty. , , 203377 Krannich Solar West LLC | -0.17875 |  | No | Other | Shippable | 0 |  | Not Applicable as per Item Classification |  | Not Applicable
955-1994 | 955-1994 | SPA, IRONRIDGE Manufacturer Rebate for # DS-211-0058, End Date 03/31/2023, Max Qty. , , 203377 Krannich Solar West LLC | -0.18137 |  | No | Other | Shippable | 0 |  | Not Applicable as per Item Classification |  | Not Applicable
955-1995 | 955-1995 | SPA, IRONRIDGE Manufacturer Rebate for # DS-270-0902, End Date 03/31/2023, Max Qty. , , 203377 Krannich Solar West LLC | -0.87569 |  | No | Other | Shippable | 0 |  | Not Applicable as per Item Classification |  | Not Applicable
955-1996 | 955-1996 | SPA, IRONRIDGE Manufacturer Rebate for # DS-270-0776, End Date 03/31/2023, Max Qty. , , 203377 Krannich Solar West LLC | -1.56 |  | No | Other | Shippable | 0 |  | Not Applicable as per Item Classification |  | Not Applicable
955-1997 | 955-1997 | SPA, IRONRIDGE Manufacturer Rebate for # DS-270-0870, End Date 03/31/2023, Max Qty. , , 203377 Krannich Solar West LLC | -2.6314 |  | No | Other | Shippable | 0 |  | Not Applicable as per Item Classification |  | Not Applicable
955-1998 | 955-1998 | SPA, IRONRIDGE Manufacturer Rebate for # DS-210-1040, End Date 03/31/2023, Max Qty. , , 203377 Krannich Solar West LLC | 0.034852 |  | No | Other | Shippable | 0 |  | Not Applicable as per Item Classification |  | Not Applicable
955-1999 | 955-1999 | SPA, IRONRIDGE Manufacturer Rebate for # DS-210-1044, End Date 03/31/2023, Max Qty. , , 203377 Krannich Solar West LLC | 0.034852 |  | No | Other | Shippable | 0 |  | Not Applicable as per Item Classification |  | Not Applicable
955-2000 | 955-2000 | SPA, IRONRIDGE Manufacturer Rebate for # DS-210-1042, End Date 03/31/2023, Max Qty. , , 203377 Krannich Solar West LLC | 0.034852 |  | No | Other | Shippable | 0 |  | Not Applicable as per Item Classification |  | Not Applicable
955-2001 | 955-2001 | SPA, IRONRIDGE Manufacturer Rebate for # DS-270-0182, End Date 03/31/2023, Max Qty. , , 203377 Krannich Solar West LLC | -1.6539 |  | No | Other | Shippable | 0 |  | Not Applicable as per Item Classification |  | Not Applicable
955-2002 | 955-2002 | SPA, IRONRIDGE Manufacturer Rebate for # DS-210-0579, End Date 03/31/2023, Max Qty. , , 203377 Krannich Solar West LLC | -3.9966 |  | No | Other | Shippable | 0 |  | Not Applicable as per Item Classification |  | Not Applicable
955-2003 | 955-2003 | SPA, IRONRIDGE Manufacturer Rebate for # DS-270-1046, End Date 03/31/2023, Max Qty. , , 203377 Krannich Solar West LLC | -0.98823 |  | No | Other | Shippable | 0 |  | Not Applicable as per Item Classification |  | Not Applicable
955-2004 | 955-2004 | SPA, IRONRIDGE Manufacturer Rebate for # DS-270-1045, End Date 03/31/2023, Max Qty. , , 203377 Krannich Solar West LLC | -0.92668 |  | No | Other | Shippable | 0 |  | Not Applicable as per Item Classification |  | Not Applicable
955-2005 | 955-2005 | SPA, IRONRIDGE Manufacturer Rebate for # DS-270-0145, End Date 03/31/2023, Max Qty. , , 203377 Krannich Solar West LLC | -0.785 |  | No | Other | Shippable | 0 |  | Not Applicable as per Item Classification |  | Not Applicable
955-2010 | 955-2010 | SPA, IRONRIDGE Manufacturer Rebate for # DS-270-0725, End Date 03/31/2023, Max Qty. , , 203377 Krannich Solar West LLC | -2.9516 |  | No | Other | Shippable | 0 |  | Not Applicable as per Item Classification |  | Not Applicable
955-2011 | 955-2011 | SPA, IRONRIDGE Manufacturer Rebate for # DS-270-0746, End Date 03/31/2023, Max Qty. , , 203377 Krannich Solar West LLC | -4.3074 |  | No | Other | Shippable | 0 |  | Not Applicable as per Item Classification |  | Not Applicable
955-2012 | 955-2012 | SPA, IRONRIDGE Manufacturer Rebate for # DS-510-0258, End Date 03/31/2023, Max Qty. , , 203377 Krannich Solar West LLC | -7.5652 |  | No | Other | Shippable | 0 |  | Not Applicable as per Item Classification |  | Not Applicable
955-2013 | 955-2013 | SPA, IRONRIDGE Manufacturer Rebate for # DS-211-0240, End Date 03/31/2023, Max Qty. , , 203377 Krannich Solar West LLC | -0.54383 |  | No | Other | Shippable | 0 |  | Not Applicable as per Item Classification |  | Not Applicable
955-2014 | 955-2014 | SPA, IRONRIDGE Manufacturer Rebate for # DS-211-0061, End Date 03/31/2023, Max Qty. , , 203377 Krannich Solar West LLC | -0.10347 |  | No | Other | Shippable | 0 |  | Not Applicable as per Item Classification |  | Not Applicable
955-2015 | 955-2015 | SPA, IRONRIDGE Manufacturer Rebate for # DS-211-0039, End Date 03/31/2023, Max Qty. , , 203377 Krannich Solar West LLC | -0.43131 |  | No | Other | Shippable | 0 |  | Not Applicable as per Item Classification |  | Not Applicable
955-2016 | 955-2016 | SPA, IRONRIDGE Manufacturer Rebate for # DS-211-0042, End Date 03/31/2023, Max Qty. , , 203377 Krannich Solar West LLC | -0.50105 |  | No | Other | Shippable | 0 |  | Not Applicable as per Item Classification |  | Not Applicable
955-2017 | 955-2017 | SPA, IRONRIDGE Manufacturer Rebate for # DS-210-1049, End Date 03/31/2023, Max Qty. , , 203377 Krannich Solar West LLC | -2.4405 |  | No | Other | Shippable | 0 |  | Not Applicable as per Item Classification |  | Not Applicable
955-2018 | 955-2018 | SPA, IRONRIDGE Manufacturer Rebate for # DS-260-0093, End Date 03/31/2023, Max Qty. , , 203377 Krannich Solar West LLC | -0.32888 |  | No | Other | Shippable | 0 |  | Not Applicable as per Item Classification |  | Not Applicable
955-2019 | 955-2019 | SPA, IRONRIDGE Manufacturer Rebate for # DS-260-0099, End Date 03/31/2023, Max Qty. , , 203377 Krannich Solar West LLC | -0.34315 |  | No | Other | Shippable | 0 |  | Not Applicable as per Item Classification |  | Not Applicable
955-2024 | 955-2024 | SPA, IRONRIDGE Manufacturer Rebate for # DS-270-0898, End Date 03/31/2023, Max Qty. , , 203377 Krannich Solar West LLC | -1.4027 |  | No | Other | Shippable | 0 |  | Not Applicable as per Item Classification |  | Not Applicable
955-2025 | 955-2025 | SPA, IRONRIDGE Manufacturer Rebate for # Ds-270-0899, End Date 03/31/2023, Max Qty. , , 203377 Krannich Solar West LLC | -1.522 |  | No | Other | Shippable | 0 |  | Not Applicable as per Item Classification |  | Not Applicable
955-2026 | 955-2026 | SPA, IRONRIDGE Manufacturer Rebate for # DS-270-0157, End Date 03/31/2023, Max Qty. , , 203377 Krannich Solar West LLC | -1.5803 |  | No | Other | Shippable | 0 |  | Not Applicable as per Item Classification |  | Not Applicable
955-2027 | 955-2027 | SPA, IRONRIDGE Manufacturer Rebate for # DS-270-0901, End Date 03/31/2023, Max Qty. , , 203377 Krannich Solar West LLC | -1.522 |  | No | Other | Shippable | 0 |  | Not Applicable as per Item Classification |  | Not Applicable
955-2028 | 955-2028 | SPA, IRONRIDGE Manufacturer Rebate for # DS-270-0159, End Date 03/31/2023, Max Qty. , , 203377 Krannich Solar West LLC | -1.5803 |  | No | Other | Shippable | 0 |  | Not Applicable as per Item Classification |  | Not Applicable
955-2029 | 955-2029 | SPA, IRONRIDGE Manufacturer Rebate for # DS-270-0900, End Date 03/31/2023, Max Qty. , , 203377 Krannich Solar West LLC | -1.522 |  | No | Other | Shippable | 0 |  | Not Applicable as per Item Classification |  | Not Applicable
955-2030 | 955-2030 | SPA, IRONRIDGE Manufacturer Rebate for # DS-270-0158, End Date 03/31/2023, Max Qty. , , 203377 Krannich Solar West LLC | -1.5803 |  | No | Other | Shippable | 0 |  | Not Applicable as per Item Classification |  | Not Applicable
955-2031 | 955-2031 | SPA, IRONRIDGE Manufacturer Rebate for # DS-210-0949, End Date 03/31/2023, Max Qty. , , 203377 Krannich Solar West LLC | -4.0053 |  | No | Other | Shippable | 0 |  | Not Applicable as per Item Classification |  | Not Applicable
955-2033 | 955-2033 | SPA, IRONRIDGE Manufacturer Rebate for # DS-211-0481, End Date 03/31/2023, Max Qty. , , 203377 Krannich Solar West LLC | -3.2291 |  | No | Other | Shippable | 0 |  | Not Applicable as per Item Classification |  | Not Applicable
955-2034 | 955-2034 | SPA, IRONRIDGE Manufacturer Rebate for # DS-211-0482, End Date 03/31/2023, Max Qty. , , 203377 Krannich Solar West LLC | -3.603 |  | No | Other | Shippable | 0 |  | Not Applicable as per Item Classification |  | Not Applicable
955-2035 | 955-2035 | SPA, IRONRIDGE Manufacturer Rebate for # DS-211-0483, End Date 03/31/2023, Max Qty. , , 203377 Krannich Solar West LLC | -3.8606 |  | No | Other | Shippable | 0 |  | Not Applicable as per Item Classification |  | Not Applicable
955-2036 | 955-2036 | SPA, IRONRIDGE Manufacturer Rebate for # DS-211-0484, End Date 03/31/2023, Max Qty. , , 203377 Krannich Solar West LLC | -4.0584 |  | No | Other | Shippable | 0 |  | Not Applicable as per Item Classification |  | Not Applicable
955-2037 | 955-2037 | SPA, IRONRIDGE Manufacturer Rebate for # DS-211-0485, End Date 03/31/2023, Max Qty. , , 203377 Krannich Solar West LLC | -4.2608 |  | No | Other | Shippable | 0 |  | Not Applicable as per Item Classification |  | Not Applicable
955-2038 | 955-2038 | SPA, IRONRIDGE Manufacturer Rebate for # DS-260-0101, End Date 03/31/2023, Max Qty. , , 203377 Krannich Solar West LLC | -0.78261 |  | No | Other | Shippable | 0 |  | Not Applicable as per Item Classification |  | Not Applicable
955-2039 | 955-2039 | SPA, IRONRIDGE Manufacturer Rebate for # DS-260-0102, End Date 03/31/2023, Max Qty. , , 203377 Krannich Solar West LLC | -0.84317 |  | No | Other | Shippable | 0 |  | Not Applicable as per Item Classification |  | Not Applicable
955-2040 | 955-2040 | SPA, IRONRIDGE Manufacturer Rebate for # DS-260-0104, End Date 03/31/2023, Max Qty. , , 203377 Krannich Solar West LLC | -0.069849 |  | No | Other | Shippable | 0 |  | Not Applicable as per Item Classification |  | Not Applicable
955-2041 | 955-2041 | SPA, IRONRIDGE Manufacturer Rebate for # DS-260-0103, End Date 03/31/2023, Max Qty. , , 203377 Krannich Solar West LLC | -0.3103 |  | No | Other | Shippable | 0 |  | Not Applicable as per Item Classification |  | Not Applicable
955-2042 | 955-2042 | SPA, IRONRIDGE Manufacturer Rebate for # DS-260-0106, End Date 03/31/2023, Max Qty. , , 203377 Krannich Solar West LLC | -0.31985 |  | No | Other | Shippable | 0 |  | Not Applicable as per Item Classification |  | Not Applicable
955-2043 | 955-2043 | SPA, IRONRIDGE Manufacturer Rebate for # DS-260-0105, End Date 03/31/2023, Max Qty. , , 203377 Krannich Solar West LLC | -0.1003 |  | No | Other | Shippable | 0 |  | Not Applicable as per Item Classification |  | Not Applicable
955-2044 | 955-2044 | SPA, IRONRIDGE Manufacturer Rebate for # DS-260-0108, End Date 03/31/2023, Max Qty. , , 203377 Krannich Solar West LLC | -0.2759 |  | No | Other | Shippable | 0 |  | Not Applicable as per Item Classification |  | Not Applicable
955-2045 | 955-2045 | SPA, IRONRIDGE Manufacturer Rebate for # DS-260-0107, End Date 03/31/2023, Max Qty. , , 203377 Krannich Solar West LLC | -0.2503 |  | No | Other | Shippable | 0 |  | Not Applicable as per Item Classification |  | Not Applicable
955-2046 | 955-2046 | SPA, IRONRIDGE Manufacturer Rebate for # DS-260-0110, End Date 03/31/2023, Max Qty. , , 203377 Krannich Solar West LLC | -0.31985 |  | No | Other | Shippable | 0 |  | Not Applicable as per Item Classification |  | Not Applicable
955-2047 | 955-2047 | SPA, IRONRIDGE Manufacturer Rebate for # DS-260-0109, End Date 03/31/2023, Max Qty. , , 203377 Krannich Solar West LLC | -0.3103 |  | No | Other | Shippable | 0 |  | Not Applicable as per Item Classification |  | Not Applicable
955-2048 | 955-2048 | SPA, IRONRIDGE Manufacturer Rebate for # DS-260-0112, End Date 03/31/2023, Max Qty. , , 203377 Krannich Solar West LLC | -0.065905 |  | No | Other | Shippable | 0 |  | Not Applicable as per Item Classification |  | Not Applicable
955-2049 | 955-2049 | SPA, IRONRIDGE Manufacturer Rebate for # DS-260-0111, End Date 03/31/2023, Max Qty. , , 203377 Krannich Solar West LLC | -0.3103 |  | No | Other | Shippable | 0 |  | Not Applicable as per Item Classification |  | Not Applicable
955-2050 | 955-2050 | SPA, IRONRIDGE Manufacturer Rebate for # DS-260-0114, End Date 03/31/2023, Max Qty. , , 203377 Krannich Solar West LLC | -0.31985 |  | No | Other | Shippable | 0 |  | Not Applicable as per Item Classification |  | Not Applicable
955-2051 | 955-2051 | SPA, IRONRIDGE Manufacturer Rebate for # DS-260-0113, End Date 03/31/2023, Max Qty. , , 203377 Krannich Solar West LLC | -0.3103 |  | No | Other | Shippable | 0 |  | Not Applicable as per Item Classification |  | Not Applicable
955-2054 | 955-2054 | SPA, IRONRIDGE Manufacturer Rebate for # DS-260-0118, End Date 03/31/2023, Max Qty. , , 203377 Krannich Solar West LLC | -0.34435 |  | No | Other | Shippable | 0 |  | Not Applicable as per Item Classification |  | Not Applicable
955-2055 | 955-2055 | SPA, IRONRIDGE Manufacturer Rebate for # DS-260-0117, End Date 03/31/2023, Max Qty. , , 203377 Krannich Solar West LLC | -0.2429 |  | No | Other | Shippable | 0 |  | Not Applicable as per Item Classification |  | Not Applicable
955-2056 | 955-2056 | SPA, IRONRIDGE Manufacturer Rebate for # DS-210-1007, End Date 03/31/2023, Max Qty. , , 203377 Krannich Solar West LLC | -2.729 |  | No | Other | Shippable | 0 |  | Not Applicable as per Item Classification |  | Not Applicable
955-2057 | 955-2057 | SPA, IRONRIDGE Manufacturer Rebate for # DS-210-1008, End Date 03/31/2023, Max Qty. , , 203377 Krannich Solar West LLC | -6.8328 |  | No | Other | Shippable | 0 |  | Not Applicable as per Item Classification |  | Not Applicable
955-2058 | 955-2058 | SPA, IRONRIDGE Manufacturer Rebate for # DS-210-1009, End Date 03/31/2023, Max Qty. , , 203377 Krannich Solar West LLC | -8.2762 |  | No | Other | Shippable | 0 |  | Not Applicable as per Item Classification |  | Not Applicable
955-2059 | 955-2059 | SPA, Manufacturer Rebate for # DS-211-0501, End Date 03/31/2023, Max Qty. , , 203377 Krannich Solar West LLC | -2.093 |  | No | Other | Shippable | 0 |  | Not Applicable as per Item Classification |  | Not Applicable
955-2060 | 955-2060 | SPA, Manufacturer Rebate for # DS-211-0521, End Date 03/31/2023, Max Qty. , , 203377 Krannich Solar West LLC | -1.4925 |  | No | Other | Shippable | 0 |  | Not Applicable as per Item Classification |  | Not Applicable
955-2062 | 955-2062 | SPA, Manufacturer Rebate for # DS-210-1001, End Date 03/31/2023, Max Qty. , , 203377 Krannich Solar West LLC | -1.4362 |  | No | Other | Shippable | 0 |  | Not Applicable as per Item Classification |  | Not Applicable
955-2063 | 955-2063 | SPA, Manufacturer Rebate for # DS-210-1002, End Date 03/31/2023, Max Qty. , , 203377 Krannich Solar West LLC | -3.6756 |  | No | Other | Shippable | 0 |  | Not Applicable as per Item Classification |  | Not Applicable
955-2064 | 955-2064 | SPA, Manufacturer Rebate for # DS-210-1003, End Date 03/31/2023, Max Qty. , , 203377 Krannich Solar West LLC | -4.3324 |  | No | Other | Shippable | 0 |  | Not Applicable as per Item Classification |  | Not Applicable
955-2065 | 955-2065 | SPA, Manufacturer Rebate for # DS-210-1004, End Date 03/31/2023, Max Qty. , , 203377 Krannich Solar West LLC | -4.6858 |  | No | Other | Shippable | 0 |  | Not Applicable as per Item Classification |  | Not Applicable
955-2067 | 955-2067 | SPA, Manufacturer Rebate for # DS-210-1005, End Date 03/31/2023, Max Qty. , , 203377 Krannich Solar West LLC | -5.2605 |  | No | Other | Shippable | 0 |  | Not Applicable as per Item Classification |  | Not Applicable
955-2068 | 955-2068 | SPA, Manufacturer Rebate for # DS-210-1006, End Date 03/31/2023, Max Qty. , , 203377 Krannich Solar West LLC | -5.6964 |  | No | Other | Shippable | 0 |  | Not Applicable as per Item Classification |  | Not Applicable
955-2069 | 955-2069 | SPA, Manufacturer Rebate for # DS-211-0498, End Date 03/31/2023, Max Qty. , , 203377 Krannich Solar West LLC | -1.8513 |  | No | Other | Shippable | 0 |  | Not Applicable as per Item Classification |  | Not Applicable
955-2070 | 955-2070 | SPA, Manufacturer Rebate for # DS-211-0522, End Date 03/31/2023, Max Qty. , , 203377 Krannich Solar West LLC | -1.3886 |  | No | Other | Shippable | 0 |  | Not Applicable as per Item Classification |  | Not Applicable
955-2072 | 955-2072 | SPA, Manufacturer Rebate for # DS-210-0998, End Date 03/31/2023, Max Qty. , , 203377 Krannich Solar West LLC | 2.4376 |  | No | Other | Shippable | 0 |  | Not Applicable as per Item Classification |  | Not Applicable
955-2073 | 955-2073 | SPA, Manufacturer Rebate for # DS-210-1025, End Date 03/31/2023, Max Qty. , , 203377 Krannich Solar West LLC | 1.3664 |  | No | Other | Shippable | 0 |  | Not Applicable as per Item Classification |  | Not Applicable
955-2074 | 955-2074 | SPA, Manufacturer Rebate for # DS-210-0999, End Date 03/31/2023, Max Qty. , , 203377 Krannich Solar West LLC | -3.1054 |  | No | Other | Shippable | 0 |  | Not Applicable as per Item Classification |  | Not Applicable
955-2075 | 955-2075 | SPA, Manufacturer Rebate for # DS-210-1026, End Date 03/31/2023, Max Qty. , , 203377 Krannich Solar West LLC | -3.419 |  | No | Other | Shippable | 0 |  | Not Applicable as per Item Classification |  | Not Applicable
955-2076 | 955-2076 | SPA, Manufacturer Rebate for # DS-210-1066, End Date 03/31/2023, Max Qty. , , 203377 Krannich Solar West LLC | -5.4032 |  | No | Other | Shippable | 0 |  | Not Applicable as per Item Classification |  | Not Applicable
955-2077 | 955-2077 | SPA, Manufacturer Rebate for # DS-210-1000, End Date 03/31/2023, Max Qty. , , 203377 Krannich Solar West LLC | -3.7501 |  | No | Other | Shippable | 0 |  | Not Applicable as per Item Classification |  | Not Applicable
955-2078 | 955-2078 | SPA, Manufacturer Rebate for # DS-210-1027, End Date 03/31/2023, Max Qty. , , 203377 Krannich Solar West LLC | 2.1136 |  | No | Other | Shippable | 0 |  | Not Applicable as per Item Classification |  | Not Applicable
955-2079 | 955-2079 | SPA, Manufacturer Rebate for # DS-211-0497, End Date 03/31/2023, Max Qty. , , 203377 Krannich Solar West LLC | -1.6031 |  | No | Other | Shippable | 0 |  | Not Applicable as per Item Classification |  | Not Applicable
955-2080 | 955-2080 | SPA, Manufacturer Rebate for # DS-590-0117, End Date 03/31/2023, Max Qty. , , 203377 Krannich Solar West LLC | -1.53 |  | No | Other | Shippable | 0 |  | Not Applicable as per Item Classification |  | Not Applicable
955-2081 | 955-2081 | 203377 Krannich Solar West LLC | 0 |  | No | Other | Shippable | 0 |  | Not Applicable as per Item Classification |  | Not Applicable
955-2082 | 955-2082 | 203377 Krannich Solar West LLC | 0 |  | No | Other | Shippable | 0 |  | Not Applicable as per Item Classification |  | Not Applicable
955-2083 | 955-2083 | 203377 Krannich Solar West LLC | 0 |  | No | Other | Shippable | 0 |  | Not Applicable as per Item Classification |  | Not Applicable
955-2084 | 955-2084 | 203377 Krannich Solar West LLC | -1.2986 |  | No | Other | Shippable | 0 |  | Not Applicable as per Item Classification |  | Not Applicable
955-2085 | 955-2085 | 203377 Krannich Solar West LLC | -0.59086 |  | No | Other | Shippable | 0 |  | Not Applicable as per Item Classification |  | Not Applicable
955-2086 | 955-2086 | 203377 Krannich Solar West LLC | -0.26553 |  | No | Other | Shippable | 0 |  | Not Applicable as per Item Classification |  | Not Applicable
955-2087 | 955-2087 | 203377 Krannich Solar West LLC | -0.94702 |  | No | Other | Shippable | 0 |  | Not Applicable as per Item Classification |  | Not Applicable
955-2088 | 955-2088 | 203377 Krannich Solar West LLC | -0.50304 |  | No | Other | Shippable | 0 |  | Not Applicable as per Item Classification |  | Not Applicable
955-2089 | 955-2089 | 203377 Krannich Solar West LLC | -1.48 |  | No | Other | Shippable | 0 |  | Not Applicable as per Item Classification |  | Not Applicable
955-2090 | 955-2090 | 203377 Krannich Solar West LLC | -0.46934 |  | No | Other | Shippable | 0 |  | Not Applicable as per Item Classification |  | Not Applicable
955-2091 | 955-2091 | 203377 Krannich Solar West LLC | -0.45715 |  | No | Other | Shippable | 0 |  | Not Applicable as per Item Classification |  | Not Applicable
955-2092 | 955-2092 | 203377 Krannich Solar West LLC | -1.0605 |  | No | Other | Shippable | 0 |  | Not Applicable as per Item Classification |  | Not Applicable
955-2093 | 955-2093 | 203377 Krannich Solar West LLC | -0.63417 |  | No | Other | Shippable | 0 |  | Not Applicable as per Item Classification |  | Not Applicable
955-2094 | 955-2094 | 203377 Krannich Solar West LLC | -2.3724 |  | No | Other | Shippable | 0 |  | Not Applicable as per Item Classification |  | Not Applicable
955-2097 | 955-2097 | 203377 Krannich Solar West LLC | -0.73404 |  | No | Other | Shippable | 0 |  | Not Applicable as per Item Classification |  | Not Applicable
955-2098 | 955-2098 | 203377 Krannich Solar West LLC | -0.84305 |  | No | Other | Shippable | 0 |  | Not Applicable as per Item Classification |  | Not Applicable
955-2099 | 955-2099 | 203377 Krannich Solar West LLC | -2.9981 |  | No | Other | Shippable | 0 |  | Not Applicable as per Item Classification |  | Not Applicable
955-2101 | 955-2101 | 203377 Krannich Solar West LLC | -0.44825 |  | No | Other | Shippable | 0 |  | Not Applicable as per Item Classification |  | Not Applicable
955-2102 | 955-2102 | 203377 Krannich Solar West LLC | -4.7958 |  | No | Other | Shippable | 0 |  | Not Applicable as per Item Classification |  | Not Applicable
955-2103 | 955-2103 | 203377 Krannich Solar West LLC | -5.8155 |  | No | Other | Shippable | 0 |  | Not Applicable as per Item Classification |  | Not Applicable
955-2104 | 955-2104 | 203377 Krannich Solar West LLC | -5.261 |  | No | Other | Shippable | 0 |  | Not Applicable as per Item Classification |  | Not Applicable
955-2105 | 955-2105 | 203377 Krannich Solar West LLC | -6.0305 |  | No | Other | Shippable | 0 |  | Not Applicable as per Item Classification |  | Not Applicable
955-2106 | 955-2106 | 203377 Krannich Solar West LLC | -6.7057 |  | No | Other | Shippable | 0 |  | Not Applicable as per Item Classification |  | Not Applicable
955-2107 | 955-2107 | 203377 Krannich Solar West LLC | -7.6921 |  | No | Other | Shippable | 0 |  | Not Applicable as per Item Classification |  | Not Applicable
955-2108 | 955-2108 | 203377 Krannich Solar West LLC | -8.1494 |  | No | Other | Shippable | 0 |  | Not Applicable as per Item Classification |  | Not Applicable
955-2109 | 955-2109 | 203377 Krannich Solar West LLC | -9.344 |  | No | Other | Shippable | 0 |  | Not Applicable as per Item Classification |  | Not Applicable
955-2110 | 955-2110 | 203377 Krannich Solar West LLC | -8.3885 |  | No | Other | Shippable | 0 |  | Not Applicable as per Item Classification |  | Not Applicable
955-2111 | 955-2111 | 203377 Krannich Solar West LLC | -10.6818 |  | No | Other | Shippable | 0 |  | Not Applicable as per Item Classification |  | Not Applicable
955-2112 | 955-2112 | 203377 Krannich Solar West LLC | -12.951 |  | No | Other | Shippable | 0 |  | Not Applicable as per Item Classification |  | Not Applicable
955-2114 | 955-2114 | 203377 Krannich Solar West LLC | -0.5355 |  | No | Other | Shippable | 0 |  | Not Applicable as per Item Classification |  | Not Applicable
955-2115 | 955-2115 | 203377 Krannich Solar West LLC | -5.6179 |  | No | Other | Shippable | 0 |  | Not Applicable as per Item Classification |  | Not Applicable
955-2116 | 955-2116 | 203377 Krannich Solar West LLC | -0.82135 |  | No | Other | Shippable | 0 |  | Not Applicable as per Item Classification |  | Not Applicable
955-2117 | 955-2117 | 203377 Krannich Solar West LLC | -1.2158 |  | No | Other | Shippable | 0 |  | Not Applicable as per Item Classification |  | Not Applicable
955-2118 | 955-2118 | 203377 Krannich Solar West LLC | -1.2158 |  | No | Other | Shippable | 0 |  | Not Applicable as per Item Classification |  | Not Applicable
955-2119 | 955-2119 | 203377 Krannich Solar West LLC | -1.2158 |  | No | Other | Shippable | 0 |  | Not Applicable as per Item Classification |  | Not Applicable
955-2120 | 955-2120 | 203377 Krannich Solar West LLC | -8.297 |  | No | Other | Shippable | 0 |  | Not Applicable as per Item Classification |  | Not Applicable
955-2121 | 955-2121 | 203377 Krannich Solar West LLC | -0.33608 |  | No | Other | Shippable | 0 |  | Not Applicable as per Item Classification |  | Not Applicable
955-2122 | 955-2122 | 203377 Krannich Solar West LLC | -0.10504 |  | No | Other | Shippable | 0 |  | Not Applicable as per Item Classification |  | Not Applicable
955-2123 | 955-2123 | 203377 Krannich Solar West LLC | -0.11431 |  | No | Other | Shippable | 0 |  | Not Applicable as per Item Classification |  | Not Applicable
955-2124 | 955-2124 | 203377 Krannich Solar West LLC | -0.063962 |  | No | Other | Shippable | 0 |  | Not Applicable as per Item Classification |  | Not Applicable
955-2125 | 955-2125 | 203377 Krannich Solar West LLC | -0.67572 |  | No | Other | Shippable | 0 |  | Not Applicable as per Item Classification |  | Not Applicable
955-2126 | 955-2126 | 203377 Krannich Solar West LLC | -0.80145 |  | No | Other | Shippable | 0 |  | Not Applicable as per Item Classification |  | Not Applicable
955-2127 | 955-2127 | 203377 Krannich Solar West LLC | -2.0849 |  | No | Other | Shippable | 0 |  | Not Applicable as per Item Classification |  | Not Applicable
955-2128 | 955-2128 | 203377 Krannich Solar West LLC | -4.849 |  | No | Other | Shippable | 0 |  | Not Applicable as per Item Classification |  | Not Applicable
955-2129 | 955-2129 | 203377 Krannich Solar West LLC | -5.1416 |  | No | Other | Shippable | 0 |  | Not Applicable as per Item Classification |  | Not Applicable
955-2130 | 955-2130 | 203377 Krannich Solar West LLC | -5.5095 |  | No | Other | Shippable | 0 |  | Not Applicable as per Item Classification |  | Not Applicable
955-2131 | 955-2131 | 203377 Krannich Solar West LLC | -5.795 |  | No | Other | Shippable | 0 |  | Not Applicable as per Item Classification |  | Not Applicable
955-2132 | 955-2132 | 203377 Krannich Solar West LLC | -6.0853 |  | No | Other | Shippable | 0 |  | Not Applicable as per Item Classification |  | Not Applicable
955-2133 | 955-2133 | 203377 Krannich Solar West LLC | -1.8874 |  | No | Other | Shippable | 0 |  | Not Applicable as per Item Classification |  | Not Applicable
955-2134 | 955-2134 | 203377 Krannich Solar West LLC | -2.1271 |  | No | Other | Shippable | 0 |  | Not Applicable as per Item Classification |  | Not Applicable
955-2135 | 955-2135 | 203377 Krannich Solar West LLC | -2.3767 |  | No | Other | Shippable | 0 |  | Not Applicable as per Item Classification |  | Not Applicable
955-2136 | 955-2136 | 203377 Krannich Solar West LLC | -1.206 |  | No | Other | Shippable | 0 |  | Not Applicable as per Item Classification |  | Not Applicable
955-2138 | 955-2138 | 203377 Krannich Solar West LLC | -2.1973 |  | No | Other | Shippable | 0 |  | Not Applicable as per Item Classification |  | Not Applicable
955-2139 | 955-2139 | 203377 Krannich Solar West LLC | -2.3087 |  | No | Other | Shippable | 0 |  | Not Applicable as per Item Classification |  | Not Applicable
955-2140 | 955-2140 | 203377 Krannich Solar West LLC | -2.3218 |  | No | Other | Shippable | 0 |  | Not Applicable as per Item Classification |  | Not Applicable
955-2141 | 955-2141 | 203377 Krannich Solar West LLC | -2.3218 |  | No | Other | Shippable | 0 |  | Not Applicable as per Item Classification |  | Not Applicable
955-2142 | 955-2142 | 203377 Krannich Solar West LLC | -7.1901 |  | No | Other | Shippable | 0 |  | Not Applicable as per Item Classification |  | Not Applicable
955-2143 | 955-2143 | 203377 Krannich Solar West LLC | -9.3441 |  | No | Other | Shippable | 0 |  | Not Applicable as per Item Classification |  | Not Applicable
955-2144 | 955-2144 | 203377 Krannich Solar West LLC | -25.4165 |  | No | Other | Shippable | 0 |  | Not Applicable as per Item Classification |  | Not Applicable
955-2145 | 955-2145 | 203377 Krannich Solar West LLC | -29.4317 |  | No | Other | Shippable | 0 |  | Not Applicable as per Item Classification |  | Not Applicable
955-2146 | 955-2146 | 203377 Krannich Solar West LLC | -38.1297 |  | No | Other | Shippable | 0 |  | Not Applicable as per Item Classification |  | Not Applicable
955-2147 | 955-2147 | 203377 Krannich Solar West LLC | -32.1019 |  | No | Other | Shippable | 0 |  | Not Applicable as per Item Classification |  | Not Applicable
955-2148 | 955-2148 | 203377 Krannich Solar West LLC | -2.0058 |  | No | Other | Shippable | 0 |  | Not Applicable as per Item Classification |  | Not Applicable
955-2149 | 955-2149 | 203377 Krannich Solar West LLC | -2.0058 |  | No | Other | Shippable | 0 |  | Not Applicable as per Item Classification |  | Not Applicable
955-2150 | 955-2150 | 203377 Krannich Solar West LLC | -7.9602 |  | No | Other | Shippable | 0 |  | Not Applicable as per Item Classification |  | Not Applicable
955-2151 | 955-2151 | 203377 Krannich Solar West LLC | -7.9602 |  | No | Other | Shippable | 0 |  | Not Applicable as per Item Classification |  | Not Applicable
955-2152 | 955-2152 | 203377 Krannich Solar West LLC | -15.1006 |  | No | Other | Shippable | 0 |  | Not Applicable as per Item Classification |  | Not Applicable
955-2153 | 955-2153 | 203377 Krannich Solar West LLC | -0.44574 |  | No | Other | Shippable | 0 |  | Not Applicable as per Item Classification |  | Not Applicable
955-2154 | 955-2154 | 203377 Krannich Solar West LLC | -2.0182 |  | No | Other | Shippable | 0 |  | Not Applicable as per Item Classification |  | Not Applicable
955-2155 | 955-2155 | 203377 Krannich Solar West LLC | -0.49407 |  | No | Other | Shippable | 0 |  | Not Applicable as per Item Classification |  | Not Applicable
955-2156 | 955-2156 | 203377 Krannich Solar West LLC | -0.51487 |  | No | Other | Shippable | 0 |  | Not Applicable as per Item Classification |  | Not Applicable
955-2157 | 955-2157 | 203377 Krannich Solar West LLC | -0.93285 |  | No | Other | Shippable | 0 |  | Not Applicable as per Item Classification |  | Not Applicable
955-2158 | 955-2158 | 203377 Krannich Solar West LLC | -0.99706 |  | No | Other | Shippable | 0 |  | Not Applicable as per Item Classification |  | Not Applicable
955-2159 | 955-2159 | 203377 Krannich Solar West LLC | -0.29806 |  | No | Other | Shippable | 0 |  | Not Applicable as per Item Classification |  | Not Applicable
955-2160 | 955-2160 | 203377 Krannich Solar West LLC | -0.08563 |  | No | Other | Shippable | 0 |  | Not Applicable as per Item Classification |  | Not Applicable
955-2161 | 955-2161 | 203377 Krannich Solar West LLC | -0.14806 |  | No | Other | Shippable | 0 |  | Not Applicable as per Item Classification |  | Not Applicable
955-2162 | 955-2162 | 203377 Krannich Solar West LLC | -0.31563 |  | No | Other | Shippable | 0 |  | Not Applicable as per Item Classification |  | Not Applicable
955-2163 | 955-2163 | 203377 Krannich Solar West LLC | -0.29806 |  | No | Other | Shippable | 0 |  | Not Applicable as per Item Classification |  | Not Applicable
955-2164 | 955-2164 | 203377 Krannich Solar West LLC | -0.31563 |  | No | Other | Shippable | 0 |  | Not Applicable as per Item Classification |  | Not Applicable
955-2165 | 955-2165 | 203377 Krannich Solar West LLC | -0.29806 |  | No | Other | Shippable | 0 |  | Not Applicable as per Item Classification |  | Not Applicable
955-2166 | 955-2166 | 203377 Krannich Solar West LLC | -0.31563 |  | No | Other | Shippable | 0 |  | Not Applicable as per Item Classification |  | Not Applicable
955-2167 | 955-2167 | 203377 Krannich Solar West LLC | -0.29806 |  | No | Other | Shippable | 0 |  | Not Applicable as per Item Classification |  | Not Applicable
955-2168 | 955-2168 | 203377 Krannich Solar West LLC | -0.08563 |  | No | Other | Shippable | 0 |  | Not Applicable as per Item Classification |  | Not Applicable
955-2169 | 955-2169 | 203377 Krannich Solar West LLC | -0.29806 |  | No | Other | Shippable | 0 |  | Not Applicable as per Item Classification |  | Not Applicable
955-2170 | 955-2170 | 203377 Krannich Solar West LLC | -0.31563 |  | No | Other | Shippable | 0 |  | Not Applicable as per Item Classification |  | Not Applicable
955-2171 | 955-2171 | 203377 Krannich Solar West LLC | -0.29806 |  | No | Other | Shippable | 0 |  | Not Applicable as per Item Classification |  | Not Applicable
955-2172 | 955-2172 | 203377 Krannich Solar West LLC | -0.31563 |  | No | Other | Shippable | 0 |  | Not Applicable as per Item Classification |  | Not Applicable
955-2173 | 955-2173 | 203377 Krannich Solar West LLC | -0.40024 |  | No | Other | Shippable | 0 |  | Not Applicable as per Item Classification |  | Not Applicable
955-2174 | 955-2174 | 203377 Krannich Solar West LLC | -0.40024 |  | No | Other | Shippable | 0 |  | Not Applicable as per Item Classification |  | Not Applicable
955-2175 | 955-2175 | 203377 Krannich Solar West LLC | -0.40024 |  | No | Other | Shippable | 0 |  | Not Applicable as per Item Classification |  | Not Applicable
955-2176 | 955-2176 | 203377 Krannich Solar West LLC | -0.40024 |  | No | Other | Shippable | 0 |  | Not Applicable as per Item Classification |  | Not Applicable
955-2177 | 955-2177 | 203377 Krannich Solar West LLC | -0.40024 |  | No | Other | Shippable | 0 |  | Not Applicable as per Item Classification |  | Not Applicable
955-2178 | 955-2178 | 203377 Krannich Solar West LLC | -0.40024 |  | No | Other | Shippable | 0 |  | Not Applicable as per Item Classification |  | Not Applicable
955-2179 | 955-2179 | 203377 Krannich Solar West LLC | -0.50656 |  | No | Other | Shippable | 0 |  | Not Applicable as per Item Classification |  | Not Applicable
955-2180 | 955-2180 | 203377 Krannich Solar West LLC | -1.0299 |  | No | Other | Shippable | 0 |  | Not Applicable as per Item Classification |  | Not Applicable
955-2181 | 955-2181 | 203377 Krannich Solar West LLC | -2.0918 |  | No | Other | Shippable | 0 |  | Not Applicable as per Item Classification |  | Not Applicable
955-2182 | 955-2182 | 203377 Krannich Solar West LLC | -1.8738 |  | No | Other | Shippable | 0 |  | Not Applicable as per Item Classification |  | Not Applicable
955-2183 | 955-2183 | 203377 Krannich Solar West LLC | -0.41127 |  | No | Other | Shippable | 0 |  | Not Applicable as per Item Classification |  | Not Applicable
955-2184 | 955-2184 | 203377 Krannich Solar West LLC | -2.3724 |  | No | Other | Shippable | 0 |  | Not Applicable as per Item Classification |  | Not Applicable
955-2185 | 955-2185 | 203377 Krannich Solar West LLC | -2.3724 |  | No | Other | Shippable | 0 |  | Not Applicable as per Item Classification |  | Not Applicable
955-2186 | 955-2186 | 203377 Krannich Solar West LLC | -3.931 |  | No | Other | Shippable | 0 |  | Not Applicable as per Item Classification |  | Not Applicable
955-2187 | 955-2187 | 203377 Krannich Solar West LLC | -1.9724 |  | No | Other | Shippable | 0 |  | Not Applicable as per Item Classification |  | Not Applicable
955-2188 | 955-2188 | 203377 Krannich Solar West LLC | -2.4852 |  | No | Other | Shippable | 0 |  | Not Applicable as per Item Classification |  | Not Applicable
955-2189 | 955-2189 | 203377 Krannich Solar West LLC | -1.8559 |  | No | Other | Shippable | 0 |  | Not Applicable as per Item Classification |  | Not Applicable
955-2190 | 955-2190 | 203377 Krannich Solar West LLC | -4.3231 |  | No | Other | Shippable | 0 |  | Not Applicable as per Item Classification |  | Not Applicable
955-2191 | 955-2191 | 203377 Krannich Solar West LLC | -0.98521 |  | No | Other | Shippable | 0 |  | Not Applicable as per Item Classification |  | Not Applicable
955-2192 | 955-2192 | 203377 Krannich Solar West LLC | -1.6499 |  | No | Other | Shippable | 0 |  | Not Applicable as per Item Classification |  | Not Applicable
955-2193 | 955-2193 | 203377 Krannich Solar West LLC | -2.3062 |  | No | Other | Shippable | 0 |  | Not Applicable as per Item Classification |  | Not Applicable
955-2194 | 955-2194 | 203377 Krannich Solar West LLC | -1.238 |  | No | Other | Shippable | 0 |  | Not Applicable as per Item Classification |  | Not Applicable
955-2195 | 955-2195 | 203377 Krannich Solar West LLC | -1.238 |  | No | Other | Shippable | 0 |  | Not Applicable as per Item Classification |  | Not Applicable
955-2196 | 955-2196 | 203377 Krannich Solar West LLC | -1.238 |  | No | Other | Shippable | 0 |  | Not Applicable as per Item Classification |  | Not Applicable
955-2197 | 955-2197 | 203377 Krannich Solar West LLC | -0.30504 |  | No | Other | Shippable | 0 |  | Not Applicable as per Item Classification |  | Not Applicable
955-2198 | 955-2198 | 203377 Krannich Solar West LLC | -0.51855 |  | No | Other | Shippable | 0 |  | Not Applicable as per Item Classification |  | Not Applicable
955-2199 | 955-2199 | 203377 Krannich Solar West LLC | -11.0465 |  | No | Other | Shippable | 0 |  | Not Applicable as per Item Classification |  | Not Applicable
955-2200 | 955-2200 | 203377 Krannich Solar West LLC | -3.065 |  | No | Other | Shippable | 0 |  | Not Applicable as per Item Classification |  | Not Applicable
955-2201 | 955-2201 | 203377 Krannich Solar West LLC | -4.8614 |  | No | Other | Shippable | 0 |  | Not Applicable as per Item Classification |  | Not Applicable
955-2202 | 955-2202 | 203377 Krannich Solar West LLC | -2.3739 |  | No | Other | Shippable | 0 |  | Not Applicable as per Item Classification |  | Not Applicable
955-2203 | 955-2203 | 203377 Krannich Solar West LLC | -2.7131 |  | No | Other | Shippable | 0 |  | Not Applicable as per Item Classification |  | Not Applicable
955-2204 | 955-2204 | 203377 Krannich Solar West LLC | -2.3739 |  | No | Other | Shippable | 0 |  | Not Applicable as per Item Classification |  | Not Applicable
955-2205 | 955-2205 | 203377 Krannich Solar West LLC | -2.3739 |  | No | Other | Shippable | 0 |  | Not Applicable as per Item Classification |  | Not Applicable
955-2206 | 955-2206 | 203377 Krannich Solar West LLC | -2.3739 |  | No | Other | Shippable | 0 |  | Not Applicable as per Item Classification |  | Not Applicable
955-2207 | 955-2207 | 203377 Krannich Solar West LLC | -11.3585 |  | No | Other | Shippable | 0 |  | Not Applicable as per Item Classification |  | Not Applicable
955-2208 | 955-2208 | 203377 Krannich Solar West LLC | -0.13328 |  | No | Other | Shippable | 0 |  | Not Applicable as per Item Classification |  | Not Applicable
955-2209 | 955-2209 | 203377 Krannich Solar West LLC | -0.020644 |  | No | Other | Shippable | 0 |  | Not Applicable as per Item Classification |  | Not Applicable
955-2210 | 955-2210 | 203377 Krannich Solar West LLC | -1.9492 |  | No | Other | Shippable | 0 |  | Not Applicable as per Item Classification |  | Not Applicable
955-2211 | 955-2211 | 203377 Krannich Solar West LLC | -1.0454 |  | No | Other | Shippable | 0 |  | Not Applicable as per Item Classification |  | Not Applicable
955-2212 | 955-2212 | 203377 Krannich Solar West LLC | -0.61694 |  | No | Other | Shippable | 0 |  | Not Applicable as per Item Classification |  | Not Applicable
955-2213 | 955-2213 | 203377 Krannich Solar West LLC | -1.8132 |  | No | Other | Shippable | 0 |  | Not Applicable as per Item Classification |  | Not Applicable
955-2214 | 955-2214 | 203377 Krannich Solar West LLC | -0.70679 |  | No | Other | Shippable | 0 |  | Not Applicable as per Item Classification |  | Not Applicable
955-2215 | 955-2215 | 203377 Krannich Solar West LLC | -0.68639 |  | No | Other | Shippable | 0 |  | Not Applicable as per Item Classification |  | Not Applicable
955-2216 | 955-2216 | 203377 Krannich Solar West LLC | -1.5877 |  | No | Other | Shippable | 0 |  | Not Applicable as per Item Classification |  | Not Applicable
955-2217 | 955-2217 | 203377 Krannich Solar West LLC | -0.9557 |  | No | Other | Shippable | 0 |  | Not Applicable as per Item Classification |  | Not Applicable
955-2218 | 955-2218 | SPA, ENPHASE ENERGY, INC., Manufacturer Rebate for 321-0232, End Date 3/31/2023, Q-00030472, 4989320 Vyvue | -23.99 |  | No | Other | Shippable | 0 |  | Not Applicable as per Item Classification |  | Not Applicable
955-2219 | 955-2219 | SPA, ENPHASE ENERGY, INC., Manufacturer Rebate for 321-0233, End Date 3/31/2023, Q-ooo30472, 4989320 Vyvue | -18.12 |  | No | Other | Shippable | 0 |  | Not Applicable as per Item Classification |  | Not Applicable
955-2220 | 955-2220 | SPA, SOLAREDGE TECHNOLOGIES INC, Manufacturer Rebate for 310-0595, End Date 12/31/2023, SOL-2211, 4204821 Tron Solar | -103.59 |  | No | Other | Shippable | 0 |  | Not Applicable as per Item Classification |  | Not Applicable
955-2221 | 955-2221 | SPA, REC SOLAR dba REC AMERICAS, LLC, Manufacturer Rebate for 110-1347, End Date 3/31/2023, Max Qty. 1, SPA-000622, 121482 Solar City, Inc. dba The LeverEdge | -101.4 |  | No | Other | Shippable | 0 |  | Not Applicable as per Item Classification |  | Not Applicable
955-2222 | 955-2222 | SPA, SOLAREDGE TECHNOLOGIES INC, Manufacturer Rebate for 310-0294, End Date 12/31/2023, SOL-2211, 4204821 Tron Solar | -233.96 |  | No | Other | Shippable | 0 |  | Not Applicable as per Item Classification |  | Not Applicable
955-2223 | 955-2223 | SPA, SOLAREDGE TECHNOLOGIES INC, Manufacturer Rebate for 310-0284, End Date 12/31/2023, sol-2211, 4204821 Tron Solar | -233.26 |  | No | Other | Shippable | 0 |  | Not Applicable as per Item Classification |  | Not Applicable
955-2224 | 955-2224 | SPA, IRONRIDGE, Manufacturer Rebate for 260-0102, End Date 3/31/2023, Convert Solar 2022, 4204550 Convert Solar | -0.05 |  | No | Other | Shippable | 0 |  | Not Applicable as per Item Classification |  | Not Applicable
955-2225 | 955-2225 | SPA, IRONRIDGE, Manufacturer Rebate for 590-0117, End Date 3/31/2023, Convert Solar 2022, 4204550 Convert Solar | -0.1 |  | No | Other | Shippable | 0 |  | Not Applicable as per Item Classification |  | Not Applicable
955-2226 | 955-2226 | SPA, IRONRIDGE, Manufacturer Rebate for 270-0152, End Date 3/31/2023, Convert Solar 2022, 4204550 Convert Solar | -0.03 |  | No | Other | Shippable | 0 |  | Not Applicable as per Item Classification |  | Not Applicable
955-2227 | 955-2227 | SPA, IRONRIDGE, Manufacturer Rebate for 260-0281, End Date 3/31/2023, Convert Solar 2022, 4204550 Convert Solar | -0.1 |  | No | Other | Shippable | 0 |  | Not Applicable as per Item Classification |  | Not Applicable
955-2228 | 955-2228 | SPA, IRONRIDGE, Manufacturer Rebate for 211-0497, End Date 3/31/2023, Convert Solar 2022, 4204550 Convert Solar | -0.1 |  | No | Other | Shippable | 0 |  | Not Applicable as per Item Classification |  | Not Applicable
955-2229 | 955-2229 | SPA, IRONRIDGE, Manufacturer Rebate for 210-1000, End Date 3/31/2023, Convert Solar 2022, 4204550 Convert Solar | -0.75 |  | No | Other | Shippable | 0 |  | Not Applicable as per Item Classification |  | Not Applicable
955-2230 | 955-2230 | SPA, IRONRIDGE, Manufacturer Rebate for 210-0999, End Date 3/31/2023, Convert Solar 2022, 4204550 Convert Solar | -0.63 |  | No | Other | Shippable | 0 |  | Not Applicable as per Item Classification |  | Not Applicable
955-2231 | 955-2231 | SPA, IRONRIDGE, Manufacturer Rebate for 590-0116, End Date 3/31/2023, Convert Solar 2022, 4204550 Convert Solar | -0.03 |  | No | Other | Shippable | 0 |  | Not Applicable as per Item Classification |  | Not Applicable
955-2232 | 955-2232 | SPA, IRONRIDGE, Manufacturer Rebate for 270-0160, End Date 3/31/2023, Convert Solar 2022, 4204550 Convert Solar | -0.21 |  | No | Other | Shippable | 0 |  | Not Applicable as per Item Classification |  | Not Applicable
955-2233 | 955-2233 | SPA, IRONRIDGE, Manufacturer Rebate for 211-0095, End Date 3/31/2023, Convert Solar 2022, 4204550 Convert Solar | -0.04 |  | No | Other | Shippable | 0 |  | Not Applicable as per Item Classification |  | Not Applicable
955-2234 | 955-2234 | SPA, ENPHASE ENERGY, INC., Manufacturer Rebate for 321-0216, End Date 3/31/2023, Q-00031080, 4204197 SolKraft Inc. | -20.95 |  | No | Other | Shippable | 0 |  | Not Applicable as per Item Classification |  | Not Applicable
955-2235 | 955-2235 | SPA, ENPHASE ENERGY, INC., Manufacturer Rebate for 321-0244, End Date 3/31/2023, Q-00031080, 4204197 SolKraft Inc. | -20.95 |  | No | Other | Shippable | 0 |  | Not Applicable as per Item Classification |  | Not Applicable
955-2236 | 955-2236 | SPA, ENPHASE ENERGY, INC., Manufacturer Rebate for 570-1222, End Date 3/1/2023, Q-00030098, 4988447 Arrowhead Solar LLC dba Arrowpoint Solar | -12.73 |  | No | Other | Shippable | 0 |  | Not Applicable as per Item Classification |  | Not Applicable
955-2237 | 955-2237 | SPA, IRONRIDGE Manufacturer Rebate for # 550-0382, End Date 03/31/2023, Max Qty. , , 203377 Krannich Solar West LLC | -1.2986 |  | No | Other | Shippable | 0 |  | Not Applicable as per Item Classification |  | Not Applicable
955-2238 | 955-2238 | SPA, IRONRIDGE Manufacturer Rebate for # 210-0694, End Date 03/31/2023, Max Qty. , , 203377 Krannich Solar West LLC | -0.904 |  | No | Other | Shippable | 0 |  | Not Applicable as per Item Classification |  | Not Applicable
955-2239 | 955-2239 | SPA, IRONRIDGE Manufacturer Rebate for # 220-0359, End Date 03/31/2023, Max Qty. , , 203377 Krannich Solar West LLC | -16.9281 |  | No | Other | Shippable | 0 |  | Not Applicable as per Item Classification |  | Not Applicable
955-2240 | 955-2240 | SPA, IRONRIDGE Manufacturer Rebate for # 220-0349, End Date 03/31/2023, Max Qty. , , 203377 Krannich Solar West LLC | -4.7912 |  | No | Other | Shippable | 0 |  | Not Applicable as per Item Classification |  | Not Applicable
955-2241 | 955-2241 | SPA, IRONRIDGE Manufacturer Rebate for # 220-0714, End Date 03/31/2023, Max Qty. , , 203377 Krannich Solar West LLC | -21.3797 |  | No | Other | Shippable | 0 |  | Not Applicable as per Item Classification |  | Not Applicable
955-2242 | 955-2242 | SPA, IRONRIDGE Manufacturer Rebate for # 220-0360, End Date 03/31/2023, Max Qty. , , 203377 Krannich Solar West LLC | -19.603 |  | No | Other | Shippable | 0 |  | Not Applicable as per Item Classification |  | Not Applicable
955-2243 | 955-2243 | SPA, IRONRIDGE Manufacturer Rebate for # 220-0350, End Date 03/31/2023, Max Qty. , , 203377 Krannich Solar West LLC | -6.2258 |  | No | Other | Shippable | 0 |  | Not Applicable as per Item Classification |  | Not Applicable
955-2244 | 955-2244 | SPA, IRONRIDGE Manufacturer Rebate for # 220-0361, End Date 03/31/2023, Max Qty. , , 203377 Krannich Solar West LLC | -25.3971 |  | No | Other | Shippable | 0 |  | Not Applicable as per Item Classification |  | Not Applicable
955-2245 | 955-2245 | SPA, IRONRIDGE Manufacturer Rebate for # 212-0000, End Date 03/31/2023, Max Qty. , , 203377 Krannich Solar West LLC | -0.75166 |  | No | Other | Shippable | 0 |  | Not Applicable as per Item Classification |  | Not Applicable
955-2247 | 955-2247 | SPA, IRONRIDGE Manufacturer Rebate for # 270-0152, End Date 03/31/2023, Max Qty. , , 203377 Krannich Solar West LLC | -0.33643 |  | No | Other | Shippable | 0 |  | Not Applicable as per Item Classification |  | Not Applicable
955-2248 | 955-2248 | SPA, IRONRIDGE Manufacturer Rebate for # 590-0115, End Date 03/31/2023, Max Qty. , , 203377 Krannich Solar West LLC | -0.96702 |  | No | Other | Shippable | 0 |  | Not Applicable as per Item Classification |  | Not Applicable
955-2249 | 955-2249 | SPA, IRONRIDGE Manufacturer Rebate for # 590-0116, End Date 03/31/2023, Max Qty. , , 203377 Krannich Solar West LLC | -0.50304 |  | No | Other | Shippable | 0 |  | Not Applicable as per Item Classification |  | Not Applicable
955-2250 | 955-2250 | SPA, IRONRIDGE Manufacturer Rebate for # 250-1052, End Date 03/31/2023, Max Qty. , , 203377 Krannich Solar West LLC | -5.301 |  | No | Other | Shippable | 0 |  | Not Applicable as per Item Classification |  | Not Applicable
955-2251 | 955-2251 | SPA, IRONRIDGE Manufacturer Rebate for # 250-1051, End Date 03/31/2023, Max Qty. , , 203377 Krannich Solar West LLC | -5.301 |  | No | Other | Shippable | 0 |  | Not Applicable as per Item Classification |  | Not Applicable
955-2252 | 955-2252 | SPA, IRONRIDGE Manufacturer Rebate for # 260-0175, End Date 03/31/2023, Max Qty. , , 203377 Krannich Solar West LLC | -0.41486 |  | No | Other | Shippable | 0 |  | Not Applicable as per Item Classification |  | Not Applicable
955-2253 | 955-2253 | SPA, IRONRIDGE Manufacturer Rebate for # 250-1054, End Date 03/31/2023, Max Qty. , , 203377 Krannich Solar West LLC | -0.3655 |  | No | Other | Shippable | 0 |  | Not Applicable as per Item Classification |  | Not Applicable
955-2254 | 955-2254 | SPA, IRONRIDGE Manufacturer Rebate for # 250-1053, End Date 03/31/2023, Max Qty. , , 203377 Krannich Solar West LLC | -10.0574 |  | No | Other | Shippable | 0 |  | Not Applicable as per Item Classification |  | Not Applicable
955-2255 | 955-2255 | SPA, IRONRIDGE Manufacturer Rebate for # 550-0287, End Date 03/31/2023, Max Qty. , , 203377 Krannich Solar West LLC | -0.087431 |  | No | Other | Shippable | 0 |  | Not Applicable as per Item Classification |  | Not Applicable
955-2256 | 955-2256 | SPA, IRONRIDGE Manufacturer Rebate for # 250-1055, End Date 03/31/2023, Max Qty. , , 203377 Krannich Solar West LLC | -1.3444 |  | No | Other | Shippable | 0 |  | Not Applicable as per Item Classification |  | Not Applicable
955-2257 | 955-2257 | SPA, IRONRIDGE Manufacturer Rebate for # 590-0119, End Date 03/31/2023, Max Qty. , , 203377 Krannich Solar West LLC | -0.45715 |  | No | Other | Shippable | 0 |  | Not Applicable as per Item Classification |  | Not Applicable
955-2258 | 955-2258 | SPA, IRONRIDGE Manufacturer Rebate for # 590-0120, End Date 03/31/2023, Max Qty. , , 203377 Krannich Solar West LLC | -1.0605 |  | No | Other | Shippable | 0 |  | Not Applicable as per Item Classification |  | Not Applicable
955-2259 | 955-2259 | SPA, IRONRIDGE Manufacturer Rebate for # 260-0169, End Date 03/31/2023, Max Qty. , , 203377 Krannich Solar West LLC | -0.32697 |  | No | Other | Shippable | 0 |  | Not Applicable as per Item Classification |  | Not Applicable
955-2260 | 955-2260 | SPA, IRONRIDGE Manufacturer Rebate for # 260-0170, End Date 03/31/2023, Max Qty. , , 203377 Krannich Solar West LLC | -0.32697 |  | No | Other | Shippable | 0 |  | Not Applicable as per Item Classification |  | Not Applicable
955-2261 | 955-2261 | SPA, IRONRIDGE Manufacturer Rebate for # 260-0171, End Date 03/31/2023, Max Qty. , , 203377 Krannich Solar West LLC | -0.32697 |  | No | Other | Shippable | 0 |  | Not Applicable as per Item Classification |  | Not Applicable
955-2262 | 955-2262 | SPA, IRONRIDGE Manufacturer Rebate for # 260-0172, End Date 03/31/2023, Max Qty. , , 203377 Krannich Solar West LLC | -0.32697 |  | No | Other | Shippable | 0 |  | Not Applicable as per Item Classification |  | Not Applicable
955-2263 | 955-2263 | SPA, IRONRIDGE Manufacturer Rebate for # 260-0173, End Date 03/31/2023, Max Qty. , , 203377 Krannich Solar West LLC | -0.32697 |  | No | Other | Shippable | 0 |  | Not Applicable as per Item Classification |  | Not Applicable
955-2264 | 955-2264 | SPA, IRONRIDGE Manufacturer Rebate for # 260-0174, End Date 03/31/2023, Max Qty. , , 203377 Krannich Solar West LLC | -0.32697 |  | No | Other | Shippable | 0 |  | Not Applicable as per Item Classification |  | Not Applicable
955-2265 | 955-2265 | SPA, IRONRIDGE Manufacturer Rebate for # 260-0281, End Date 03/31/2023, Max Qty. , , 203377 Krannich Solar West LLC | -0.68725 |  | No | Other | Shippable | 0 |  | Not Applicable as per Item Classification |  | Not Applicable
955-2266 | 955-2266 | SPA, IRONRIDGE Manufacturer Rebate for # 270-9084, End Date 03/31/2023, Max Qty. , , 203377 Krannich Solar West LLC | -0.285 |  | No | Other | Shippable | 0 |  | Not Applicable as per Item Classification |  | Not Applicable
955-2267 | 955-2267 | SPA, IRONRIDGE Manufacturer Rebate for # 270-9081, End Date 03/31/2023, Max Qty. , , 203377 Krannich Solar West LLC | -0.554 |  | No | Other | Shippable | 0 |  | Not Applicable as per Item Classification |  | Not Applicable
955-2268 | 955-2268 | SPA, IRONRIDGE Manufacturer Rebate for # 270-9082, End Date 03/31/2023, Max Qty. , , 203377 Krannich Solar West LLC | -2.642 |  | No | Other | Shippable | 0 |  | Not Applicable as per Item Classification |  | Not Applicable
955-2269 | 955-2269 | SPA, IRONRIDGE Manufacturer Rebate for # 270-9083, End Date 03/31/2023, Max Qty. , , 203377 Krannich Solar West LLC | -2.642 |  | No | Other | Shippable | 0 |  | Not Applicable as per Item Classification |  | Not Applicable
955-2270 | 955-2270 | SPA, IRONRIDGE Manufacturer Rebate for # 270-9080, End Date 03/31/2023, Max Qty. , , 203377 Krannich Solar West LLC | -0.177 |  | No | Other | Shippable | 0 |  | Not Applicable as per Item Classification |  | Not Applicable
955-2271 | 955-2271 | SPA, IRONRIDGE Manufacturer Rebate for # 270-9079, End Date 03/31/2023, Max Qty. , , 203377 Krannich Solar West LLC | -2.884 |  | No | Other | Shippable | 0 |  | Not Applicable as per Item Classification |  | Not Applicable
955-2272 | 955-2272 | SPA, IRONRIDGE Manufacturer Rebate for # 270-0161, End Date 03/31/2023, Max Qty. , , 203377 Krannich Solar West LLC | -1.2001 |  | No | Other | Shippable | 0 |  | Not Applicable as per Item Classification |  | Not Applicable
955-2273 | 955-2273 | SPA, IRONRIDGE Manufacturer Rebate for # 270-0160, End Date 03/31/2023, Max Qty. , , 203377 Krannich Solar West LLC | -3.4367 |  | No | Other | Shippable | 0 |  | Not Applicable as per Item Classification |  | Not Applicable
955-2274 | 955-2274 | SPA, IRONRIDGE Manufacturer Rebate for # 270-0942, End Date 03/31/2023, Max Qty. , , 203377 Krannich Solar West LLC | -7.3576 |  | No | Other | Shippable | 0 |  | Not Applicable as per Item Classification |  | Not Applicable
955-2275 | 955-2275 | SPA, IRONRIDGE Manufacturer Rebate for # 590-0118, End Date 03/31/2023, Max Qty. , , 203377 Krannich Solar West LLC | -0.46934 |  | No | Other | Shippable | 0 |  | Not Applicable as per Item Classification |  | Not Applicable
955-2276 | 955-2276 | SPA, IRONRIDGE Manufacturer Rebate for # 260-0585, End Date 03/31/2023, Max Qty. , , 203377 Krannich Solar West LLC | -1.2483 |  | No | Other | Shippable | 0 |  | Not Applicable as per Item Classification |  | Not Applicable
955-2277 | 955-2277 | SPA, IRONRIDGE Manufacturer Rebate for # 260-0584, End Date 03/31/2023, Max Qty. , , 203377 Krannich Solar West LLC | -1.3944 |  | No | Other | Shippable | 0 |  | Not Applicable as per Item Classification |  | Not Applicable
955-2278 | 955-2278 | SPA, IRONRIDGE Manufacturer Rebate for # 271-0008, End Date 03/31/2023, Max Qty. , , 203377 Krannich Solar West LLC | -2.7689 |  | No | Other | Shippable | 0 |  | Not Applicable as per Item Classification |  | Not Applicable
955-2279 | 955-2279 | SPA, IRONRIDGE Manufacturer Rebate for # 271-0016, End Date 03/31/2023, Max Qty. , , 203377 Krannich Solar West LLC | -1.8083 |  | No | Other | Shippable | 0 |  | Not Applicable as per Item Classification |  | Not Applicable
955-2280 | 955-2280 | SPA, IRONRIDGE Manufacturer Rebate for # 271-0010, End Date 03/31/2023, Max Qty. , , 203377 Krannich Solar West LLC | -1.8083 |  | No | Other | Shippable | 0 |  | Not Applicable as per Item Classification |  | Not Applicable
955-2281 | 955-2281 | SPA, IRONRIDGE Manufacturer Rebate for # 271-0013, End Date 03/31/2023, Max Qty. , , 203377 Krannich Solar West LLC | -1.8083 |  | No | Other | Shippable | 0 |  | Not Applicable as per Item Classification |  | Not Applicable
955-2282 | 955-2282 | SPA, IRONRIDGE Manufacturer Rebate for # 271-0017, End Date 03/31/2023, Max Qty. , , 203377 Krannich Solar West LLC | -1.8083 |  | No | Other | Shippable | 0 |  | Not Applicable as per Item Classification |  | Not Applicable
955-2283 | 955-2283 | SPA, IRONRIDGE Manufacturer Rebate for # 271-0015, End Date 03/31/2023, Max Qty. , , 203377 Krannich Solar West LLC | -1.5819 |  | No | Other | Shippable | 0 |  | Not Applicable as per Item Classification |  | Not Applicable
955-2284 | 955-2284 | SPA, IRONRIDGE Manufacturer Rebate for # 271-0014, End Date 03/31/2023, Max Qty. , , 203377 Krannich Solar West LLC | -1.5819 |  | No | Other | Shippable | 0 |  | Not Applicable as per Item Classification |  | Not Applicable
955-2285 | 955-2285 | SPA, IRONRIDGE Manufacturer Rebate for # 271-0009, End Date 03/31/2023, Max Qty. , , 203377 Krannich Solar West LLC | -1.5819 |  | No | Other | Shippable | 0 |  | Not Applicable as per Item Classification |  | Not Applicable
955-2286 | 955-2286 | SPA, IRONRIDGE Manufacturer Rebate for # 271-0011, End Date 03/31/2023, Max Qty. , , 203377 Krannich Solar West LLC | -1.5819 |  | No | Other | Shippable | 0 |  | Not Applicable as per Item Classification |  | Not Applicable
955-2287 | 955-2287 | SPA, IRONRIDGE Manufacturer Rebate for # 271-0012, End Date 03/31/2023, Max Qty. , , 203377 Krannich Solar West LLC | -1.5819 |  | No | Other | Shippable | 0 |  | Not Applicable as per Item Classification |  | Not Applicable
955-2288 | 955-2288 | SPA, IRONRIDGE Manufacturer Rebate for # 270-1033, End Date 03/31/2023, Max Qty. , , 203377 Krannich Solar West LLC | -2.5005 |  | No | Other | Shippable | 0 |  | Not Applicable as per Item Classification |  | Not Applicable
955-2289 | 955-2289 | SPA, IRONRIDGE Manufacturer Rebate for # 270-1032, End Date 03/31/2023, Max Qty. , , 203377 Krannich Solar West LLC | -2.9891 |  | No | Other | Shippable | 0 |  | Not Applicable as per Item Classification |  | Not Applicable
955-2290 | 955-2290 | SPA, IRONRIDGE Manufacturer Rebate for # 270-1034, End Date 03/31/2023, Max Qty. , , 203377 Krannich Solar West LLC | -0.31334 |  | No | Other | Shippable | 0 |  | Not Applicable as per Item Classification |  | Not Applicable
955-2291 | 955-2291 | SPA, IRONRIDGE Manufacturer Rebate for # 220-0715, End Date 03/31/2023, Max Qty. , , 203377 Krannich Solar West LLC | -1.1432 |  | No | Other | Shippable | 0 |  | Not Applicable as per Item Classification |  | Not Applicable
955-2292 | 955-2292 | SPA, IRONRIDGE Manufacturer Rebate for # 220-0716, End Date 03/31/2023, Max Qty. , , 203377 Krannich Solar West LLC | -1.1432 |  | No | Other | Shippable | 0 |  | Not Applicable as per Item Classification |  | Not Applicable
955-2293 | 955-2293 | SPA, IRONRIDGE Manufacturer Rebate for # 270-1044, End Date 03/31/2023, Max Qty. , , 203377 Krannich Solar West LLC | -0.51986 |  | No | Other | Shippable | 0 |  | Not Applicable as per Item Classification |  | Not Applicable
955-2294 | 955-2294 | SPA, IRONRIDGE Manufacturer Rebate for # 212-0002, End Date 03/31/2023, Max Qty. , , 203377 Krannich Solar West LLC | -1.4642 |  | No | Other | Shippable | 0 |  | Not Applicable as per Item Classification |  | Not Applicable
955-2295 | 955-2295 | SPA, IRONRIDGE Manufacturer Rebate for # 212-1115, End Date 03/31/2023, Max Qty. , , 203377 Krannich Solar West LLC | -1.537 |  | No | Other | Shippable | 0 |  | Not Applicable as per Item Classification |  | Not Applicable
955-2296 | 955-2296 | SPA, IRONRIDGE Manufacturer Rebate for # 212-0003, End Date 03/31/2023, Max Qty. , , 203377 Krannich Solar West LLC | -1.537 |  | No | Other | Shippable | 0 |  | Not Applicable as per Item Classification |  | Not Applicable
955-2297 | 955-2297 | SPA, IRONRIDGE Manufacturer Rebate for # 212-0004, End Date 03/31/2023, Max Qty. , , 203377 Krannich Solar West LLC | -1.5446 |  | No | Other | Shippable | 0 |  | Not Applicable as per Item Classification |  | Not Applicable
955-2298 | 955-2298 | SPA, IRONRIDGE Manufacturer Rebate for # 212-0005, End Date 03/31/2023, Max Qty. , , 203377 Krannich Solar West LLC | -1.5446 |  | No | Other | Shippable | 0 |  | Not Applicable as per Item Classification |  | Not Applicable
955-2299 | 955-2299 | SPA, IRONRIDGE Manufacturer Rebate for # 211-0096, End Date 03/31/2023, Max Qty. , , 203377 Krannich Solar West LLC | -0.65334 |  | No | Other | Shippable | 0 |  | Not Applicable as per Item Classification |  | Not Applicable
955-2300 | 955-2300 | SPA, IRONRIDGE Manufacturer Rebate for # 211-0095, End Date 03/31/2023, Max Qty. , , 203377 Krannich Solar West LLC | -0.61295 |  | No | Other | Shippable | 0 |  | Not Applicable as per Item Classification |  | Not Applicable
955-2301 | 955-2301 | SPA, IRONRIDGE Manufacturer Rebate for # 590-0121, End Date 03/31/2023, Max Qty. , , 203377 Krannich Solar West LLC | -0.63417 |  | No | Other | Shippable | 0 |  | Not Applicable as per Item Classification |  | Not Applicable
955-2302 | 955-2302 | SPA, IRONRIDGE Manufacturer Rebate for # 270-0941, End Date 03/31/2023, Max Qty. , , 203377 Krannich Solar West LLC | -0.63808 |  | No | Other | Shippable | 0 |  | Not Applicable as per Item Classification |  | Not Applicable
955-2303 | 955-2303 | SPA, IRONRIDGE Manufacturer Rebate for # 210-0674, End Date 03/31/2023, Max Qty. , , 203377 Krannich Solar West LLC | -1.2198 |  | No | Other | Shippable | 0 |  | Not Applicable as per Item Classification |  | Not Applicable
955-2306 | 955-2306 | SPA, IRONRIDGE Manufacturer Rebate for # 270-0181, End Date 03/31/2023, Max Qty. , , 203377 Krannich Solar West LLC | -0.346 |  | No | Other | Shippable | 0 |  | Not Applicable as per Item Classification |  | Not Applicable
955-2307 | 955-2307 | SPA, IRONRIDGE Manufacturer Rebate for # 270-0842, End Date 03/31/2023, Max Qty. , , 203377 Krannich Solar West LLC | -0.12505 |  | No | Other | Shippable | 0 |  | Not Applicable as per Item Classification |  | Not Applicable
955-2310 | 955-2310 | SPA, IRONRIDGE Manufacturer Rebate for # 211-0057, End Date 03/31/2023, Max Qty. , , 203377 Krannich Solar West LLC | 0.17125 |  | No | Other | Shippable | 0 |  | Not Applicable as per Item Classification |  | Not Applicable
955-2311 | 955-2311 | SPA, IRONRIDGE Manufacturer Rebate for # 211-0058, End Date 03/31/2023, Max Qty. , , 203377 Krannich Solar West LLC | -0.18137 |  | No | Other | Shippable | 0 |  | Not Applicable as per Item Classification |  | Not Applicable
955-2312 | 955-2312 | SPA, IRONRIDGE Manufacturer Rebate for # 270-0902, End Date 03/31/2023, Max Qty. , , 203377 Krannich Solar West LLC | -0.87569 |  | No | Other | Shippable | 0 |  | Not Applicable as per Item Classification |  | Not Applicable
955-2313 | 955-2313 | SPA, IRONRIDGE Manufacturer Rebate for # 270-0776, End Date 03/31/2023, Max Qty. , , 203377 Krannich Solar West LLC | -1.56 |  | No | Other | Shippable | 0 |  | Not Applicable as per Item Classification |  | Not Applicable
955-2314 | 955-2314 | SPA, IRONRIDGE Manufacturer Rebate for # 270-0870, End Date 03/31/2023, Max Qty. , , 203377 Krannich Solar West LLC | -2.6314 |  | No | Other | Shippable | 0 |  | Not Applicable as per Item Classification |  | Not Applicable
955-2315 | 955-2315 | SPA, IRONRIDGE Manufacturer Rebate for # 210-1040, End Date 03/31/2023, Max Qty. , , 203377 Krannich Solar West LLC | -0.97515 |  | No | Other | Shippable | 0 |  | Not Applicable as per Item Classification |  | Not Applicable
955-2316 | 955-2316 | SPA, IRONRIDGE Manufacturer Rebate for # 210-1044, End Date 03/31/2023, Max Qty. , , 203377 Krannich Solar West LLC | -0.97515 |  | No | Other | Shippable | 0 |  | Not Applicable as per Item Classification |  | Not Applicable
955-2317 | 955-2317 | SPA, IRONRIDGE Manufacturer Rebate for # 210-1042, End Date 03/31/2023, Max Qty. , , 203377 Krannich Solar West LLC | -0.97515 |  | No | Other | Shippable | 0 |  | Not Applicable as per Item Classification |  | Not Applicable
955-2318 | 955-2318 | SPA, IRONRIDGE Manufacturer Rebate for # 270-0182, End Date 03/31/2023, Max Qty. , , 203377 Krannich Solar West LLC | -1.6539 |  | No | Other | Shippable | 0 |  | Not Applicable as per Item Classification |  | Not Applicable
955-2320 | 955-2320 | SPA, IRONRIDGE Manufacturer Rebate for # 510-0286, End Date 03/31/2023, Max Qty. , , 203377 Krannich Solar West LLC | -5.992 |  | No | Other | Shippable | 0 |  | Not Applicable as per Item Classification |  | Not Applicable
955-2321 | 955-2321 | SPA, IRONRIDGE Manufacturer Rebate for # 510-0287, End Date 03/31/2023, Max Qty. , , 203377 Krannich Solar West LLC | -3.564 |  | No | Other | Shippable | 0 |  | Not Applicable as per Item Classification |  | Not Applicable
955-2322 | 955-2322 | SPA, IRONRIDGE Manufacturer Rebate for # 510-0295, End Date 03/31/2023, Max Qty. , , 203377 Krannich Solar West LLC | -3.1932 |  | No | Other | Shippable | 0 |  | Not Applicable as per Item Classification |  | Not Applicable
955-2323 | 955-2323 | SPA, IRONRIDGE Manufacturer Rebate for # 210-0579, End Date 03/31/2023, Max Qty. , , 203377 Krannich Solar West LLC | -3.9966 |  | No | Other | Shippable | 0 |  | Not Applicable as per Item Classification |  | Not Applicable
955-2324 | 955-2324 | SPA, IRONRIDGE Manufacturer Rebate for # 211-0511, End Date 03/31/2023, Max Qty. , , 203377 Krannich Solar West LLC | -0.17114 |  | No | Other | Shippable | 0 |  | Not Applicable as per Item Classification |  | Not Applicable
955-2325 | 955-2325 | SPA, IRONRIDGE Manufacturer Rebate for # 270-1046, End Date 03/31/2023, Max Qty. , , 203377 Krannich Solar West LLC | -0.98823 |  | No | Other | Shippable | 0 |  | Not Applicable as per Item Classification |  | Not Applicable
955-2326 | 955-2326 | SPA, IRONRIDGE Manufacturer Rebate for # 270-1045, End Date 03/31/2023, Max Qty. , , 203377 Krannich Solar West LLC | -0.92668 |  | No | Other | Shippable | 0 |  | Not Applicable as per Item Classification |  | Not Applicable
955-2327 | 955-2327 | SPA, IRONRIDGE Manufacturer Rebate for # 270-0145, End Date 03/31/2023, Max Qty. , , 203377 Krannich Solar West LLC | -0.785 |  | No | Other | Shippable | 0 |  | Not Applicable as per Item Classification |  | Not Applicable
955-2329 | 955-2329 | SPA, IRONRIDGE Manufacturer Rebate for # 270-1048, End Date 03/31/2023, Max Qty. , , 203377 Krannich Solar West LLC | -0.98823 |  | No | Other | Shippable | 0 |  | Not Applicable as per Item Classification |  | Not Applicable
955-2332 | 955-2332 | SPA, IRONRIDGE Manufacturer Rebate for # 211-0371, End Date 03/31/2023, Max Qty. , , 203377 Krannich Solar West LLC | -1.0438 |  | No | Other | Shippable | 0 |  | Not Applicable as per Item Classification |  | Not Applicable
955-2333 | 955-2333 | SPA, IRONRIDGE Manufacturer Rebate for # 260-0875, End Date 03/31/2023, Max Qty. , , 203377 Krannich Solar West LLC | -0.7346 |  | No | Other | Shippable | 0 |  | Not Applicable as per Item Classification |  | Not Applicable
955-2334 | 955-2334 | SPA, IRONRIDGE Manufacturer Rebate for # 270-0725, End Date 03/31/2023, Max Qty. , , 203377 Krannich Solar West LLC | -2.9516 |  | No | Other | Shippable | 0 |  | Not Applicable as per Item Classification |  | Not Applicable
955-2335 | 955-2335 | SPA, IRONRIDGE Manufacturer Rebate for # 270-0746, End Date 03/31/2023, Max Qty. , , 203377 Krannich Solar West LLC | -4.3074 |  | No | Other | Shippable | 0 |  | Not Applicable as per Item Classification |  | Not Applicable
955-2336 | 955-2336 | SPA, IRONRIDGE Manufacturer Rebate for # 270-1030, End Date 03/31/2023, Max Qty. , , 203377 Krannich Solar West LLC | -1.2665 |  | No | Other | Shippable | 0 |  | Not Applicable as per Item Classification |  | Not Applicable
955-2337 | 955-2337 | SPA, IRONRIDGE Manufacturer Rebate for # 510-0258, End Date 03/31/2023, Max Qty. , , 203377 Krannich Solar West LLC | -7.5652 |  | No | Other | Shippable | 0 |  | Not Applicable as per Item Classification |  | Not Applicable
955-2338 | 955-2338 | SPA, IRONRIDGE Manufacturer Rebate for # 211-0019, End Date 03/31/2023, Max Qty. , , 203377 Krannich Solar West LLC | -0.55887 |  | No | Other | Shippable | 0 |  | Not Applicable as per Item Classification |  | Not Applicable
955-2339 | 955-2339 | SPA, IRONRIDGE Manufacturer Rebate for # 211-0020, End Date 03/31/2023, Max Qty. , , 203377 Krannich Solar West LLC | -0.88585 |  | No | Other | Shippable | 0 |  | Not Applicable as per Item Classification |  | Not Applicable
955-2341 | 955-2341 | SPA, IRONRIDGE Manufacturer Rebate for # 211-0024, End Date 03/31/2023, Max Qty. , , 203377 Krannich Solar West LLC | -0.91311 |  | No | Other | Shippable | 0 |  | Not Applicable as per Item Classification |  | Not Applicable
955-2342 | 955-2342 | SPA, IRONRIDGE Manufacturer Rebate for # 211-0016, End Date 03/31/2023, Max Qty. , , 203377 Krannich Solar West LLC | -0.29868 |  | No | Other | Shippable | 0 |  | Not Applicable as per Item Classification |  | Not Applicable
955-2343 | 955-2343 | SPA, IRONRIDGE Manufacturer Rebate for # 211-0017, End Date 03/31/2023, Max Qty. , , 203377 Krannich Solar West LLC | -0.34167 |  | No | Other | Shippable | 0 |  | Not Applicable as per Item Classification |  | Not Applicable
955-2344 | 955-2344 | SPA, IRONRIDGE Manufacturer Rebate for # 211-0018, End Date 03/31/2023, Max Qty. , , 203377 Krannich Solar West LLC | -0.41422 |  | No | Other | Shippable | 0 |  | Not Applicable as per Item Classification |  | Not Applicable
955-2345 | 955-2345 | SPA, IRONRIDGE Manufacturer Rebate for # 211-0240, End Date 03/31/2023, Max Qty. , , 203377 Krannich Solar West LLC | -0.54383 |  | No | Other | Shippable | 0 |  | Not Applicable as per Item Classification |  | Not Applicable
955-2346 | 955-2346 | SPA, IRONRIDGE Manufacturer Rebate for # 211-0061, End Date 03/31/2023, Max Qty. , , 203377 Krannich Solar West LLC | 0.0065348 |  | No | Other | Shippable | 0 |  | Not Applicable as per Item Classification |  | Not Applicable
955-2348 | 955-2348 | SPA, IRONRIDGE Manufacturer Rebate for # 590-0113, End Date 03/31/2023, Max Qty. , , 203377 Krannich Solar West LLC | -0.26553 |  | No | Other | Shippable | 0 |  | Not Applicable as per Item Classification |  | Not Applicable
955-2349 | 955-2349 | SPA, IRONRIDGE Manufacturer Rebate for # 590-0112, End Date 03/31/2023, Max Qty. , , 203377 Krannich Solar West LLC | -0.59086 |  | No | Other | Shippable | 0 |  | Not Applicable as per Item Classification |  | Not Applicable
955-2350 | 955-2350 | SPA, IRONRIDGE Manufacturer Rebate for # 260-0284, End Date 03/31/2023, Max Qty. , , 203377 Krannich Solar West LLC | -0.47141 |  | No | Other | Shippable | 0 |  | Not Applicable as per Item Classification |  | Not Applicable
955-2352 | 955-2352 | SPA, IRONRIDGE Manufacturer Rebate for # 211-0042, End Date 03/31/2023, Max Qty. , , 203377 Krannich Solar West LLC | -0.50105 |  | No | Other | Shippable | 0 |  | Not Applicable as per Item Classification |  | Not Applicable
955-2357 | 955-2357 | SPA, IRONRIDGE Manufacturer Rebate for # 210-1051, End Date 03/31/2023, Max Qty. , , 203377 Krannich Solar West LLC | -3.1675 |  | No | Other | Shippable | 0 |  | Not Applicable as per Item Classification |  | Not Applicable
955-2358 | 955-2358 | SPA, IRONRIDGE Manufacturer Rebate for # 210-1053, End Date 03/31/2023, Max Qty. , , 203377 Krannich Solar West LLC | -3.0647 |  | No | Other | Shippable | 0 |  | Not Applicable as per Item Classification |  | Not Applicable
955-2360 | 955-2360 | SPA, IRONRIDGE Manufacturer Rebate for # 590-0129, End Date 03/31/2023, Max Qty. , , 203377 Krannich Solar West LLC | -30.452 |  | No | Other | Shippable | 0 |  | Not Applicable as per Item Classification |  | Not Applicable
955-2361 | 955-2361 | SPA, IRONRIDGE Manufacturer Rebate for # 260-0093, End Date 03/31/2023, Max Qty. , , 203377 Krannich Solar West LLC | -0.32888 |  | No | Other | Shippable | 0 |  | Not Applicable as per Item Classification |  | Not Applicable
955-2362 | 955-2362 | SPA, IRONRIDGE Manufacturer Rebate for # 260-0099, End Date 03/31/2023, Max Qty. , , 203377 Krannich Solar West LLC | -0.52315 |  | No | Other | Shippable | 0 |  | Not Applicable as per Item Classification |  | Not Applicable
955-2363 | 955-2363 | SPA, IRONRIDGE Manufacturer Rebate for # 260-0097, End Date 03/31/2023, Max Qty. , , 203377 Krannich Solar West LLC | -0.33466 |  | No | Other | Shippable | 0 |  | Not Applicable as per Item Classification |  | Not Applicable
955-2364 | 955-2364 | SPA, IRONRIDGE Manufacturer Rebate for # 210-0054, End Date 03/31/2023, Max Qty. , , 203377 Krannich Solar West LLC | -2.4002 |  | No | Other | Shippable | 0 |  | Not Applicable as per Item Classification |  | Not Applicable
955-2365 | 955-2365 | SPA, IRONRIDGE Manufacturer Rebate for # 210-0501, End Date 03/31/2023, Max Qty. , , 203377 Krannich Solar West LLC | -2.8852 |  | No | Other | Shippable | 0 |  | Not Applicable as per Item Classification |  | Not Applicable
955-2366 | 955-2366 | SPA, IRONRIDGE Manufacturer Rebate for # 210-0989, End Date 03/31/2023, Max Qty. , , 203377 Krannich Solar West LLC | -1.3501 |  | No | Other | Shippable | 0 |  | Not Applicable as per Item Classification |  | Not Applicable
955-2367 | 955-2367 | SPA, IRONRIDGE Manufacturer Rebate for # 210-1010, End Date 03/31/2023, Max Qty. , , 203377 Krannich Solar West LLC | -1.3114 |  | No | Other | Shippable | 0 |  | Not Applicable as per Item Classification |  | Not Applicable
955-2369 | 955-2369 | SPA, IRONRIDGE Manufacturer Rebate for # 270-1053, End Date 03/31/2023, Max Qty. , , 203377 Krannich Solar West LLC | -0.31242 |  | No | Other | Shippable | 0 |  | Not Applicable as per Item Classification |  | Not Applicable
955-2370 | 955-2370 | SPA, IRONRIDGE Manufacturer Rebate for # 211-0242, End Date 03/31/2023, Max Qty. , , 203377 Krannich Solar West LLC | -0.20405 |  | No | Other | Shippable | 0 |  | Not Applicable as per Item Classification |  | Not Applicable
955-2371 | 955-2371 | SPA, IRONRIDGE Manufacturer Rebate for # 211-0008, End Date 03/31/2023, Max Qty. , , 203377 Krannich Solar West LLC | -0.20405 |  | No | Other | Shippable | 0 |  | Not Applicable as per Item Classification |  | Not Applicable
955-2372 | 955-2372 | SPA, IRONRIDGE Manufacturer Rebate for # 270-0898, End Date 03/31/2023, Max Qty. , , 203377 Krannich Solar West LLC | -1.3127 |  | No | Other | Shippable | 0 |  | Not Applicable as per Item Classification |  | Not Applicable
955-2373 | 955-2373 | SPA, IRONRIDGE Manufacturer Rebate for # 270-0899, End Date 03/31/2023, Max Qty. , , 203377 Krannich Solar West LLC | -1.522 |  | No | Other | Shippable | 0 |  | Not Applicable as per Item Classification |  | Not Applicable
955-2374 | 955-2374 | SPA, IRONRIDGE Manufacturer Rebate for # 270-0157, End Date 03/31/2023, Max Qty. , , 203377 Krannich Solar West LLC | -1.5803 |  | No | Other | Shippable | 0 |  | Not Applicable as per Item Classification |  | Not Applicable
955-2375 | 955-2375 | SPA, IRONRIDGE Manufacturer Rebate for # 270-0901, End Date 03/31/2023, Max Qty. , , 203377 Krannich Solar West LLC | -1.522 |  | No | Other | Shippable | 0 |  | Not Applicable as per Item Classification |  | Not Applicable
955-2376 | 955-2376 | SPA, IRONRIDGE Manufacturer Rebate for # 270-0159, End Date 03/31/2023, Max Qty. , , 203377 Krannich Solar West LLC | -1.5803 |  | No | Other | Shippable | 0 |  | Not Applicable as per Item Classification |  | Not Applicable
955-2377 | 955-2377 | SPA, IRONRIDGE Manufacturer Rebate for # 270-0900, End Date 03/31/2023, Max Qty. , , 203377 Krannich Solar West LLC | -1.522 |  | No | Other | Shippable | 0 |  | Not Applicable as per Item Classification |  | Not Applicable
955-2378 | 955-2378 | SPA, IRONRIDGE Manufacturer Rebate for # 270-0158, End Date 03/31/2023, Max Qty. , , 203377 Krannich Solar West LLC | -1.5803 |  | No | Other | Shippable | 0 |  | Not Applicable as per Item Classification |  | Not Applicable
955-2379 | 955-2379 | SPA, IRONRIDGE Manufacturer Rebate for # 210-0949, End Date 03/31/2023, Max Qty. , , 203377 Krannich Solar West LLC | -4.0053 |  | No | Other | Shippable | 0 |  | Not Applicable as per Item Classification |  | Not Applicable
955-2380 | 955-2380 | SPA, IRONRIDGE Manufacturer Rebate for # 590-0101, End Date 03/31/2023, Max Qty. , , 203377 Krannich Solar West LLC | -0.56 |  | No | Other | Shippable | 0 |  | Not Applicable as per Item Classification |  | Not Applicable
955-2381 | 955-2381 | SPA, IRONRIDGE Manufacturer Rebate for # 211-0481, End Date 03/31/2023, Max Qty. , , 203377 Krannich Solar West LLC | -3.2291 |  | No | Other | Shippable | 0 |  | Not Applicable as per Item Classification |  | Not Applicable
955-2382 | 955-2382 | SPA, IRONRIDGE Manufacturer Rebate for # 211-0482, End Date 03/31/2023, Max Qty. , , 203377 Krannich Solar West LLC | -3.423 |  | No | Other | Shippable | 0 |  | Not Applicable as per Item Classification |  | Not Applicable
955-2383 | 955-2383 | SPA, IRONRIDGE Manufacturer Rebate for # 211-0483, End Date 03/31/2023, Max Qty. , , 203377 Krannich Solar West LLC | -3.6706 |  | No | Other | Shippable | 0 |  | Not Applicable as per Item Classification |  | Not Applicable
955-2384 | 955-2384 | SPA, IRONRIDGE Manufacturer Rebate for # 211-0484, End Date 03/31/2023, Max Qty. , , 203377 Krannich Solar West LLC | -3.8584 |  | No | Other | Shippable | 0 |  | Not Applicable as per Item Classification |  | Not Applicable
955-2385 | 955-2385 | SPA, IRONRIDGE Manufacturer Rebate for # 211-0485, End Date 03/31/2023, Max Qty. , , 203377 Krannich Solar West LLC | -4.0508 |  | No | Other | Shippable | 0 |  | Not Applicable as per Item Classification |  | Not Applicable
955-2386 | 955-2386 | SPA, IRONRIDGE Manufacturer Rebate for # 260-0101, End Date 03/31/2023, Max Qty. , , 203377 Krannich Solar West LLC | -0.76261 |  | No | Other | Shippable | 0 |  | Not Applicable as per Item Classification |  | Not Applicable
955-2387 | 955-2387 | SPA, IRONRIDGE Manufacturer Rebate for # 260-0102, End Date 03/31/2023, Max Qty. , , 203377 Krannich Solar West LLC | -0.81317 |  | No | Other | Shippable | 0 |  | Not Applicable as per Item Classification |  | Not Applicable
955-2388 | 955-2388 | SPA, IRONRIDGE Manufacturer Rebate for # 260-0104, End Date 03/31/2023, Max Qty. , , 203377 Krannich Solar West LLC | -0.069849 |  | No | Other | Shippable | 0 |  | Not Applicable as per Item Classification |  | Not Applicable
955-2389 | 955-2389 | SPA, IRONRIDGE Manufacturer Rebate for # 260-0103, End Date 03/31/2023, Max Qty. , , 203377 Krannich Solar West LLC | -0.3103 |  | No | Other | Shippable | 0 |  | Not Applicable as per Item Classification |  | Not Applicable
955-2390 | 955-2390 | SPA, IRONRIDGE Manufacturer Rebate for # 260-0106, End Date 03/31/2023, Max Qty. , , 203377 Krannich Solar West LLC | -0.31985 |  | No | Other | Shippable | 0 |  | Not Applicable as per Item Classification |  | Not Applicable
955-2391 | 955-2391 | SPA, IRONRIDGE Manufacturer Rebate for # 260-0105, End Date 03/31/2023, Max Qty. , , 203377 Krannich Solar West LLC | -0.1403 |  | No | Other | Shippable | 0 |  | Not Applicable as per Item Classification |  | Not Applicable
955-2392 | 955-2392 | SPA, IRONRIDGE Manufacturer Rebate for # 260-0108, End Date 03/31/2023, Max Qty. , , 203377 Krannich Solar West LLC | -0.3159 |  | No | Other | Shippable | 0 |  | Not Applicable as per Item Classification |  | Not Applicable
955-2393 | 955-2393 | SPA, IRONRIDGE Manufacturer Rebate for # 260-0107, End Date 03/31/2023, Max Qty. , , 203377 Krannich Solar West LLC | -0.3103 |  | No | Other | Shippable | 0 |  | Not Applicable as per Item Classification |  | Not Applicable
955-2394 | 955-2394 | SPA, IRONRIDGE Manufacturer Rebate for # 260-0110, End Date 03/31/2023, Max Qty. , , 203377 Krannich Solar West LLC | -0.31985 |  | No | Other | Shippable | 0 |  | Not Applicable as per Item Classification |  | Not Applicable
955-2395 | 955-2395 | SPA, IRONRIDGE Manufacturer Rebate for # 260-0109, End Date 03/31/2023, Max Qty. , , 203377 Krannich Solar West LLC | -0.3103 |  | No | Other | Shippable | 0 |  | Not Applicable as per Item Classification |  | Not Applicable
955-2396 | 955-2396 | SPA, IRONRIDGE Manufacturer Rebate for # 260-0112, End Date 03/31/2023, Max Qty. , , 203377 Krannich Solar West LLC | -0.065905 |  | No | Other | Shippable | 0 |  | Not Applicable as per Item Classification |  | Not Applicable
955-2397 | 955-2397 | SPA, IRONRIDGE Manufacturer Rebate for # 260-0111, End Date 03/31/2023, Max Qty. , , 203377 Krannich Solar West LLC | -0.3103 |  | No | Other | Shippable | 0 |  | Not Applicable as per Item Classification |  | Not Applicable
955-2398 | 955-2398 | SPA, IRONRIDGE Manufacturer Rebate for # 260-0114, End Date 03/31/2023, Max Qty. , , 203377 Krannich Solar West LLC | -0.31985 |  | No | Other | Shippable | 0 |  | Not Applicable as per Item Classification |  | Not Applicable
955-2399 | 955-2399 | SPA, IRONRIDGE Manufacturer Rebate for # 260-0113, End Date 03/31/2023, Max Qty. , , 203377 Krannich Solar West LLC | -0.3103 |  | No | Other | Shippable | 0 |  | Not Applicable as per Item Classification |  | Not Applicable
955-2402 | 955-2402 | SPA, IRONRIDGE Manufacturer Rebate for # 260-0118, End Date 03/31/2023, Max Qty. , , 203377 Krannich Solar West LLC | -0.34435 |  | No | Other | Shippable | 0 |  | Not Applicable as per Item Classification |  | Not Applicable
955-2403 | 955-2403 | SPA, IRONRIDGE Manufacturer Rebate for # 260-0117, End Date 03/31/2023, Max Qty. , , 203377 Krannich Solar West LLC | -0.3029 |  | No | Other | Shippable | 0 |  | Not Applicable as per Item Classification |  | Not Applicable
955-2404 | 955-2404 | SPA, IRONRIDGE Manufacturer Rebate for # 210-1007, End Date 03/31/2023, Max Qty. , , 203377 Krannich Solar West LLC | -2.399 |  | No | Other | Shippable | 0 |  | Not Applicable as per Item Classification |  | Not Applicable
955-2405 | 955-2405 | SPA, IRONRIDGE Manufacturer Rebate for # 210-1008, End Date 03/31/2023, Max Qty. , , 203377 Krannich Solar West LLC | -6.8328 |  | No | Other | Shippable | 0 |  | Not Applicable as per Item Classification |  | Not Applicable
955-2406 | 955-2406 | SPA, IRONRIDGE Manufacturer Rebate for # 210-1009, End Date 03/31/2023, Max Qty. , , 203377 Krannich Solar West LLC | -8.2762 |  | No | Other | Shippable | 0 |  | Not Applicable as per Item Classification |  | Not Applicable
955-2408 | 955-2408 | SPA, Manufacturer Rebate for # 211-0501, End Date 03/31/2023, Max Qty. , , 203377 Krannich Solar West LLC | -2.093 |  | No | Other | Shippable | 0 |  | Not Applicable as per Item Classification |  | Not Applicable
955-2409 | 955-2409 | SPA, Manufacturer Rebate for # 211-0521, End Date 03/31/2023, Max Qty. , , 203377 Krannich Solar West LLC | -1.4925 |  | No | Other | Shippable | 0 |  | Not Applicable as per Item Classification |  | Not Applicable
955-2411 | 955-2411 | SPA, Manufacturer Rebate for # 210-1001, End Date 03/31/2023, Max Qty. , , 203377 Krannich Solar West LLC | -3.1762 |  | No | Other | Shippable | 0 |  | Not Applicable as per Item Classification |  | Not Applicable
955-2412 | 955-2412 | SPA, Manufacturer Rebate for # 210-1002, End Date 03/31/2023, Max Qty. , , 203377 Krannich Solar West LLC | -3.4356 |  | No | Other | Shippable | 0 |  | Not Applicable as per Item Classification |  | Not Applicable
955-2413 | 955-2413 | SPA, Manufacturer Rebate for # 210-1003, End Date 03/31/2023, Max Qty. , , 203377 Krannich Solar West LLC | -4.3324 |  | No | Other | Shippable | 0 |  | Not Applicable as per Item Classification |  | Not Applicable
955-2414 | 955-2414 | SPA, Manufacturer Rebate for # 210-1004, End Date 03/31/2023, Max Qty. , , 203377 Krannich Solar West LLC | -4.3858 |  | No | Other | Shippable | 0 |  | Not Applicable as per Item Classification |  | Not Applicable
955-2417 | 955-2417 | SPA, Manufacturer Rebate for # 210-1005, End Date 03/31/2023, Max Qty. , , 203377 Krannich Solar West LLC | -5.2605 |  | No | Other | Shippable | 0 |  | Not Applicable as per Item Classification |  | Not Applicable
955-2418 | 955-2418 | SPA, Manufacturer Rebate for # 210-1006, End Date 03/31/2023, Max Qty. , , 203377 Krannich Solar West LLC | -5.3264 |  | No | Other | Shippable | 0 |  | Not Applicable as per Item Classification |  | Not Applicable
955-2419 | 955-2419 | SPA, Manufacturer Rebate for # 211-0498, End Date 03/31/2023, Max Qty. , , 203377 Krannich Solar West LLC | -1.8513 |  | No | Other | Shippable | 0 |  | Not Applicable as per Item Classification |  | Not Applicable
955-2420 | 955-2420 | SPA, Manufacturer Rebate for # 211-0522, End Date 03/31/2023, Max Qty. , , 203377 Krannich Solar West LLC | -1.3886 |  | No | Other | Shippable | 0 |  | Not Applicable as per Item Classification |  | Not Applicable
955-2422 | 955-2422 | SPA, Manufacturer Rebate for # 210-0998, End Date 03/31/2023, Max Qty. , , 203377 Krannich Solar West LLC | 2.4376 |  | No | Other | Shippable | 0 |  | Not Applicable as per Item Classification |  | Not Applicable
955-2423 | 955-2423 | SPA, Manufacturer Rebate for # 210-1025, End Date 03/31/2023, Max Qty. , , 203377 Krannich Solar West LLC | 1.3664 |  | No | Other | Shippable | 0 |  | Not Applicable as per Item Classification |  | Not Applicable
955-2424 | 955-2424 | SPA, Manufacturer Rebate for # 210-0999, End Date 03/31/2023, Max Qty. , , 203377 Krannich Solar West LLC | -3.1054 |  | No | Other | Shippable | 0 |  | Not Applicable as per Item Classification |  | Not Applicable
955-2425 | 955-2425 | SPA, Manufacturer Rebate for # 210-1026, End Date 03/31/2023, Max Qty. , , 203377 Krannich Solar West LLC | -3.199 |  | No | Other | Shippable | 0 |  | Not Applicable as per Item Classification |  | Not Applicable
955-2426 | 955-2426 | SPA, Manufacturer Rebate for # 210-1066, End Date 03/31/2023, Max Qty. , , 203377 Krannich Solar West LLC | -5.4032 |  | No | Other | Shippable | 0 |  | Not Applicable as per Item Classification |  | Not Applicable
955-2427 | 955-2427 | SPA, Manufacturer Rebate for # 210-1000, End Date 03/31/2023, Max Qty. , , 203377 Krannich Solar West LLC | -3.7501 |  | No | Other | Shippable | 0 |  | Not Applicable as per Item Classification |  | Not Applicable
955-2428 | 955-2428 | SPA, Manufacturer Rebate for # 210-1027, End Date 03/31/2023, Max Qty. , , 203377 Krannich Solar West LLC | 2.1136 |  | No | Other | Shippable | 0 |  | Not Applicable as per Item Classification |  | Not Applicable
955-2429 | 955-2429 | SPA, Manufacturer Rebate for # 211-0497, End Date 03/31/2023, Max Qty. , , 203377 Krannich Solar West LLC | -1.6031 |  | No | Other | Shippable | 0 |  | Not Applicable as per Item Classification |  | Not Applicable
955-2430 | 955-2430 | SPA, Manufacturer Rebate for # 211-0520, End Date 03/31/2023, Max Qty. , , 203377 Krannich Solar West LLC | -1.3886 |  | No | Other | Shippable | 0 |  | Not Applicable as per Item Classification |  | Not Applicable
955-2432 | 955-2432 | SPA, Manufacturer Rebate for # 590-0117, End Date 03/31/2023, Max Qty. , , 203377 Krannich Solar West LLC | -1.48 |  | No | Other | Shippable | 0 |  | Not Applicable as per Item Classification |  | Not Applicable
955-2433 | 955-2433 | SPA, ENPHASE ENERGY, INC., Manufacturer Rebate for 360-0329, End Date 3/31/2023, Q-00030570, 13529 Suntuity Solar LLC | -6.99 |  | No | Other | Shippable | 0 |  | Not Applicable as per Item Classification |  | Not Applicable
955-2434 | 955-2434 | SPA, ENPHASE ENERGY, INC., Manufacturer Rebate for 321-0232, End Date 3/31/2022, Q-00030570, 13529 Suntuity Solar LLC | -60.05 |  | No | Other | Shippable | 0 |  | Not Applicable as per Item Classification |  | Not Applicable
955-2435 | 955-2435 | SPA, ENPHASE ENERGY, INC., Manufacturer Rebate for 321-0231, End Date 3/31/2023, Q-00030570, 13529 Suntuity Solar LLC | -67.98 |  | No | Other | Shippable | 0 |  | Not Applicable as per Item Classification |  | Not Applicable
955-2436 | 955-2436 | SPA, ENPHASE ENERGY, INC., Manufacturer Rebate for 321-0230, End Date 3/31/2023, Q-00030570, 13529 Suntuity Solar LLC | -63.04 |  | No | Other | Shippable | 0 |  | Not Applicable as per Item Classification |  | Not Applicable
955-2437 | 955-2437 | SPA, ENPHASE ENERGY, INC., Manufacturer Rebate for 321-0229, End Date 3/31/2023, Q-00030570, 13529 Suntuity Solar LLC | -43.79 |  | No | Other | Shippable | 0 |  | Not Applicable as per Item Classification |  | Not Applicable
955-2438 | 955-2438 | SPA, ENPHASE ENERGY, INC., Manufacturer Rebate for 321-0244, End Date 3/31/2023, Q-00030570, 13529 Suntuity Solar LLC | -46.74 |  | No | Other | Shippable | 0 |  | Not Applicable as per Item Classification |  | Not Applicable
955-2439 | 955-2439 | SPA, ENPHASE ENERGY, INC., Manufacturer Rebate for 321-0216, End Date 3/31/2023, Q-00030570, 13529 Suntuity Solar LLC | -46.74 |  | No | Other | Shippable | 0 |  | Not Applicable as per Item Classification |  | Not Applicable
955-2440 | 955-2440 | SPA, ENPHASE ENERGY, INC., Manufacturer Rebate for 321-0223, End Date 3/31/2023, Q-00030570, 13529 Suntuity Solar LLC | -54.84 |  | No | Other | Shippable | 0 |  | Not Applicable as per Item Classification |  | Not Applicable
955-2441 | 955-2441 | SPA, ENPHASE ENERGY, INC., Manufacturer Rebate for 321-0215, End Date 3/31/2023, Q-00030570, 13529 Suntuity Solar LLC | -38.1 |  | No | Other | Shippable | 0 |  | Not Applicable as per Item Classification |  | Not Applicable
955-2442 | 955-2442 | SPA, ENPHASE ENERGY, INC., Manufacturer Rebate for 580-0187, End Date 3/31/2023, Q-00030570, 13529 Suntuity Solar LLC | -235 |  | No | Other | Shippable | 0 |  | Not Applicable as per Item Classification |  | Not Applicable
955-2443 | 955-2443 | SPA, ENPHASE ENERGY, INC., Manufacturer Rebate for 580-0192, End Date 3/31/2023, Q-00030570, 13529 Suntuity Solar LLC | -235 |  | No | Other | Shippable | 0 |  | Not Applicable as per Item Classification |  | Not Applicable
955-2444 | 955-2444 | SPA, ENPHASE ENERGY, INC., Manufacturer Rebate for 560-0069, End Date 3/31/2023, Q-00030570, 13529 Suntuity Solar LLC | -70 |  | No | Other | Shippable | 0 |  | Not Applicable as per Item Classification |  | Not Applicable
955-2445 | 955-2445 | SPA, ENPHASE ENERGY, INC., Manufacturer Rebate for 480-0132, End Date 3/31/2023, Q-00030570, 13529 Suntuity Solar LLC | 0 |  | No | Other | Shippable | 0 |  | Not Applicable as per Item Classification |  | Not Applicable
955-2446 | 955-2446 | SPA, ENPHASE ENERGY, INC., Manufacturer Rebate for 480-0123, End Date 3/31/2023, Q-00030570, 13529 Suntuity Solar LLC | -133 |  | No | Other | Shippable | 0 |  | Not Applicable as per Item Classification |  | Not Applicable
955-2447 | 955-2447 | SPA, ENPHASE ENERGY, INC., Manufacturer Rebate for 480-0133, End Date 3/31/2023, Q-00030570, 13529 Suntuity Solar LLC | -399 |  | No | Other | Shippable | 0 |  | Not Applicable as per Item Classification |  | Not Applicable
955-2448 | 955-2448 | SPA, ENPHASE ENERGY, INC., Manufacturer Rebate for 480-0124, End Date 3/31/2023, Q-00030570, 13529 Suntuity Solar LLC | -399 |  | No | Other | Shippable | 0 |  | Not Applicable as per Item Classification |  | Not Applicable
955-2449 | 955-2449 | SPA, ENPHASE ENERGY, INC., Manufacturer Rebate for 570-1222, End Date 3/31/2023, Q-00030570, 13529 Suntuity Solar LLC | -81.35 |  | No | Other | Shippable | 0 |  | Not Applicable as per Item Classification |  | Not Applicable
955-2450 | 955-2450 | SPA, ENPHASE ENERGY, INC., Manufacturer Rebate for 570-1189, End Date 3/31/2023, Q-00030570, 13529 Suntuity Solar LLC | -81.35 |  | No | Other | Shippable | 0 |  | Not Applicable as per Item Classification |  | Not Applicable
955-2451 | 955-2451 | SPA, ENPHASE ENERGY, INC., Manufacturer Rebate for 480-0147, End Date 3/31/2023, Q-00030570, 13529 Suntuity Solar LLC | -133 |  | No | Other | Shippable | 0 |  | Not Applicable as per Item Classification |  | Not Applicable
955-2452 | 955-2452 | SPA, ENPHASE ENERGY, INC., Manufacturer Rebate for 480-0148, End Date 3/31/2023, Q-00030570, 13529 Suntuity Solar LLC | -133 |  | No | Other | Shippable | 0 |  | Not Applicable as per Item Classification |  | Not Applicable
955-2453 | 955-2453 | SPA, ENPHASE ENERGY, INC., Manufacturer Rebate for 360-0328, End Date 3/31/2023, Q-00030570, 13529 Suntuity Solar LLC | -5.88 |  | No | Other | Shippable | 0 |  | Not Applicable as per Item Classification |  | Not Applicable
955-2454 | 955-2454 | SPA, ENPHASE ENERGY, INC., Manufacturer Rebate for 570-1196, End Date 3/31/2023, Q-00030570, 13529 Suntuity Solar LLC | -129.68 |  | No | Other | Shippable | 0 |  | Not Applicable as per Item Classification |  | Not Applicable
955-2455 | 955-2455 | SPA, ENPHASE ENERGY, INC., Manufacturer Rebate for 321-0230, End Date 3/31/2023, Max Qty. 100, Q-00029208, 202957 Gold Rush Energy Solutions | -27.95 |  | No | Other | Shippable | 0 |  | Not Applicable as per Item Classification |  | Not Applicable
955-2456 | 955-2456 | SPA, ENPHASE ENERGY, INC., Manufacturer Rebate for 321-0229, End Date 3/31/2023, Max Qty. 700, Q-00029208, 202957 Gold Rush Energy Solutions | -28.94 |  | No | Other | Shippable | 0 |  | Not Applicable as per Item Classification |  | Not Applicable
955-2457 | 955-2457 | SPA, ENPHASE ENERGY, INC., Manufacturer Rebate for 321-0233, End Date 3/31/2023, Max Qty. 300, Q-00029208, 202957 Gold Rush Energy Solutions | -30.1 |  | No | Other | Shippable | 0 |  | Not Applicable as per Item Classification |  | Not Applicable
955-2458 | 955-2458 | SPA, ENPHASE ENERGY, INC., Manufacturer Rebate for 321-0230, End Date 3/31/2023, Max Qty. 300, Q-00029198, 80633 Solar Roof Dynamics LLC | -18.57 |  | No | Other | Shippable | 0 |  | Not Applicable as per Item Classification |  | Not Applicable
955-2459 | 955-2459 | SPA, ENPHASE ENERGY, INC., Manufacturer Rebate for 321-0233, End Date 3/31/2023, Max Qty. 200, Q-00029198, 80633 Solar Roof Dynamics LLC | -14.85 |  | No | Other | Shippable | 0 |  | Not Applicable as per Item Classification |  | Not Applicable
955-2460 | 955-2460 | SPA, REC SOLAR dba REC AMERICAS, LLC, Manufacturer Rebate for 110-1312, End Date 3/31/2023, Max Qty. 500, REC SPA-000627, 88596 American Array Solar | -63.36 |  | No | Other | Shippable | 0 |  | Not Applicable as per Item Classification |  | Not Applicable
955-2461 | 955-2461 | SPA, ENPHASE ENERGY, INC., Manufacturer Rebate for 570-1222, End Date 3/31/2023, Max Qty. 1500, Q-00029503, 4205223 Lumio Inc | -158.53 |  | No | Other | Shippable | 0 |  | Not Applicable as per Item Classification |  | Not Applicable
955-2462 | 955-2462 | SPA, ENPHASE ENERGY, INC., Manufacturer Rebate for 321-0233, End Date 3/31/2023, Q-00028786, 87248 Florida Solar Products, Inc dba Solar Energy Systems | -20.95 |  | No | Other | Shippable | 0 |  | Not Applicable as per Item Classification |  | Not Applicable
955-2463 | 955-2463 | SPA, ENPHASE ENERGY, INC., Manufacturer Rebate for 321-0229, End Date 3/31/2023, Q-00028786, 87248 Florida Solar Products, Inc dba Solar Energy Systems | -21.68 |  | No | Other | Shippable | 0 |  | Not Applicable as per Item Classification |  | Not Applicable
955-2464 | 955-2464 | SPA, ENPHASE ENERGY, INC., Manufacturer Rebate for 321-0216, End Date 3/31/2023, Q-00028786, 87248 Florida Solar Products, Inc dba Solar Energy Systems | -18.23 |  | No | Other | Shippable | 0 |  | Not Applicable as per Item Classification |  | Not Applicable
955-2465 | 955-2465 | SPA, ENPHASE ENERGY, INC., Manufacturer Rebate for 321-0244, End Date 3/31/2023, Q-00028786, 87248 Florida Solar Products, Inc dba Solar Energy Systems | -18.23 |  | No | Other | Shippable | 0 |  | Not Applicable as per Item Classification |  | Not Applicable
955-2466 | 955-2466 | SPA, ENPHASE ENERGY, INC., Manufacturer Rebate for 321-0233, End Date 3/31/2023, Max Qty. 500, Q-00029182-Q1 2023-SPAEnphase-AmericanArray, 88596 American Array Solar | -25 |  | No | Other | Shippable | 0 |  | Not Applicable as per Item Classification |  | Not Applicable
955-2467 | 955-2467 | SPA, ENPHASE ENERGY, INC., Manufacturer Rebate for 321-0215, End Date 3/31/2023, Q-00030570, 87248 Florida Solar Products, Inc dba Solar Energy Systems | -18.87 |  | No | Other | Shippable | 0 |  | Not Applicable as per Item Classification |  | Not Applicable
955-2468 | 955-2468 | SPA, REC SOLAR dba REC AMERICAS, LLC, Manufacturer Rebate for 110-1347, End Date 3/31/2023, Max Qty. 300, SPA-000696, 4988962 Devlin Contracting and Maintenance dba Devlin Solar | -66.3 |  | No | Other | Shippable | 0 |  | Not Applicable as per Item Classification |  | Not Applicable
955-2469 | 955-2469 | SPA, ENPHASE ENERGY, INC., Manufacturer Rebate for 321-0232, End Date 3/31/2023, Max Qty. 200, Q-00029186-Q1 2023 SPA Enphase-Illuminate, 88279 Illuminate Solar Company | -6.65 |  | No | Other | Shippable | 0 |  | Not Applicable as per Item Classification |  | Not Applicable
955-2470 | 955-2470 | SPA, ENPHASE ENERGY, INC., Manufacturer Rebate for 321-0230, End Date 3/31/2023, Q-00029186-Q1 2023 SPA Enphase-Illuminate, 88279 Illuminate Solar Company | -5.12 |  | No | Other | Shippable | 0 |  | Not Applicable as per Item Classification |  | Not Applicable
955-2471 | 955-2471 | SPA, ENPHASE ENERGY, INC., Manufacturer Rebate for 321-0233, End Date 3/31/2023, Max Qty. 300, Q-00029186-Q1 2023 SPA Enphase-Illuminate, 88279 Illuminate Solar Company | -5.85 |  | No | Other | Shippable | 0 |  | Not Applicable as per Item Classification |  | Not Applicable
955-2472 | 955-2472 | SPA, ENPHASE ENERGY, INC., Manufacturer Rebate for 321-0233, End Date 3/31/2023, Max Qty. 1100, Q-00028373, 4204532 OG Solar, Inc. dba Reno Solar | -15.92 |  | No | Other | Shippable | 0 |  | Not Applicable as per Item Classification |  | Not Applicable
955-2473 | 955-2473 | SPA, ENPHASE ENERGY, INC., Manufacturer Rebate for 321-0230, End Date 3/31/2023, Max Qty. 100, Q-00029182-Q1 2023-SPAEnphase-AmericanArray, 88596 American Array Solar | -22.48 |  | No | Other | Shippable | 0 |  | Not Applicable as per Item Classification |  | Not Applicable
955-2474 | 955-2474 | SPA, ENPHASE ENERGY, INC., Manufacturer Rebate for 321-0232, End Date 3/31/2023, Max Qty. 100, Q-00030041 Q123SPA-Enphase-Solarworx, 4203656 Solarworx Inc | -16.34 |  | No | Other | Shippable | 0 |  | Not Applicable as per Item Classification |  | Not Applicable
955-2475 | 955-2475 | SPA, ENPHASE ENERGY, INC., Manufacturer Rebate for 321-0230, End Date 3/31/2023, Max Qty. 100, Q-00030041 Q123SPA-Enphase-Solarworx, 4203656 Solarworx Inc | -11.74 |  | No | Other | Shippable | 0 |  | Not Applicable as per Item Classification |  | Not Applicable
955-2476 | 955-2476 | SPA, ENPHASE ENERGY, INC., Manufacturer Rebate for 321-0233, End Date 3/31/2023, Max Qty. 500, Q-00030041 Q123SPA-Enphase-Solarworx, 4203656 Solarworx Inc | -12.35 |  | No | Other | Shippable | 0 |  | Not Applicable as per Item Classification |  | Not Applicable
955-2477 | 955-2477 | SPA, ENPHASE ENERGY, INC., Manufacturer Rebate for 321-0232, End Date 3/31/2023, Max Qty. 100, Q-00029182-Q1 2023-SPAEnphase-AmericanArray, 88596 American Array Solar | -23.06 |  | No | Other | Shippable | 0 |  | Not Applicable as per Item Classification |  | Not Applicable
955-2478 | 955-2478 | SPA, REC SOLAR dba REC AMERICAS, LLC, Manufacturer Rebate for 110-1347, End Date 12/31/2023, Francisco Herrera, 4988863 Bakersfield Shingles Wholesale dba BSW Roofing and Solar | -58.5 |  | No | Other | Shippable | 0 |  | Not Applicable as per Item Classification |  | Not Applicable
955-2479 | 955-2479 | SPA, ENPHASE ENERGY, INC., Manufacturer Rebate for 321-0233, End Date 3/31/2023, Max Qty. 18000, Q-00030460, 4989030 RDX Power LLC | -27.73 |  | No | Other | Shippable | 0 |  | Not Applicable as per Item Classification |  | Not Applicable
955-2480 | 955-2480 | SPA, ENPHASE ENERGY, INC., Manufacturer Rebate for 321-0230, End Date 3/31/2023, Q-00030420, 3853 Unbound Renewable Energy Inc dba Unbound Solar | -20.07 |  | No | Other | Shippable | 0 |  | Not Applicable as per Item Classification |  | Not Applicable
955-2481 | 955-2481 | SPA, IRONRIDGE, Manufacturer Rebate for 210-1003, End Date 3/1/2024, Convert Solar, 4204550 Convert Solar | -0.87 |  | No | Other | Shippable | 0 |  | Not Applicable as per Item Classification |  | Not Applicable
955-2482 | 955-2482 | SPA, IRONRIDGE, Manufacturer Rebate for 211-0498, End Date 3/1/2024, Convert Solar, 4204550 Convert Solar | -0.12 |  | No | Other | Shippable | 0 |  | Not Applicable as per Item Classification |  | Not Applicable
955-2483 | 955-2483 | SPA, ENPHASE ENERGY, INC., Manufacturer Rebate for 321-0232, End Date 3/31/2023, Q-00030460, 4989030 RDX Power LLC | -35.22 |  | No | Other | Shippable | 0 |  | Not Applicable as per Item Classification |  | Not Applicable
955-2484 | 955-2484 | SPA, ENPHASE ENERGY, INC., Manufacturer Rebate for 321-0230, End Date 3/31/2023, Q-00030460, 4989030 RDX Power LLC | -29.78 |  | No | Other | Shippable | 0 |  | Not Applicable as per Item Classification |  | Not Applicable
955-2485 | 955-2485 | SPA, IRONRIDGE, Manufacturer Rebate for 210-1009, End Date 3/1/2023, Convert Solar, 4204550 Convert Solar | -1.67 |  | No | Other | Shippable | 0 |  | Not Applicable as per Item Classification |  | Not Applicable
955-2486 | 955-2486 | SPA, IRONRIDGE, Manufacturer Rebate for 210-1008, End Date 3/1/2024, Convert Solar, 4204550 Convert Solar | -1.38 |  | No | Other | Shippable | 0 |  | Not Applicable as per Item Classification |  | Not Applicable
955-2487 | 955-2487 | SPA, IRONRIDGE, Manufacturer Rebate for 220-0350, End Date 3/1/2024, Convert Solar, 4204550 Convert Solar | -0.89 |  | No | Other | Shippable | 0 |  | Not Applicable as per Item Classification |  | Not Applicable
955-2488 | 955-2488 | SPA, IRONRIDGE, Manufacturer Rebate for 220-0716, End Date 3/1/2024, Convert Solar, 4204550 Convert Solar | -0.25 |  | No | Other | Shippable | 0 |  | Not Applicable as per Item Classification |  | Not Applicable
955-2489 | 955-2489 | SPA, IRONRIDGE, Manufacturer Rebate for 260-0104, End Date 3/1/2024, Convert Solar, 4204550 Convert Solar | -0.01 |  | No | Other | Shippable | 0 |  | Not Applicable as per Item Classification |  | Not Applicable
955-2490 | 955-2490 | SPA, IRONRIDGE, Manufacturer Rebate for 260-0106, End Date 3/1/2024, Convert Solar, 4204550 Convert Solar | -0.01 |  | No | Other | Shippable | 0 |  | Not Applicable as per Item Classification |  | Not Applicable
955-2491 | 955-2491 | SPA, IRONRIDGE, Manufacturer Rebate for 260-0110, End Date 3/1/2024, Convert Solar, 4204550 Convert Solar | -0.01 |  | No | Other | Shippable | 0 |  | Not Applicable as per Item Classification |  | Not Applicable
955-2492 | 955-2492 | SPA, IRONRIDGE, Manufacturer Rebate for 260-0112, End Date 3/1/2023, Convert Solar, 4204550 Convert Solar | -0.01 |  | No | Other | Shippable | 0 |  | Not Applicable as per Item Classification |  | Not Applicable
955-2493 | 955-2493 | SPA, IRONRIDGE, Manufacturer Rebate for 260-0114, End Date 3/1/2024, Convert Solar, 4204550 Convert Solar | -0.01 |  | No | Other | Shippable | 0 |  | Not Applicable as per Item Classification |  | Not Applicable
955-2494 | 955-2494 | SPA, IRONRIDGE, Manufacturer Rebate for 270-0161, End Date 3/1/2024, Convert Solar, 4204550 Convert Solar | -0.24 |  | No | Other | Shippable | 0 |  | Not Applicable as per Item Classification |  | Not Applicable
955-2495 | 955-2495 | SPA, IRONRIDGE, Manufacturer Rebate for 270-0942, End Date 3/1/2024, Convert Solar, 4204550 Convert Solar | -1.06 |  | No | Other | Shippable | 0 |  | Not Applicable as per Item Classification |  | Not Applicable
955-2496 | 955-2496 | SPA, IRONRIDGE, Manufacturer Rebate for 271-0008, End Date 3/1/2024, Convert Solar, 4204550 Convert Solar | -0.59 |  | No | Other | Shippable | 0 |  | Not Applicable as per Item Classification |  | Not Applicable
955-2497 | 955-2497 | SPA, IRONRIDGE, Manufacturer Rebate for 271-0014, End Date 3/1/2024, Convert Solar, 4204550 Convert Solar | -0.23 |  | No | Other | Shippable | 0 |  | Not Applicable as per Item Classification |  | Not Applicable
955-2498 | 955-2498 | SPA, IRONRIDGE, Manufacturer Rebate for 210-1004, End Date 3/1/2024, Convert Solar, 4204550 Convert Solar | -0.95 |  | No | Other | Shippable | 0 |  | Not Applicable as per Item Classification |  | Not Applicable
955-2499 | 955-2499 | SPA, ENPHASE ENERGY, INC., Manufacturer Rebate for 321-0229, End Date 3/31/2023, Q-00028897, 10454 Solar Solution LLC - (DC) | -25.94 |  | No | Other | Shippable | 0 |  | Not Applicable as per Item Classification |  | Not Applicable
955-2500 | 955-2500 | SPA, IRONRIDGE, Manufacturer Rebate for 210-1006, End Date 3/1/2024, Convert Solar, 4204550 Convert Solar | -1.5 |  | No | Other | Shippable | 0 |  | Not Applicable as per Item Classification |  | Not Applicable
955-2501 | 955-2501 | SPA, IRONRIDGE, Manufacturer Rebate for 210-1005, End Date 3/1/2024, Convert Solar, 4204550 Convert Solar | -1.06 |  | No | Other | Shippable | 0 |  | Not Applicable as per Item Classification |  | Not Applicable
955-2502 | 955-2502 | SPA, IRONRIDGE, Manufacturer Rebate for 210-1005, End Date 3/1/2024, Convert Solar, 4204550 Convert Solar | -1.06 |  | No | Other | Shippable | 0 |  | Not Applicable as per Item Classification |  | Not Applicable
955-2503 | 955-2503 | SPA, ENPHASE ENERGY, INC., Manufacturer Rebate for 321-0233, End Date 3/31/2023, Q-00028897, 10454 Solar Solution LLC - (DC) | -28.63 |  | No | Other | Shippable | 0 |  | Not Applicable as per Item Classification |  | Not Applicable
955-2504 | 955-2504 | SPA, EZ Solar, Manufacturer Rebate for 510-0289, End Date 12/31/2023, Max Qty. 1, EZ-SPA-LUM.01, 4205223 Lumio Inc | -12.7 |  | No | Other | Shippable | 0 |  | Not Applicable as per Item Classification |  | Not Applicable
955-2505 | 955-2505 | SPA, ENPHASE ENERGY, INC., Manufacturer Rebate for 321-0216, End Date 3/31/2023, Q-00028786, 87248 Florida Solar Products, Inc dba Solar Energy Systems | -18.23 |  | No | Other | Shippable | 0 |  | Not Applicable as per Item Classification |  | Not Applicable
955-2506 | 955-2506 | SPA, ENPHASE ENERGY, INC., Manufacturer Rebate for 321-0244, End Date 3/31/2023, Q-00028786, 87248 Florida Solar Products, Inc dba Solar Energy Systems | -18.23 |  | No | Other | Shippable | 0 |  | Not Applicable as per Item Classification |  | Not Applicable
955-2507 | 955-2507 | SPA, ENPHASE ENERGY, INC., Manufacturer Rebate for 321-0229, End Date 3/31/2023, Q-00028786, 87248 Florida Solar Products, Inc dba Solar Energy Systems | -21.68 |  | No | Other | Shippable | 0 |  | Not Applicable as per Item Classification |  | Not Applicable
955-2508 | 955-2508 | SPA, ENPHASE ENERGY, INC., Manufacturer Rebate for 321-0233, End Date 3/31/2023, Q-00028786, 87248 Florida Solar Products, Inc dba Solar Energy Systems | -20.95 |  | No | Other | Shippable | 0 |  | Not Applicable as per Item Classification |  | Not Applicable
955-2509 | 955-2509 | SPA, ENPHASE ENERGY, INC., Manufacturer Rebate for 321-0229, End Date 3/31/2023, Q-00030061, 4988651 Sunwave Energy LLC dba Sunwave Energy | -12.99 |  | No | Other | Shippable | 0 |  | Not Applicable as per Item Classification |  | Not Applicable
955-2510 | 955-2510 | SPA, ENPHASE ENERGY, INC., Manufacturer Rebate for 321-0230, End Date 3/31/2023, Q-00030061, 4988651 Sunwave Energy LLC dba Sunwave Energy | -12.77 |  | No | Other | Shippable | 0 |  | Not Applicable as per Item Classification |  | Not Applicable
955-2511 | 955-2511 | SPA, ENPHASE ENERGY, INC., Manufacturer Rebate for 321-0232, End Date 3/31/2023, Q-00030061, 4988651 Sunwave Energy LLC dba Sunwave Energy | -16.33 |  | No | Other | Shippable | 0 |  | Not Applicable as per Item Classification |  | Not Applicable
955-2512 | 955-2512 | SPA, ENPHASE ENERGY, INC., Manufacturer Rebate for 321-0233, End Date 3/31/2023, Q-00030061, 4988651 Sunwave Energy LLC dba Sunwave Energy | -12.25 |  | No | Other | Shippable | 0 |  | Not Applicable as per Item Classification |  | Not Applicable
955-2513 | 955-2513 | SPA, UNIRAC INC, Manufacturer Rebate for 210-1100, End Date 12/31/2023, Soligent Arrowhead Price list, 4988447 Arrowhead Solar LLC dba Arrowpoint Solar | -39.17 |  | No | Other | Shippable | 0 |  | Not Applicable as per Item Classification |  | Not Applicable
955-2514 | 955-2514 | SPA, ENPHASE ENERGY, INC., Manufacturer Rebate for 321-0230, End Date 3/31/2023, Q-00028674, 80559 ROBCO ELECTRIC INC | -28.29 |  | No | Other | Shippable | 0 |  | Not Applicable as per Item Classification |  | Not Applicable
955-2515 | 955-2515 | SPA, ENPHASE ENERGY, INC., Manufacturer Rebate for 321-0229, End Date 3/31/2023, Q-00029659, 4988403 Transform Electric dba Transform Solar | -12.99 |  | No | Other | Shippable | 0 |  | Not Applicable as per Item Classification |  | Not Applicable
955-2516 | 955-2516 | SPA, ENPHASE ENERGY, INC., Manufacturer Rebate for 321-0230, End Date 3/31/2023, Q-00029659, 4988403 Transform Electric dba Transform Solar | -12.77 |  | No | Other | Shippable | 0 |  | Not Applicable as per Item Classification |  | Not Applicable
955-2517 | 955-2517 | SPA, ENPHASE ENERGY, INC., Manufacturer Rebate for 321-0231, End Date 3/31/2023, Q-00029659, 4988403 Transform Electric dba Transform Solar | -18.86 |  | No | Other | Shippable | 0 |  | Not Applicable as per Item Classification |  | Not Applicable
955-2518 | 955-2518 | SPA, ENPHASE ENERGY, INC., Manufacturer Rebate for 321-0232, End Date 3/31/2023, Q-00029659, 4988403 Transform Electric dba Transform Solar | -16.33 |  | No | Other | Shippable | 0 |  | Not Applicable as per Item Classification |  | Not Applicable
955-2519 | 955-2519 | SPA, ENPHASE ENERGY, INC., Manufacturer Rebate for 321-0233, End Date 3/31/2023, Q-00029659, 4988403 Transform Electric dba Transform Solar | -12.25 |  | No | Other | Shippable | 0 |  | Not Applicable as per Item Classification |  | Not Applicable
955-2520 | 955-2520 | SPA, ENPHASE ENERGY, INC., Manufacturer Rebate for 321-0215, End Date 3/31/2023, Q-00028665, 4203321 3 Guys Solar LLC | -11.3 |  | No | Other | Shippable | 0 |  | Not Applicable as per Item Classification |  | Not Applicable
955-2521 | 955-2521 | SPA, ENPHASE ENERGY, INC., Manufacturer Rebate for 321-0223, End Date 3/31/2023, Q-00028665, 4203321 3 Guys Solar LLC | -11.11 |  | No | Other | Shippable | 0 |  | Not Applicable as per Item Classification |  | Not Applicable
955-2522 | 955-2522 | SPA, ENPHASE ENERGY, INC., Manufacturer Rebate for 321-0216, End Date 3/31/2023, Q-00028665, 4203321 3 Guys Solar LLC | -10.64 |  | No | Other | Shippable | 0 |  | Not Applicable as per Item Classification |  | Not Applicable
955-2523 | 955-2523 | SPA, ENPHASE ENERGY, INC., Manufacturer Rebate for 321-0244, End Date 3/31/2023, Q-00028665, 4203321 3 Guys Solar LLC | -10.64 |  | No | Other | Shippable | 0 |  | Not Applicable as per Item Classification |  | Not Applicable
955-2524 | 955-2524 | SPA, ENPHASE ENERGY, INC., Manufacturer Rebate for 321-0229, End Date 3/31/2023, Q-00028665, 4203321 3 Guys Solar LLC | -13.78 |  | No | Other | Shippable | 0 |  | Not Applicable as per Item Classification |  | Not Applicable
955-2525 | 955-2525 | SPA, ENPHASE ENERGY, INC., Manufacturer Rebate for 321-0230, End Date 3/31/2023, Q-00028665, 4203321 3 Guys Solar LLC | -12.75 |  | No | Other | Shippable | 0 |  | Not Applicable as per Item Classification |  | Not Applicable
955-2526 | 955-2526 | SPA, ENPHASE ENERGY, INC., Manufacturer Rebate for 321-0231, End Date 3/31/2023, Q-00028665, 4203321 3 Guys Solar LLC | -13.23 |  | No | Other | Shippable | 0 |  | Not Applicable as per Item Classification |  | Not Applicable
955-2527 | 955-2527 | SPA, ENPHASE ENERGY, INC., Manufacturer Rebate for 321-0232, End Date 3/31/2023, Q-00028665, 4203321 3 Guys Solar LLC | -13.22 |  | No | Other | Shippable | 0 |  | Not Applicable as per Item Classification |  | Not Applicable
955-2528 | 955-2528 | SPA, ENPHASE ENERGY, INC., Manufacturer Rebate for 321-0233, End Date 3/31/2023, Q-00028665, 4203321 3 Guys Solar LLC | -12.22 |  | No | Other | Shippable | 0 |  | Not Applicable as per Item Classification |  | Not Applicable
955-2529 | 955-2529 | SPA, ENPHASE ENERGY, INC., Manufacturer Rebate for 570-1189, End Date 3/31/2023, Q-00029728, 4204711 Sunergy Solar LLC | -32.16 |  | No | Other | Shippable | 0 |  | Not Applicable as per Item Classification |  | Not Applicable
955-2530 | 955-2530 | SPA, ENPHASE ENERGY, INC., Manufacturer Rebate for 570-1221, End Date 3/31/2023, Q-00029728, 4204711 Sunergy Solar LLC | -32.16 |  | No | Other | Shippable | 0 |  | Not Applicable as per Item Classification |  | Not Applicable
955-2531 | 955-2531 | SPA, ENPHASE ENERGY, INC., Manufacturer Rebate for 321-0216, End Date 3/31/2023, Q-00029728, 4204711 Sunergy Solar LLC | -52.45 |  | No | Other | Shippable | 0 |  | Not Applicable as per Item Classification |  | Not Applicable
955-2532 | 955-2532 | SPA, ENPHASE ENERGY, INC., Manufacturer Rebate for 321-0244, End Date 3/31/2023, Q-00029728, 4204711 Sunergy Solar LLC | -52.45 |  | No | Other | Shippable | 0 |  | Not Applicable as per Item Classification |  | Not Applicable
955-2533 | 955-2533 | SPA, ENPHASE ENERGY, INC., Manufacturer Rebate for 321-0229, End Date 3/31/2023, Q-00029728, 4204711 Sunergy Solar LLC | -49.32 |  | No | Other | Shippable | 0 |  | Not Applicable as per Item Classification |  | Not Applicable
955-2534 | 955-2534 | SPA, ENPHASE ENERGY, INC., Manufacturer Rebate for 321-0233, End Date 3/31/2023, Q-00029728, 4204711 Sunergy Solar LLC | -60.31 |  | No | Other | Shippable | 0 |  | Not Applicable as per Item Classification |  | Not Applicable
955-2535 | 955-2535 | SPA, ENPHASE ENERGY, INC., Manufacturer Rebate for 570-1196, End Date 3/31/2023, Q-00029728, 4204711 Sunergy Solar LLC | -72.84 |  | No | Other | Shippable | 0 |  | Not Applicable as per Item Classification |  | Not Applicable
955-2536 | 955-2536 | SPA, ENPHASE ENERGY, INC., Manufacturer Rebate for 570-1226, End Date 3/31/2023, Q-00029728, 4204711 Sunergy Solar LLC | -72.84 |  | No | Other | Shippable | 0 |  | Not Applicable as per Item Classification |  | Not Applicable
955-2537 | 955-2537 | SPA, ENPHASE ENERGY, INC., Manufacturer Rebate for 321-0233, End Date 3/31/2023, Max Qty. 600, Q-00029090, 7290 SONRAY SOLAR, INC. DBA SONRAY CONSTRUCTION | -18.02 |  | No | Other | Shippable | 0 |  | Not Applicable as per Item Classification |  | Not Applicable
955-2538 | 955-2538 | SPA, ENPHASE ENERGY, INC., Manufacturer Rebate for 570-2239, End Date 3/31/2023, Max Qty. 1, SP-2023, 4203363:1 Hytech Solar Inc-Sunnova | -183.89 |  | No | Other | Shippable | 0 |  | Not Applicable as per Item Classification |  | Not Applicable
955-2539 | 955-2539 | SPA, GENERAC POWER SYSTEMS, INC, Manufacturer Rebate for 310-0044, End Date 12/31/2023, na, 4205046 My Next Home Improvement Inc dba US Going Solar | -446.04 |  | No | Other | Shippable | 0 |  | Not Applicable as per Item Classification |  | Not Applicable
955-2540 | 955-2540 | SPA, GENERAC POWER SYSTEMS, INC, Manufacturer Rebate for 480-0127, End Date 12/31/2023, na, 4205046 My Next Home Improvement Inc dba US Going Solar | -249.97 |  | No | Other | Shippable | 0 |  | Not Applicable as per Item Classification |  | Not Applicable
955-2541 | 955-2541 | SPA, GENERAC POWER SYSTEMS, INC, Manufacturer Rebate for 560-0070, End Date 12/31/2023, na, 4205046 My Next Home Improvement Inc dba US Going Solar | -50.6 |  | No | Other | Shippable | 0 |  | Not Applicable as per Item Classification |  | Not Applicable
955-2542 | 955-2542 | SPA, GENERAC POWER SYSTEMS, INC, Manufacturer Rebate for 580-0189, End Date 12/31/2023, na, 4205046 My Next Home Improvement Inc dba US Going Solar | -8.01 |  | No | Other | Shippable | 0 |  | Not Applicable as per Item Classification |  | Not Applicable
955-2543 | 955-2543 | SPA, GENERAC POWER SYSTEMS, INC, Manufacturer Rebate for 450-0167, End Date 12/31/2023, na, 4205046 My Next Home Improvement Inc dba US Going Solar | -12.1 |  | No | Other | Shippable | 0 |  | Not Applicable as per Item Classification |  | Not Applicable
955-2544 | 955-2544 | SPA, GENERAC POWER SYSTEMS, INC, Manufacturer Rebate for 565-0024, End Date 12/31/2023, na, 4205046 My Next Home Improvement Inc dba US Going Solar | -56.3 |  | No | Other | Shippable | 0 |  | Not Applicable as per Item Classification |  | Not Applicable
955-2545 | 955-2545 | SPA, GENERAC POWER SYSTEMS, INC, Manufacturer Rebate for 580-0108, End Date 12/31/2023, na, 4205046 My Next Home Improvement Inc dba US Going Solar | -38.65 |  | No | Other | Shippable | 0 |  | Not Applicable as per Item Classification |  | Not Applicable
955-2546 | 955-2546 | SPA, GENERAC POWER SYSTEMS, INC, Manufacturer Rebate for 580-0109, End Date 12/31/2023, na, 4205046 My Next Home Improvement Inc dba US Going Solar | -43.46 |  | No | Other | Shippable | 0 |  | Not Applicable as per Item Classification |  | Not Applicable
955-2547 | 955-2547 | SPA, GENERAC POWER SYSTEMS, INC, Manufacturer Rebate for 570-1229, End Date 12/31/2023, na, 4205046 My Next Home Improvement Inc dba US Going Solar | -34.65 |  | No | Other | Shippable | 0 |  | Not Applicable as per Item Classification |  | Not Applicable
955-2548 | 955-2548 | SPA, SOLAREDGE TECHNOLOGIES INC, Manufacturer Rebate for 310-0661, End Date 3/31/2023, SOL2228, 6516 Gigawatt Operations Inc dba SOL-UP LLC | -401.2 |  | No | Other | Shippable | 0 |  | Not Applicable as per Item Classification |  | Not Applicable
955-2549 | 955-2549 | SPA, ENPHASE ENERGY, INC., Manufacturer Rebate for 321-0230, End Date 3/31/2023, Q-00029446, 4205007 Castaways Energy LLC | -13.8 |  | No | Other | Shippable | 0 |  | Not Applicable as per Item Classification |  | Not Applicable
955-2550 | 955-2550 | SPA, ENPHASE ENERGY, INC., Manufacturer Rebate for 321-0231, End Date 3/31/2023, Q-00029446, 4205007 Castaways Energy LLC | -8.95 |  | No | Other | Shippable | 0 |  | Not Applicable as per Item Classification |  | Not Applicable
955-2551 | 955-2551 | SPA, ENPHASE ENERGY, INC., Manufacturer Rebate for 321-0232, End Date 3/31/2023, Q-00029446, 4205007 Castaways Energy LLC | -7.75 |  | No | Other | Shippable | 0 |  | Not Applicable as per Item Classification |  | Not Applicable
955-2552 | 955-2552 | SPA, ENPHASE ENERGY, INC., Manufacturer Rebate for 321-0233, End Date 3/31/2023, Q-00029446, 4205007 Castaways Energy LLC | -7 |  | No | Other | Shippable | 0 |  | Not Applicable as per Item Classification |  | Not Applicable
955-2553 | 955-2553 | SPA, ENPHASE ENERGY, INC., Manufacturer Rebate for 321-0223, End Date 3/31/2023, Q-00030564, 4204945 SolarWise Energy Solutions | -11.13 |  | No | Other | Shippable | 0 |  | Not Applicable as per Item Classification |  | Not Applicable
955-2554 | 955-2554 | SPA, ENPHASE ENERGY, INC., Manufacturer Rebate for 321-0216, End Date 3/31/2023, Q-00030564, 4204945 SolarWise Energy Solutions | -10.66 |  | No | Other | Shippable | 0 |  | Not Applicable as per Item Classification |  | Not Applicable
955-2555 | 955-2555 | SPA, ENPHASE ENERGY, INC., Manufacturer Rebate for 321-0230, End Date 3/31/2023, Q-00030564, 4204945 SolarWise Energy Solutions | -12.77 |  | No | Other | Shippable | 0 |  | Not Applicable as per Item Classification |  | Not Applicable
955-2556 | 955-2556 | SPA, ENPHASE ENERGY, INC., Manufacturer Rebate for 321-0232, End Date 3/31/2023, Q-00030564, 4204945 SolarWise Energy Solutions | -16.33 |  | No | Other | Shippable | 0 |  | Not Applicable as per Item Classification |  | Not Applicable
955-2557 | 955-2557 | SPA, ENPHASE ENERGY, INC., Manufacturer Rebate for 321-0233, End Date 3/31/2023, Q-00030564, 4204945 SolarWise Energy Solutions | -12.25 |  | No | Other | Shippable | 0 |  | Not Applicable as per Item Classification |  | Not Applicable
955-2558 | 955-2558 | SPA, ENPHASE ENERGY, INC., Manufacturer Rebate for 321-0233, End Date 3/31/2023, Q-00028981, 80741 Whitman Construction, LLC | -20.95 |  | No | Other | Shippable | 0 |  | Not Applicable as per Item Classification |  | Not Applicable
955-2559 | 955-2559 | SPA, ENPHASE ENERGY, INC., Manufacturer Rebate for 321-0223, End Date 3/31/2023, Q-00030003, 89950 Urban Solar Group | -42.91 |  | No | Other | Shippable | 0 |  | Not Applicable as per Item Classification |  | Not Applicable
955-2560 | 955-2560 | SPA, ENPHASE ENERGY, INC., Manufacturer Rebate for 321-0216, End Date 3/31/2023, Q-00030003, 89950 Urban Solar Group | -35.25 |  | No | Other | Shippable | 0 |  | Not Applicable as per Item Classification |  | Not Applicable
955-2561 | 955-2561 | SPA, ENPHASE ENERGY, INC., Manufacturer Rebate for 321-0244, End Date 3/31/2023, Q-00030003, 89950 Urban Solar Group | -35.25 |  | No | Other | Shippable | 0 |  | Not Applicable as per Item Classification |  | Not Applicable
955-2562 | 955-2562 | SPA, ENPHASE ENERGY, INC., Manufacturer Rebate for 321-0230, End Date 3/31/2023, Q-00030003, 89950 Urban Solar Group | -54.35 |  | No | Other | Shippable | 0 |  | Not Applicable as per Item Classification |  | Not Applicable
955-2563 | 955-2563 | SPA, ENPHASE ENERGY, INC., Manufacturer Rebate for 321-0232, End Date 3/31/2023, Q-00030003, 89950 Urban Solar Group | -42.49 |  | No | Other | Shippable | 0 |  | Not Applicable as per Item Classification |  | Not Applicable
955-2564 | 955-2564 | SPA, ENPHASE ENERGY, INC., Manufacturer Rebate for 321-0233, End Date 3/31/2023, Q-00030003, 89950 Urban Solar Group | -43.04 |  | No | Other | Shippable | 0 |  | Not Applicable as per Item Classification |  | Not Applicable
955-2565 | 955-2565 | SPA, ENPHASE ENERGY, INC., Manufacturer Rebate for 360-0328, End Date 3/31/2023, Q-00030003, 89950 Urban Solar Group | -3.55 |  | No | Other | Shippable | 0 |  | Not Applicable as per Item Classification |  | Not Applicable
955-2566 | 955-2566 | SPA, ENPHASE ENERGY, INC., Manufacturer Rebate for 360-0329, End Date 3/31/2023, Q-00030003, 89950 Urban Solar Group | -3.62 |  | No | Other | Shippable | 0 |  | Not Applicable as per Item Classification |  | Not Applicable
955-2567 | 955-2567 | SPA, ENPHASE ENERGY, INC., Manufacturer Rebate for 570-1226, End Date 3/31/2023, Q-00030003, 89950 Urban Solar Group | -111.68 |  | No | Other | Shippable | 0 |  | Not Applicable as per Item Classification |  | Not Applicable
955-2568 | 955-2568 | SPA, ENPHASE ENERGY, INC., Manufacturer Rebate for 321-0229, End Date 3/31/2023, Q-00028981, 80741 Whitman Construction, LLC | -21.94 |  | No | Other | Shippable | 0 |  | Not Applicable as per Item Classification |  | Not Applicable
955-2569 | 955-2569 | SPA, ENPHASE ENERGY, INC., Manufacturer Rebate for 321-0216, End Date 3/31/2023, Q-00029626, 4204977 Modern Concepts Construction | -23.28 |  | No | Other | Shippable | 0 |  | Not Applicable as per Item Classification |  | Not Applicable
955-2570 | 955-2570 | SPA, ENPHASE ENERGY, INC., Manufacturer Rebate for 321-0244, End Date 3/31/2023, Q-00029626, 4204977 Modern Concepts Construction | -23.28 |  | No | Other | Shippable | 0 |  | Not Applicable as per Item Classification |  | Not Applicable
955-2571 | 955-2571 | SPA, ENPHASE ENERGY, INC., Manufacturer Rebate for 321-0229, End Date 3/31/2023, Q-00029626, 4204977 Modern Concepts Construction | -27.5 |  | No | Other | Shippable | 0 |  | Not Applicable as per Item Classification |  | Not Applicable
955-2572 | 955-2572 | SPA, ENPHASE ENERGY, INC., Manufacturer Rebate for 321-0233, End Date 3/31/2023, Q-00029626, 4204977 Modern Concepts Construction | -31.68 |  | No | Other | Shippable | 0 |  | Not Applicable as per Item Classification |  | Not Applicable
955-2573 | 955-2573 | SPA, ENPHASE ENERGY, INC., Manufacturer Rebate for 570-1226, End Date 3/31/2023, Q-00029626, 4204977 Modern Concepts Construction | -161.85 |  | No | Other | Shippable | 0 |  | Not Applicable as per Item Classification |  | Not Applicable
955-2574 | 955-2574 | SPA, ENPHASE ENERGY, INC., Manufacturer Rebate for 321-0244, End Date 3/31/2023, Q-00029936, 89609 Sunlight Enterprises, Inc dba Sunlight Solar | -24.82 |  | No | Other | Shippable | 0 |  | Not Applicable as per Item Classification |  | Not Applicable
955-2575 | 955-2575 | SPA, ENPHASE ENERGY, INC., Manufacturer Rebate for 321-0232, End Date 3/31/2023, Q-00029936, 89609 Sunlight Enterprises, Inc dba Sunlight Solar | -36 |  | No | Other | Shippable | 0 |  | Not Applicable as per Item Classification |  | Not Applicable
955-2576 | 955-2576 | SPA, ENPHASE ENERGY, INC., Manufacturer Rebate for 321-0233, End Date 3/31/2023, Q-00029936, 89609 Sunlight Enterprises, Inc dba Sunlight Solar | -28.53 |  | No | Other | Shippable | 0 |  | Not Applicable as per Item Classification |  | Not Applicable
955-2577 | 955-2577 | SPA, ENPHASE ENERGY, INC., Manufacturer Rebate for 321-0215, End Date 3/31/2023, Q-00030545, 4204564 SunVena Solar | -23.92 |  | No | Other | Shippable | 0 |  | Not Applicable as per Item Classification |  | Not Applicable
955-2578 | 955-2578 | SPA, ENPHASE ENERGY, INC., Manufacturer Rebate for 321-0223, End Date 3/31/2023, Q-00030545, 4204564 SunVena Solar | -46.77 |  | No | Other | Shippable | 0 |  | Not Applicable as per Item Classification |  | Not Applicable
955-2579 | 955-2579 | SPA, ENPHASE ENERGY, INC., Manufacturer Rebate for 321-0216, End Date 3/31/2023, Q-00030545, 4204564 SunVena Solar | -34.75 |  | No | Other | Shippable | 0 |  | Not Applicable as per Item Classification |  | Not Applicable
955-2580 | 955-2580 | SPA, ENPHASE ENERGY, INC., Manufacturer Rebate for 321-0244, End Date 3/31/2023, Q-00030545, 4204564 SunVena Solar | -34.75 |  | No | Other | Shippable | 0 |  | Not Applicable as per Item Classification |  | Not Applicable
955-2581 | 955-2581 | SPA, ENPHASE ENERGY, INC., Manufacturer Rebate for 321-0229, End Date 3/31/2023, Q-00030545, 4204564 SunVena Solar | -27.49 |  | No | Other | Shippable | 0 |  | Not Applicable as per Item Classification |  | Not Applicable
955-2582 | 955-2582 | SPA, ENPHASE ENERGY, INC., Manufacturer Rebate for 321-0230, End Date 3/31/2023, Q-00030545, 4204564 SunVena Solar | -53.76 |  | No | Other | Shippable | 0 |  | Not Applicable as per Item Classification |  | Not Applicable
955-2583 | 955-2583 | SPA, ENPHASE ENERGY, INC., Manufacturer Rebate for 321-0231, End Date 3/31/2023, Q-00030545, 4204564 SunVena Solar | -30.14 |  | No | Other | Shippable | 0 |  | Not Applicable as per Item Classification |  | Not Applicable
955-2584 | 955-2584 | SPA, ENPHASE ENERGY, INC., Manufacturer Rebate for 321-0232, End Date 3/31/2023, Q-00030545, 4204564 SunVena Solar | -45.76 |  | No | Other | Shippable | 0 |  | Not Applicable as per Item Classification |  | Not Applicable
955-2585 | 955-2585 | SPA, ENPHASE ENERGY, INC., Manufacturer Rebate for 321-0233, End Date 3/31/2023, Q-00030545, 4204564 SunVena Solar | -40 |  | No | Other | Shippable | 0 |  | Not Applicable as per Item Classification |  | Not Applicable
955-2586 | 955-2586 | SPA, ENPHASE ENERGY, INC., Manufacturer Rebate for 321-0223, End Date 3/31/2023, Max Qty. 5, Q-00030071, 4204088 Unicity Solar Energy LLC | -30.62 |  | No | Other | Shippable | 0 |  | Not Applicable as per Item Classification |  | Not Applicable
955-2587 | 955-2587 | SPA, ENPHASE ENERGY, INC., Manufacturer Rebate for 321-0244, End Date 3/31/2023, Max Qty. 5, Q-00030071, 4204088 Unicity Solar Energy LLC | -23.27 |  | No | Other | Shippable | 0 |  | Not Applicable as per Item Classification |  | Not Applicable
955-2588 | 955-2588 | SPA, ENPHASE ENERGY, INC., Manufacturer Rebate for 321-0229, End Date 3/31/2023, Max Qty. 100, Q-00030071, 4204088 Unicity Solar Energy LLC | -36.34 |  | No | Other | Shippable | 0 |  | Not Applicable as per Item Classification |  | Not Applicable
955-2589 | 955-2589 | SPA, ENPHASE ENERGY, INC., Manufacturer Rebate for 321-0230, End Date 3/31/2023, Max Qty. 5, Q-00030071, 4204088 Unicity Solar Energy LLC | -34.5 |  | No | Other | Shippable | 0 |  | Not Applicable as per Item Classification |  | Not Applicable
955-2590 | 955-2590 | SPA, ENPHASE ENERGY, INC., Manufacturer Rebate for 321-0232, End Date 3/31/2023, Max Qty. 5, Q-00030071, 4204088 Unicity Solar Energy LLC | -37.33 |  | No | Other | Shippable | 0 |  | Not Applicable as per Item Classification |  | Not Applicable
955-2591 | 955-2591 | SPA, ENPHASE ENERGY, INC., Manufacturer Rebate for 321-0233, End Date 3/31/2023, Max Qty. 5, Q-00030071, 4204088 Unicity Solar Energy LLC | -26.74 |  | No | Other | Shippable | 0 |  | Not Applicable as per Item Classification |  | Not Applicable
955-2592 | 955-2592 | SPA, ENPHASE ENERGY, INC., Manufacturer Rebate for 321-0233, End Date 3/31/2023, Max Qty. 5, Q-00030071, 4204088 Unicity Solar Energy LLC | -26.74 |  | No | Other | Shippable | 0 |  | Not Applicable as per Item Classification |  | Not Applicable
955-2593 | 955-2593 | SPA, ENPHASE ENERGY, INC., Manufacturer Rebate for 321-0215, End Date 3/31/2023, Q-00028867, 30870 Icon Solar Power | -11.3 |  | No | Other | Shippable | 0 |  | Not Applicable as per Item Classification |  | Not Applicable
955-2594 | 955-2594 | SPA, ENPHASE ENERGY, INC., Manufacturer Rebate for 321-0244, End Date 3/31/2023, Q-00028867, 30870 Icon Solar Power | -18.34 |  | No | Other | Shippable | 0 |  | Not Applicable as per Item Classification |  | Not Applicable
955-2595 | 955-2595 | SPA, ENPHASE ENERGY, INC., Manufacturer Rebate for 321-0223, End Date 3/31/2023, Q-00028867, 30870 Icon Solar Power | -11.11 |  | No | Other | Shippable | 0 |  | Not Applicable as per Item Classification |  | Not Applicable
955-2596 | 955-2596 | SPA, ENPHASE ENERGY, INC., Manufacturer Rebate for 321-0229, End Date 3/31/2023, Q-00028867, 30870 Icon Solar Power | -12.97 |  | No | Other | Shippable | 0 |  | Not Applicable as per Item Classification |  | Not Applicable
955-2597 | 955-2597 | SPA, ENPHASE ENERGY, INC., Manufacturer Rebate for 321-0231, End Date 3/31/2023, Q-00028867, 30870 Icon Solar Power | -13.23 |  | No | Other | Shippable | 0 |  | Not Applicable as per Item Classification |  | Not Applicable
955-2598 | 955-2598 | SPA, ENPHASE ENERGY, INC., Manufacturer Rebate for 321-0232, End Date 3/31/2023, Q-00028867, 30870 Icon Solar Power | -13.22 |  | No | Other | Shippable | 0 |  | Not Applicable as per Item Classification |  | Not Applicable
955-2599 | 955-2599 | SPA, ENPHASE ENERGY, INC., Manufacturer Rebate for 321-0233, End Date 3/31/2023, Q-00028867, 30870 Icon Solar Power | -21.07 |  | No | Other | Shippable | 0 |  | Not Applicable as per Item Classification |  | Not Applicable
955-2600 | 955-2600 | SPA, IRONRIDGE, Manufacturer Rebate for 270-0152, End Date 12/31/2023, IronridgeSPAGigawatt Operations Inc dba SOL-UP LLC, 6516 Gigawatt Operations Inc dba SOL-UP LLC | -0.27 |  | No | Other | Shippable | 0 |  | Not Applicable as per Item Classification |  | Not Applicable
955-2601 | 955-2601 | SPA, IRONRIDGE, Manufacturer Rebate for 260-0102, End Date 12/31/2023, IronridgeSPAGigawatt Operations Inc dba SOL-UP LLC, 6516 Gigawatt Operations Inc dba SOL-UP LLC | -0.6 |  | No | Other | Shippable | 0 |  | Not Applicable as per Item Classification |  | Not Applicable
955-2602 | 955-2602 | SPA, ENPHASE ENERGY, INC., Manufacturer Rebate for 321-0233, End Date 3/31/2023, Max Qty. 8000, Q-00030154, 4204075 Southern Solar LLC | -34.2 |  | No | Other | Shippable | 0 |  | Not Applicable as per Item Classification |  | Not Applicable
955-2603 | 955-2603 | SPA, ENPHASE ENERGY, INC., Manufacturer Rebate for 570-1226, End Date 3/31/2023, Max Qty. 150, Q-00030154, 4204075 Southern Solar LLC | -64.74 |  | No | Other | Shippable | 0 |  | Not Applicable as per Item Classification |  | Not Applicable
955-2604 | 955-2604 | SPA, ENPHASE ENERGY, INC., Manufacturer Rebate for 570-1222, End Date 3/31/2023, Max Qty. 1500, Q-00030154, 4204075 Southern Solar LLC | -26.98 |  | No | Other | Shippable | 0 |  | Not Applicable as per Item Classification |  | Not Applicable
955-2605 | 955-2605 | SPA, IRONRIDGE, Manufacturer Rebate for 270-1033, End Date 12/31/2023, IronridgeSPAGigawatt Operations Inc dba SOL-UP LLC, 6516 Gigawatt Operations Inc dba SOL-UP LLC | -2.97 |  | No | Other | Shippable | 0 |  | Not Applicable as per Item Classification |  | Not Applicable
955-2606 | 955-2606 | SPA, IRONRIDGE, Manufacturer Rebate for 212-0002, End Date 12/31/2023, IronridgeSPAGigawatt Operations Inc dba SOL-UP LLC, 6516 Gigawatt Operations Inc dba SOL-UP LLC | -2.1 |  | No | Other | Shippable | 0 |  | Not Applicable as per Item Classification |  | Not Applicable
955-2607 | 955-2607 | SPA, IRONRIDGE, Manufacturer Rebate for 212-1115, End Date 12/31/2023, IronridgeSPAGigawatt Operations Inc dba SOL-UP LLC, 6516 Gigawatt Operations Inc dba SOL-UP LLC | -2.18 |  | No | Other | Shippable | 0 |  | Not Applicable as per Item Classification |  | Not Applicable
955-2608 | 955-2608 | SPA, IRONRIDGE, Manufacturer Rebate for 212-0003, End Date 12/31/2023, IronridgeSPAGigawatt Operations Inc dba SOL-UP LLC, 6516 Gigawatt Operations Inc dba SOL-UP LLC | -2.18 |  | No | Other | Shippable | 0 |  | Not Applicable as per Item Classification |  | Not Applicable
955-2609 | 955-2609 | SPA, IRONRIDGE, Manufacturer Rebate for 212-0004, End Date 12/31/2023, IronridgeSPAGigawatt Operations Inc dba SOL-UP LLC, 6516 Gigawatt Operations Inc dba SOL-UP LLC | -2.26 |  | No | Other | Shippable | 0 |  | Not Applicable as per Item Classification |  | Not Applicable
955-2610 | 955-2610 | SPA, IRONRIDGE, Manufacturer Rebate for 212-0005, End Date 12/31/2023, IronridgeSPAGigawatt Operations Inc dba SOL-UP LLC, 6516 Gigawatt Operations Inc dba SOL-UP LLC | -2.26 |  | No | Other | Shippable | 0 |  | Not Applicable as per Item Classification |  | Not Applicable
955-2611 | 955-2611 | SPA, IRONRIDGE, Manufacturer Rebate for 210-1066, End Date 12/31/2023, IronridgeSPAGigawatt Operations Inc dba SOL-UP LLC, 6516 Gigawatt Operations Inc dba SOL-UP LLC | -8.98 |  | No | Other | Shippable | 0 |  | Not Applicable as per Item Classification |  | Not Applicable
955-2612 | 955-2612 | SPA, ENPHASE ENERGY, INC., Manufacturer Rebate for 570-1196, End Date 3/31/2023, Max Qty. 300, Q-00030071, 4204088 Unicity Solar Energy LLC | -55.3 |  | No | Other | Shippable | 0 |  | Not Applicable as per Item Classification |  | Not Applicable
955-2613 | 955-2613 | SPA, ENPHASE ENERGY, INC., Manufacturer Rebate for 570-1226, End Date 3/31/2023, Max Qty. 300, Q-00030071, 4204088 Unicity Solar Energy LLC | -55.9 |  | No | Other | Shippable | 0 |  | Not Applicable as per Item Classification |  | Not Applicable
955-2614 | 955-2614 | SPA, UNIRAC INC, Manufacturer Rebate for 210-1089, End Date 12/31/2023, Max Qty. 1, Unirac SPA Contract 1.6.23, 4205223 Lumio Inc | -9.5 |  | No | Other | Shippable | 0 |  | Not Applicable as per Item Classification |  | Not Applicable
955-2615 | 955-2615 | SPA, UNIRAC INC, Manufacturer Rebate for 260-0877, End Date 12/31/2023, Max Qty. 1, Unirac SPA Contract 1.6.23, 4205223 Lumio Inc | -1.87 |  | No | Other | Shippable | 0 |  | Not Applicable as per Item Classification |  | Not Applicable
955-2616 | 955-2616 | SPA, UNIRAC INC, Manufacturer Rebate for 260-0878, End Date 12/31/2023, Max Qty. 1, Unirac SPA Contract 1.6.23, 4205223 Lumio Inc | -0.39 |  | No | Other | Shippable | 0 |  | Not Applicable as per Item Classification |  | Not Applicable
955-2617 | 955-2617 | SPA, UNIRAC INC, Manufacturer Rebate for 270-1054, End Date 12/31/2023, Max Qty. 1, Unirac SPA Contract 1.6.23, 4205223 Lumio Inc | -1.27 |  | No | Other | Shippable | 0 |  | Not Applicable as per Item Classification |  | Not Applicable
955-2618 | 955-2618 | SPA, UNIRAC INC, Manufacturer Rebate for 211-0512, End Date 12/31/2023, Max Qty. 1, Unirac SPA Contract 1.6.23, 4205223 Lumio Inc | -2.48 |  | No | Other | Shippable | 0 |  | Not Applicable as per Item Classification |  | Not Applicable
955-2619 | 955-2619 | SPA, UNIRAC INC, Manufacturer Rebate for 210-1112, End Date 12/31/2023, Max Qty. 1, Unirac SPA Contract 1.6.23, 4205223 Lumio Inc | -56.25 |  | No | Other | Shippable | 0 |  | Not Applicable as per Item Classification |  | Not Applicable
955-2620 | 955-2620 | SPA, UNIRAC INC, Manufacturer Rebate for 550-9060, End Date 12/31/2023, Max Qty. 1, Unirac SPA Contract 1.6.23, 4205223 Lumio Inc | -0.14 |  | No | Other | Shippable | 0 |  | Not Applicable as per Item Classification |  | Not Applicable
955-2621 | 955-2621 | SPA, UNIRAC INC, Manufacturer Rebate for 550-9061, End Date 12/31/2023, Max Qty. 1, Unirac SPA Contract 1.6.23, 4205223 Lumio Inc | -1.39 |  | No | Other | Shippable | 0 |  | Not Applicable as per Item Classification |  | Not Applicable
955-2622 | 955-2622 | SPA, UNIRAC INC, Manufacturer Rebate for 260-0879, End Date 12/31/2023, Max Qty. 1, Unirac SPA Contract 1.6.23, 4205223 Lumio Inc | -1.51 |  | No | Other | Shippable | 0 |  | Not Applicable as per Item Classification |  | Not Applicable
955-2623 | 955-2623 | SPA, UNIRAC INC, Manufacturer Rebate for 510-0283, End Date 12/31/2023, Max Qty. 1, Unirac SPA Contract 1.6.23, 4205223 Lumio Inc | -13.68 |  | No | Other | Shippable | 0 |  | Not Applicable as per Item Classification |  | Not Applicable
955-2624 | 955-2624 | SPA, UNIRAC INC, Manufacturer Rebate for 212-0009, End Date 12/31/2023, Max Qty. 1, Unirac SPA Contract 1.6.23, 4205223 Lumio Inc | -3.8 |  | No | Other | Shippable | 0 |  | Not Applicable as per Item Classification |  | Not Applicable
955-2625 | 955-2625 | SPA, ENPHASE ENERGY, INC., Manufacturer Rebate for 321-0215, End Date 3/31/2023, Max Qty. 1, Q-00029503, 4205223 Lumio Inc | -65.89 |  | No | Other | Shippable | 0 |  | Not Applicable as per Item Classification |  | Not Applicable
955-2626 | 955-2626 | SPA, REC SOLAR dba REC AMERICAS, LLC, Manufacturer Rebate for 110-1382, End Date 3/31/2023, SPA - 000008 - Soligent - Wells Solar - REC Americas LLC, 4203920 Wells Solar & Electrical Services, LLC | -57.34 |  | No | Other | Shippable | 0 |  | Not Applicable as per Item Classification |  | Not Applicable
955-2627 | 955-2627 | SPA, REC SOLAR dba REC AMERICAS, LLC, Manufacturer Rebate for 110-1392, End Date 3/31/2023, SPA - 000011 - Soligent - Wells Solar - REC Americas LLC, 4203920 Wells Solar & Electrical Services, LLC | -9.99 |  | No | Other | Shippable | 0 |  | Not Applicable as per Item Classification |  | Not Applicable
955-2628 | 955-2628 | SPA, SOLAREDGE TECHNOLOGIES INC, Manufacturer Rebate for 565-0238, End Date 3/31/2023, SOL2344, 4204322 Desert View Remodelers LLC dba Universal Solar Direct | -11.23 |  | No | Other | Shippable | 0 |  | Not Applicable as per Item Classification |  | Not Applicable
955-2629 | 955-2629 | SPA, SOLAREDGE TECHNOLOGIES INC, Manufacturer Rebate for 565-0238, End Date 3/31/2023, SOL2344, 4988505 Universal Solar Direct LLC | -11.23 |  | No | Other | Shippable | 0 |  | Not Applicable as per Item Classification |  | Not Applicable
955-2630 | 955-2630 | SPA, SOLAREDGE TECHNOLOGIES INC, Manufacturer Rebate for 565-0230, End Date 3/31/2023, SOL2344, 4204322 Desert View Remodelers LLC dba Universal Solar Direct | -4.86 |  | No | Other | Shippable | 0 |  | Not Applicable as per Item Classification |  | Not Applicable
955-2631 | 955-2631 | SPA, SOLAREDGE TECHNOLOGIES INC, Manufacturer Rebate for 310-0663, End Date 3/31/2023, SOL2344, 4204322 Desert View Remodelers LLC dba Universal Solar Direct | -362.4 |  | No | Other | Shippable | 0 |  | Not Applicable as per Item Classification |  | Not Applicable
955-2632 | 955-2632 | SPA, SOLAREDGE TECHNOLOGIES INC, Manufacturer Rebate for 310-0663, End Date 3/31/2023, SOL2344, 4988505 Universal Solar Direct LLC | -362.4 |  | No | Other | Shippable | 0 |  | Not Applicable as per Item Classification |  | Not Applicable
955-2633 | 955-2633 | SPA, SOLAREDGE TECHNOLOGIES INC, Manufacturer Rebate for 310-0662, End Date 3/31/2023, SOL2344, 4988505 Universal Solar Direct LLC | -355.66 |  | No | Other | Shippable | 0 |  | Not Applicable as per Item Classification |  | Not Applicable
955-2634 | 955-2634 | SPA, SOLAREDGE TECHNOLOGIES INC, Manufacturer Rebate for 310-0662, End Date 3/31/2023, SOL2344, 4204322 Desert View Remodelers LLC dba Universal Solar Direct | -355.66 |  | No | Other | Shippable | 0 |  | Not Applicable as per Item Classification |  | Not Applicable
955-2635 | 955-2635 | SPA, SOLAREDGE TECHNOLOGIES INC, Manufacturer Rebate for 310-0661, End Date 3/31/2023, SOL2344, 4204322 Desert View Remodelers LLC dba Universal Solar Direct | -353.97 |  | No | Other | Shippable | 0 |  | Not Applicable as per Item Classification |  | Not Applicable
955-2636 | 955-2636 | SPA, SOLAREDGE TECHNOLOGIES INC, Manufacturer Rebate for 310-0661, End Date 3/31/2023, SOL2344, 4988505 Universal Solar Direct LLC | -353.97 |  | No | Other | Shippable | 0 |  | Not Applicable as per Item Classification |  | Not Applicable
955-2637 | 955-2637 | SPA, SOLAREDGE TECHNOLOGIES INC, Manufacturer Rebate for 310-0660, End Date 3/31/2023, SOL2344, 4988505 Universal Solar Direct LLC | -184.96 |  | No | Other | Shippable | 0 |  | Not Applicable as per Item Classification |  | Not Applicable
955-2638 | 955-2638 | SPA, SOLAREDGE TECHNOLOGIES INC, Manufacturer Rebate for 310-0660, End Date 3/31/2023, SOL2344, 4204322 Desert View Remodelers LLC dba Universal Solar Direct | -184.96 |  | No | Other | Shippable | 0 |  | Not Applicable as per Item Classification |  | Not Applicable
955-2639 | 955-2639 | SPA, SOLAREDGE TECHNOLOGIES INC, Manufacturer Rebate for 310-0658, End Date 3/31/2023, SOL2344, 4204322 Desert View Remodelers LLC dba Universal Solar Direct | -296.54 |  | No | Other | Shippable | 0 |  | Not Applicable as per Item Classification |  | Not Applicable
955-2640 | 955-2640 | SPA, SOLAREDGE TECHNOLOGIES INC, Manufacturer Rebate for 565-0230, End Date 3/31/2023, SOL2344, 4988505 Universal Solar Direct LLC | -4.86 |  | No | Other | Shippable | 0 |  | Not Applicable as per Item Classification |  | Not Applicable
955-2641 | 955-2641 | SPA, SOLAREDGE TECHNOLOGIES INC, Manufacturer Rebate for 310-0658, End Date 3/31/2023, SOL2344, 4988505 Universal Solar Direct LLC | -296.54 |  | No | Other | Shippable | 0 |  | Not Applicable as per Item Classification |  | Not Applicable
955-2642 | 955-2642 | SPA, SOLAREDGE TECHNOLOGIES INC, Manufacturer Rebate for 310-0648, End Date 3/31/2023, SOL2344, 4988505 Universal Solar Direct LLC | -394.14 |  | No | Other | Shippable | 0 |  | Not Applicable as per Item Classification |  | Not Applicable
955-2643 | 955-2643 | SPA, SOLAREDGE TECHNOLOGIES INC, Manufacturer Rebate for 310-0648, End Date 3/31/2023, SOL2344, 4204322 Desert View Remodelers LLC dba Universal Solar Direct | -394.14 |  | No | Other | Shippable | 0 |  | Not Applicable as per Item Classification |  | Not Applicable
955-2644 | 955-2644 | SPA, SOLAREDGE TECHNOLOGIES INC, Manufacturer Rebate for 310-0646, End Date 3/31/2023, SOL2344, 4988505 Universal Solar Direct LLC | -413.08 |  | No | Other | Shippable | 0 |  | Not Applicable as per Item Classification |  | Not Applicable
955-2645 | 955-2645 | SPA, SOLAREDGE TECHNOLOGIES INC, Manufacturer Rebate for 310-0646, End Date 3/31/2023, SOL2344, 4204322 Desert View Remodelers LLC dba Universal Solar Direct | -413.08 |  | No | Other | Shippable | 0 |  | Not Applicable as per Item Classification |  | Not Applicable
955-2646 | 955-2646 | SPA, SOLAREDGE TECHNOLOGIES INC, Manufacturer Rebate for 310-0645, End Date 3/31/2023, SOL2344, 4204322 Desert View Remodelers LLC dba Universal Solar Direct | -324.18 |  | No | Other | Shippable | 0 |  | Not Applicable as per Item Classification |  | Not Applicable
955-2647 | 955-2647 | SPA, SOLAREDGE TECHNOLOGIES INC, Manufacturer Rebate for 310-0645, End Date 3/31/2023, SOL2344, 4988505 Universal Solar Direct LLC | -324.18 |  | No | Other | Shippable | 0 |  | Not Applicable as per Item Classification |  | Not Applicable
955-2648 | 955-2648 | SPA, SOLAREDGE TECHNOLOGIES INC, Manufacturer Rebate for 310-0644, End Date 3/31/2023, SOL2344, 4988505 Universal Solar Direct LLC | -322.15 |  | No | Other | Shippable | 0 |  | Not Applicable as per Item Classification |  | Not Applicable
955-2649 | 955-2649 | SPA, SOLAREDGE TECHNOLOGIES INC, Manufacturer Rebate for 310-0644, End Date 3/31/2023, SOL2344, 4204322 Desert View Remodelers LLC dba Universal Solar Direct | -322.15 |  | No | Other | Shippable | 0 |  | Not Applicable as per Item Classification |  | Not Applicable
955-2650 | 955-2650 | SPA, SOLAREDGE TECHNOLOGIES INC, Manufacturer Rebate for 310-0600, End Date 3/31/2023, SOL2344, 4204322 Desert View Remodelers LLC dba Universal Solar Direct | -296.54 |  | No | Other | Shippable | 0 |  | Not Applicable as per Item Classification |  | Not Applicable
955-2651 | 955-2651 | SPA, SOLAREDGE TECHNOLOGIES INC, Manufacturer Rebate for 310-0600, End Date 3/31/2023, SOL2344, 4988505 Universal Solar Direct LLC | -296.54 |  | No | Other | Shippable | 0 |  | Not Applicable as per Item Classification |  | Not Applicable
955-2652 | 955-2652 | SPA, SOLAREDGE TECHNOLOGIES INC, Manufacturer Rebate for 310-0599, End Date 3/31/2023, SOL2344, 4988505 Universal Solar Direct LLC | -291.4 |  | No | Other | Shippable | 0 |  | Not Applicable as per Item Classification |  | Not Applicable
955-2653 | 955-2653 | SPA, SOLAREDGE TECHNOLOGIES INC, Manufacturer Rebate for 310-0599, End Date 3/31/2023, SOL2344, 4204322 Desert View Remodelers LLC dba Universal Solar Direct | -291.4 |  | No | Other | Shippable | 0 |  | Not Applicable as per Item Classification |  | Not Applicable
955-2654 | 955-2654 | SPA, SOLAREDGE TECHNOLOGIES INC, Manufacturer Rebate for 310-0598, End Date 3/31/2023, SOL2344, 4204322 Desert View Remodelers LLC dba Universal Solar Direct | -362.4 |  | No | Other | Shippable | 0 |  | Not Applicable as per Item Classification |  | Not Applicable
955-2655 | 955-2655 | SPA, SOLAREDGE TECHNOLOGIES INC, Manufacturer Rebate for 310-0598, End Date 3/31/2023, SOL2344, 4988505 Universal Solar Direct LLC | -362.4 |  | No | Other | Shippable | 0 |  | Not Applicable as per Item Classification |  | Not Applicable
955-2656 | 955-2656 | SPA, SOLAREDGE TECHNOLOGIES INC, Manufacturer Rebate for 310-0597, End Date 3/31/2023, SOL2344, 4988505 Universal Solar Direct LLC | -355.66 |  | No | Other | Shippable | 0 |  | Not Applicable as per Item Classification |  | Not Applicable
955-2657 | 955-2657 | SPA, SOLAREDGE TECHNOLOGIES INC, Manufacturer Rebate for 310-0597, End Date 3/31/2023, SOL2344, 4204322 Desert View Remodelers LLC dba Universal Solar Direct | -355.66 |  | No | Other | Shippable | 0 |  | Not Applicable as per Item Classification |  | Not Applicable
955-2658 | 955-2658 | SPA, SOLAREDGE TECHNOLOGIES INC, Manufacturer Rebate for 310-0596, End Date 3/31/2023, SOL2344, 4204322 Desert View Remodelers LLC dba Universal Solar Direct | -353.97 |  | No | Other | Shippable | 0 |  | Not Applicable as per Item Classification |  | Not Applicable
955-2659 | 955-2659 | SPA, SOLAREDGE TECHNOLOGIES INC, Manufacturer Rebate for 310-0596, End Date 3/31/2023, SOL2344, 4988505 Universal Solar Direct LLC | -353.97 |  | No | Other | Shippable | 0 |  | Not Applicable as per Item Classification |  | Not Applicable
955-2660 | 955-2660 | SPA, SOLAREDGE TECHNOLOGIES INC, Manufacturer Rebate for 310-0595, End Date 3/31/2023, SOL2344, 4988505 Universal Solar Direct LLC | -184.96 |  | No | Other | Shippable | 0 |  | Not Applicable as per Item Classification |  | Not Applicable
955-2661 | 955-2661 | SPA, SOLAREDGE TECHNOLOGIES INC, Manufacturer Rebate for 310-0595, End Date 3/31/2023, SOL2344, 4204322 Desert View Remodelers LLC dba Universal Solar Direct | -184.96 |  | No | Other | Shippable | 0 |  | Not Applicable as per Item Classification |  | Not Applicable
955-2662 | 955-2662 | SPA, SOLAREDGE TECHNOLOGIES INC, Manufacturer Rebate for 310-0297, End Date 3/31/2023, SOL2344, 4204322 Desert View Remodelers LLC dba Universal Solar Direct | -379.25 |  | No | Other | Shippable | 0 |  | Not Applicable as per Item Classification |  | Not Applicable
955-2663 | 955-2663 | SPA, SOLAREDGE TECHNOLOGIES INC, Manufacturer Rebate for 310-0297, End Date 3/31/2023, SOL2344, 4988505 Universal Solar Direct LLC | -379.25 |  | No | Other | Shippable | 0 |  | Not Applicable as per Item Classification |  | Not Applicable
955-2664 | 955-2664 | SPA, SOLAREDGE TECHNOLOGIES INC, Manufacturer Rebate for 310-0296, End Date 3/31/2023, SOL2344, 4988505 Universal Solar Direct LLC | -197.2 |  | No | Other | Shippable | 0 |  | Not Applicable as per Item Classification |  | Not Applicable
955-2665 | 955-2665 | SPA, SOLAREDGE TECHNOLOGIES INC, Manufacturer Rebate for 310-0296, End Date 3/31/2023, SOL2344, 4204322 Desert View Remodelers LLC dba Universal Solar Direct | -197.2 |  | No | Other | Shippable | 0 |  | Not Applicable as per Item Classification |  | Not Applicable
955-2666 | 955-2666 | SPA, SOLAREDGE TECHNOLOGIES INC, Manufacturer Rebate for 310-0294, End Date 3/31/2023, SOL2344, 4204322 Desert View Remodelers LLC dba Universal Solar Direct | -371.12 |  | No | Other | Shippable | 0 |  | Not Applicable as per Item Classification |  | Not Applicable
955-2667 | 955-2667 | SPA, SOLAREDGE TECHNOLOGIES INC, Manufacturer Rebate for 310-0294, End Date 3/31/2023, SOL2344, 4988505 Universal Solar Direct LLC | -371.12 |  | No | Other | Shippable | 0 |  | Not Applicable as per Item Classification |  | Not Applicable
955-2668 | 955-2668 | SPA, SOLAREDGE TECHNOLOGIES INC, Manufacturer Rebate for 310-0293, End Date 3/31/2023, SOL2344, 4988505 Universal Solar Direct LLC | -369.09 |  | No | Other | Shippable | 0 |  | Not Applicable as per Item Classification |  | Not Applicable
955-2669 | 955-2669 | SPA, SOLAREDGE TECHNOLOGIES INC, Manufacturer Rebate for 310-0293, End Date 3/31/2023, SOL2344, 4204322 Desert View Remodelers LLC dba Universal Solar Direct | -369.09 |  | No | Other | Shippable | 0 |  | Not Applicable as per Item Classification |  | Not Applicable
955-2670 | 955-2670 | SPA, SOLAREDGE TECHNOLOGIES INC, Manufacturer Rebate for 310-0292, End Date 3/31/2023, SOL2344, 4204322 Desert View Remodelers LLC dba Universal Solar Direct | -303.24 |  | No | Other | Shippable | 0 |  | Not Applicable as per Item Classification |  | Not Applicable
955-2671 | 955-2671 | SPA, SOLAREDGE TECHNOLOGIES INC, Manufacturer Rebate for 310-0292, End Date 3/31/2023, SOL2344, 4988505 Universal Solar Direct LLC | -303.24 |  | No | Other | Shippable | 0 |  | Not Applicable as per Item Classification |  | Not Applicable
955-2672 | 955-2672 | SPA, SOLAREDGE TECHNOLOGIES INC, Manufacturer Rebate for 310-0291, End Date 3/31/2023, SOL2344, 4988505 Universal Solar Direct LLC | -298.1 |  | No | Other | Shippable | 0 |  | Not Applicable as per Item Classification |  | Not Applicable
955-2673 | 955-2673 | SPA, SOLAREDGE TECHNOLOGIES INC, Manufacturer Rebate for 310-0291, End Date 3/31/2023, SOL2344, 4204322 Desert View Remodelers LLC dba Universal Solar Direct | -298.1 |  | No | Other | Shippable | 0 |  | Not Applicable as per Item Classification |  | Not Applicable
955-2674 | 955-2674 | SPA, SOLAREDGE TECHNOLOGIES INC, Manufacturer Rebate for 310-0288, End Date 3/31/2023, SOL2344, 4988505 Universal Solar Direct LLC | -303.24 |  | No | Other | Shippable | 0 |  | Not Applicable as per Item Classification |  | Not Applicable
955-2675 | 955-2675 | SPA, SOLAREDGE TECHNOLOGIES INC, Manufacturer Rebate for 310-0287, End Date 3/31/2023, SOL2344, 4988505 Universal Solar Direct LLC | -112.85 |  | No | Other | Shippable | 0 |  | Not Applicable as per Item Classification |  | Not Applicable
955-2676 | 955-2676 | SPA, SOLAREDGE TECHNOLOGIES INC, Manufacturer Rebate for 310-0287, End Date 3/31/2023, SOL2344, 4204322 Desert View Remodelers LLC dba Universal Solar Direct | -112.85 |  | No | Other | Shippable | 0 |  | Not Applicable as per Item Classification |  | Not Applicable
955-2677 | 955-2677 | SPA, SOLAREDGE TECHNOLOGIES INC, Manufacturer Rebate for 310-0286, End Date 3/31/2023, SOL2344, 4204322 Desert View Remodelers LLC dba Universal Solar Direct | -379.25 |  | No | Other | Shippable | 0 |  | Not Applicable as per Item Classification |  | Not Applicable
955-2678 | 955-2678 | SPA, SOLAREDGE TECHNOLOGIES INC, Manufacturer Rebate for 310-0286, End Date 3/31/2023, SOL2344, 4988505 Universal Solar Direct LLC | -379.25 |  | No | Other | Shippable | 0 |  | Not Applicable as per Item Classification |  | Not Applicable
955-2679 | 955-2679 | SPA, SOLAREDGE TECHNOLOGIES INC, Manufacturer Rebate for 310-0284, End Date 3/31/2023, SOL2344, 4988505 Universal Solar Direct LLC | -369.09 |  | No | Other | Shippable | 0 |  | Not Applicable as per Item Classification |  | Not Applicable
955-2680 | 955-2680 | SPA, SOLAREDGE TECHNOLOGIES INC, Manufacturer Rebate for 310-0284, End Date 3/31/2023, SOL2344, 4204322 Desert View Remodelers LLC dba Universal Solar Direct | -369.09 |  | No | Other | Shippable | 0 |  | Not Applicable as per Item Classification |  | Not Applicable
955-2681 | 955-2681 | SPA, SOLAREDGE TECHNOLOGIES INC, Manufacturer Rebate for 310-0283, End Date 3/31/2023, SOL2344, 4204322 Desert View Remodelers LLC dba Universal Solar Direct | -197.2 |  | No | Other | Shippable | 0 |  | Not Applicable as per Item Classification |  | Not Applicable
955-2682 | 955-2682 | SPA, SOLAREDGE TECHNOLOGIES INC, Manufacturer Rebate for 310-0283, End Date 3/31/2023, SOL2344, 4988505 Universal Solar Direct LLC | -197.2 |  | No | Other | Shippable | 0 |  | Not Applicable as per Item Classification |  | Not Applicable
955-2683 | 955-2683 | SPA, IRONRIDGE, Manufacturer Rebate for 270-0152, End Date 12/31/2023, SPA - IronRidge - Meraki (February - December 2023), 4202957 Meraki Installers LLC | -0.18 |  | No | Other | Shippable | 0 |  | Not Applicable as per Item Classification |  | Not Applicable
955-2684 | 955-2684 | SPA, IRONRIDGE, Manufacturer Rebate for 590-0115, End Date 12/31/2023, SPA - IronRidge - Meraki (February - December 2023), 4202957 Meraki Installers LLC | -0.11 |  | No | Other | Shippable | 0 |  | Not Applicable as per Item Classification |  | Not Applicable
955-2685 | 955-2685 | SPA, IRONRIDGE, Manufacturer Rebate for 590-0116, End Date 12/31/2023, SPA - IronRidge - Meraki (February - December 2023), 4202957 Meraki Installers LLC | -0.13 |  | No | Other | Shippable | 0 |  | Not Applicable as per Item Classification |  | Not Applicable
955-2686 | 955-2686 | SPA, IRONRIDGE, Manufacturer Rebate for 270-1033, End Date 12/31/2023, SPA - IronRidge - Meraki (February - December 2023), 4202957 Meraki Installers LLC | -0.8 |  | No | Other | Shippable | 0 |  | Not Applicable as per Item Classification |  | Not Applicable
955-2687 | 955-2687 | SPA, IRONRIDGE, Manufacturer Rebate for 260-0102, End Date 12/31/2023, SPA - IronRidge - Meraki (February - December 2023), 4202957 Meraki Installers LLC | -0.42 |  | No | Other | Shippable | 0 |  | Not Applicable as per Item Classification |  | Not Applicable
955-2688 | 955-2688 | SPA, IRONRIDGE, Manufacturer Rebate for 210-1004, End Date 12/31/2023, SPA - IronRidge - Meraki (February - December 2023), 4202957 Meraki Installers LLC | -1.23 |  | No | Other | Shippable | 0 |  | Not Applicable as per Item Classification |  | Not Applicable
955-2689 | 955-2689 | SPA, IRONRIDGE, Manufacturer Rebate for 210-1026, End Date 12/31/2023, SPA - IronRidge - Meraki (February - December 2023), 4202957 Meraki Installers LLC | -4.14 |  | No | Other | Shippable | 0 |  | Not Applicable as per Item Classification |  | Not Applicable
955-2690 | 955-2690 | SPA, IRONRIDGE, Manufacturer Rebate for 211-0497, End Date 12/31/2023, SPA - IronRidge - Meraki (February - December 2023), 4202957 Meraki Installers LLC | -0.8 |  | No | Other | Shippable | 0 |  | Not Applicable as per Item Classification |  | Not Applicable
955-2691 | 955-2691 | SPA, IRONRIDGE, Manufacturer Rebate for 590-0117, End Date 12/31/2023, SPA - IronRidge - Meraki (February - December 2023), 4202957 Meraki Installers LLC | -0.76 |  | No | Other | Shippable | 0 |  | Not Applicable as per Item Classification |  | Not Applicable
955-2692 | 955-2692 | SPA, REC SOLAR dba REC AMERICAS, LLC, Manufacturer Rebate for 110-1382, End Date 6/30/2023, SPA - 000009 - Soligent - Wells Solar - REC Americas LLC, 4203920 Wells Solar & Electrical Services, LLC | -57.34 |  | No | Other | Shippable | 0 |  | Not Applicable as per Item Classification |  | Not Applicable
955-2693 | 955-2693 | SPA, REC SOLAR dba REC AMERICAS, LLC, Manufacturer Rebate for 110-1392, End Date 6/30/2023, SPA - 000010 - Soligent - Wells Solar - REC Americas LLC, 4203920 Wells Solar & Electrical Services, LLC | -9.99 |  | No | Other | Shippable | 0 |  | Not Applicable as per Item Classification |  | Not Applicable
955-2694 | 955-2694 | SPA, SOLAREDGE TECHNOLOGIES INC, Manufacturer Rebate for 310-0647, End Date 3/31/2023, SOL2344, 4204322 Desert View Remodelers LLC dba Universal Solar Direct | -400.18 |  | No | Other | Shippable | 0 |  | Not Applicable as per Item Classification |  | Not Applicable
955-2695 | 955-2695 | SPA, SOLAREDGE TECHNOLOGIES INC, Manufacturer Rebate for 310-0647, End Date 3/31/2023, SOL2344, 4988505 Universal Solar Direct LLC | -400.18 |  | No | Other | Shippable | 0 |  | Not Applicable as per Item Classification |  | Not Applicable
955-2696 | 955-2696 | SPA, ENPHASE ENERGY, INC., Manufacturer Rebate for 321-0230, End Date 3/31/2023, Q-00030098, 4988447 Arrowhead Solar LLC dba Arrowpoint Solar | -50.32 |  | No | Other | Shippable | 0 |  | Not Applicable as per Item Classification |  | Not Applicable
955-2697 | 955-2697 | SPA, ENPHASE ENERGY, INC., Manufacturer Rebate for 480-0133, End Date 3/31/2023, Q-00031240, 6487 SOLAR OPTIMUM INC. | -775.6 |  | No | Other | Shippable | 0 |  | Not Applicable as per Item Classification |  | Not Applicable
955-2698 | 955-2698 | SPA, ENPHASE ENERGY, INC., Manufacturer Rebate for 321-0232, End Date 3/31/2023, Q-00031240, 6487 SOLAR OPTIMUM INC. | -51 |  | No | Other | Shippable | 0 |  | Not Applicable as per Item Classification |  | Not Applicable
955-2699 | 955-2699 | SPA, ENPHASE ENERGY, INC., Manufacturer Rebate for 570-1226, End Date 3/31/2023, Q-00031240, 6487 SOLAR OPTIMUM INC. | -211.49 |  | No | Other | Shippable | 0 |  | Not Applicable as per Item Classification |  | Not Applicable
955-2700 | 955-2700 | SPA, PANASONIC CORPORATION OF NORTH AMERICA, Manufacturer Rebate for 110-1376, End Date 3/31/2023, 2023 National SPA Soligent.CES Q1 - WComments, 88596 American Array Solar | -52.93 |  | No | Other | Shippable | 0 |  | Not Applicable as per Item Classification |  | Not Applicable
955-2701 | 955-2701 | SPA, REC SOLAR dba REC AMERICAS, LLC, Manufacturer Rebate for 110-1377, End Date 2/28/2023, ReVision REC NP2 project SPA, 4417 REVISION ENERGY LLC | -17.62 |  | No | Other | Shippable | 0 |  | Not Applicable as per Item Classification |  | Not Applicable
955-2702 | 955-2702 | SPA, REC SOLAR dba REC AMERICAS, LLC, Manufacturer Rebate for 110-1382, End Date 3/31/2023, SPA-000849, 4452 ALTADENA ENERGY & SOLAR INC | -49.2 |  | No | Other | Shippable | 0 |  | Not Applicable as per Item Classification |  | Not Applicable
955-2703 | 955-2703 | SPA, GENERAC POWER SYSTEMS, INC, Manufacturer Rebate for 310-0044, End Date 6/30/2023, NEM 2.0 SPA – California, 6743 General Environmental Management Services, Inc. dba SolarGem Electrical | -828.35 |  | No | Other | Shippable | 0 |  | Not Applicable as per Item Classification |  | Not Applicable
955-2704 | 955-2704 | SPA, GENERAC POWER SYSTEMS, INC, Manufacturer Rebate for 580-0189, End Date 6/30/2022, NEM 2.0 SPA – California, 6743 General Environmental Management Services, Inc. dba SolarGem Electrical | -8.26 |  | No | Other | Shippable | 0 |  | Not Applicable as per Item Classification |  | Not Applicable
955-2705 | 955-2705 | SPA, GENERAC POWER SYSTEMS, INC, Manufacturer Rebate for 565-0024, End Date 6/30/2023, NEM 2.0 SPA – California, 6743 General Environmental Management Services, Inc. dba SolarGem Electrical | -116.23 |  | No | Other | Shippable | 0 |  | Not Applicable as per Item Classification |  | Not Applicable
955-2706 | 955-2706 | SPA, GENERAC POWER SYSTEMS, INC, Manufacturer Rebate for 570-1229, End Date 6/30/2023, NEM 2.0 SPA – California, 6743 General Environmental Management Services, Inc. dba SolarGem Electrical | -34.15 |  | No | Other | Shippable | 0 |  | Not Applicable as per Item Classification |  | Not Applicable
955-2707 | 955-2707 | SPA, SOLAREDGE TECHNOLOGIES INC, Manufacturer Rebate for 565-0230, End Date 12/31/2023, SOL2211, 4204821 Tron Solar | -9.12 |  | No | Other | Shippable | 0 |  | Not Applicable as per Item Classification |  | Not Applicable
955-2708 | 955-2708 | SPA, SOLAREDGE TECHNOLOGIES INC, Manufacturer Rebate for 565-0238, End Date 12/31/2023, SOL2211, 4204821 Tron Solar | -9.48 |  | No | Other | Shippable | 0 |  | Not Applicable as per Item Classification |  | Not Applicable
955-2709 | 955-2709 | SPA, SOLAREDGE TECHNOLOGIES INC, Manufacturer Rebate for 310-0597, End Date 12/31/2023, SOL2211, 4204821 Tron Solar | -222.7 |  | No | Other | Shippable | 0 |  | Not Applicable as per Item Classification |  | Not Applicable
955-2710 | 955-2710 | SPA, SOLAREDGE TECHNOLOGIES INC, Manufacturer Rebate for 310-0600, End Date 12/31/2023, SOL2211, 4204821 Tron Solar | -149.12 |  | No | Other | Shippable | 0 |  | Not Applicable as per Item Classification |  | Not Applicable
955-2711 | 955-2711 | SPA, SOLAREDGE TECHNOLOGIES INC, Manufacturer Rebate for 310-0657, End Date 12/31/2023, SOL2211, 4204821 Tron Solar | -147.33 |  | No | Other | Shippable | 0 |  | Not Applicable as per Item Classification |  | Not Applicable
955-2712 | 955-2712 | SPA, ENPHASE ENERGY, INC., Manufacturer Rebate for 321-0223, End Date 7/22/2023, Q-00031515, 5931 Richards Distributing Inc dba RES Alaska, Inc. | -35.25 |  | No | Other | Shippable | 0 |  | Not Applicable as per Item Classification |  | Not Applicable
955-2713 | 955-2713 | SPA, ENPHASE ENERGY, INC., Manufacturer Rebate for 321-0231, End Date 7/22/2023, Q-00031515, 5931 Richards Distributing Inc dba RES Alaska, Inc. | -34.42 |  | No | Other | Shippable | 0 |  | Not Applicable as per Item Classification |  | Not Applicable
955-2714 | 955-2714 | SPA, ENPHASE ENERGY, INC., Manufacturer Rebate for 321-0232, End Date 7/22/2023, Q-00031515, 5931 Richards Distributing Inc dba RES Alaska, Inc. | -21.94 |  | No | Other | Shippable | 0 |  | Not Applicable as per Item Classification |  | Not Applicable
955-2715 | 955-2715 | SPA, ENPHASE ENERGY, INC., Manufacturer Rebate for 321-0233, End Date 7/22/2023, Q-00031515, 5931 Richards Distributing Inc dba RES Alaska, Inc. | -26.5 |  | No | Other | Shippable | 0 |  | Not Applicable as per Item Classification |  | Not Applicable
955-2716 | 955-2716 | SPA, ENPHASE ENERGY, INC., Manufacturer Rebate for 321-0230, End Date 7/22/2023, Q-00031515, 5931 Richards Distributing Inc dba RES Alaska, Inc. | -48.55 |  | No | Other | Shippable | 0 |  | Not Applicable as per Item Classification |  | Not Applicable
955-2717 | 955-2717 | SPA, REC SOLAR dba REC AMERICAS, LLC, Manufacturer Rebate for 110-1347, End Date 3/31/2023, SPA-000850, 4452 ALTADENA ENERGY & SOLAR INC | -31.2 |  | No | Other | Shippable | 0 |  | Not Applicable as per Item Classification |  | Not Applicable
955-2718 | 955-2718 | SPA, REC SOLAR dba REC AMERICAS, LLC, Manufacturer Rebate for 110-1310, End Date 3/31/2023, SPA-000850, 4452 ALTADENA ENERGY & SOLAR INC | -31.6 |  | No | Other | Shippable | 0 |  | Not Applicable as per Item Classification |  | Not Applicable
955-2719 | 955-2719 | SPA, REC SOLAR dba REC AMERICAS, LLC, Manufacturer Rebate for 110-1312, End Date 3/31/2023, SPA-000850, 4452 ALTADENA ENERGY & SOLAR INC | -32.4 |  | No | Other | Shippable | 0 |  | Not Applicable as per Item Classification |  | Not Applicable
955-2720 | 955-2720 | SPA, SOLAREDGE TECHNOLOGIES INC, Manufacturer Rebate for 310-0644, End Date 12/31/2023, SOL2228, 6516 Gigawatt Operations Inc dba SOL-UP LLC | -454.14 |  | No | Other | Shippable | 0 |  | Not Applicable as per Item Classification |  | Not Applicable
955-2721 | 955-2721 | SPA, SOLAREDGE TECHNOLOGIES INC, Manufacturer Rebate for 310-0647, End Date 12/31/2023, SOL2228, 6516 Gigawatt Operations Inc dba SOL-UP LLC | -499.59 |  | No | Other | Shippable | 0 |  | Not Applicable as per Item Classification |  | Not Applicable
955-2722 | 955-2722 | SPA, SOLAREDGE TECHNOLOGIES INC, Manufacturer Rebate for 310-0648, End Date 12/31/2023, SOL2228, 6516 Gigawatt Operations Inc dba SOL-UP LLC | -488.45 |  | No | Other | Shippable | 0 |  | Not Applicable as per Item Classification |  | Not Applicable
955-2723 | 955-2723 | SPA, SOLAREDGE TECHNOLOGIES INC, Manufacturer Rebate for 310-0646, End Date 12/31/2023, SOL2228, 6516 Gigawatt Operations Inc dba SOL-UP LLC | -531.72 |  | No | Other | Shippable | 0 |  | Not Applicable as per Item Classification |  | Not Applicable
955-2724 | 955-2724 | SPA, SOLAREDGE TECHNOLOGIES INC, Manufacturer Rebate for 310-0645, End Date 12/31/2023, SOL2228, 6516 Gigawatt Operations Inc dba SOL-UP LLC | -450.06 |  | No | Other | Shippable | 0 |  | Not Applicable as per Item Classification |  | Not Applicable
955-2725 | 955-2725 | SPA, ENPHASE ENERGY, INC., Manufacturer Rebate for 321-0230, End Date 3/31/2023, Q-00028745, 6900 Aberration, Inc. dba South Texas Solar Systems, Inc. | -30.37 |  | No | Other | Shippable | 0 |  | Not Applicable as per Item Classification |  | Not Applicable
955-2726 | 955-2726 | SPA, SOLAREDGE TECHNOLOGIES INC, Manufacturer Rebate for 310-0598, End Date 12/31/2023, SOL2211, 4204821 Tron Solar | -224.11 |  | No | Other | Shippable | 0 |  | Not Applicable as per Item Classification |  | Not Applicable
955-2727 | 955-2727 | SPA, ENPHASE ENERGY, INC., Manufacturer Rebate for 321-0233, End Date 3/31/2023, Max Qty. 500, Q-00029589, 4988449 iVee League Solar Inc. | -25 |  | No | Other | Shippable | 0 |  | Not Applicable as per Item Classification |  | Not Applicable
955-2728 | 955-2728 | SPA, ENPHASE ENERGY, INC., Manufacturer Rebate for 321-0232, End Date 3/31/2023, Max Qty. 1, Q-00029589, 4988449 iVee League Solar Inc. | -20 |  | No | Other | Shippable | 0 |  | Not Applicable as per Item Classification |  | Not Applicable
955-2729 | 955-2729 | SPA, ENPHASE ENERGY, INC., Manufacturer Rebate for 321-0231, End Date 3/31/2023, Max Qty. 1, Q-00029589, 4988449 iVee League Solar Inc. | -20 |  | No | Other | Shippable | 0 |  | Not Applicable as per Item Classification |  | Not Applicable
955-2730 | 955-2730 | SPA, ENPHASE ENERGY, INC., Manufacturer Rebate for 321-0230, End Date 3/31/2023, Max Qty. 1, Q-00029589, 4988449 iVee League Solar Inc. | -20 |  | No | Other | Shippable | 0 |  | Not Applicable as per Item Classification |  | Not Applicable
955-2731 | 955-2731 | SPA, SOLAREDGE TECHNOLOGIES INC, Manufacturer Rebate for 310-0595, End Date 12/31/2023, SOL2343, 4988408 NYSS, LLC f/k/a NY State Solar, LLC, dba NY State Solar | -150.44 |  | No | Other | Shippable | 0 |  | Not Applicable as per Item Classification |  | Not Applicable
955-2732 | 955-2732 | SPA, SOLAREDGE TECHNOLOGIES INC, Manufacturer Rebate for 310-0597, End Date 12/31/2023, SOL2343, 4988408 NYSS, LLC f/k/a NY State Solar, LLC, dba NY State Solar | -317.9 |  | No | Other | Shippable | 0 |  | Not Applicable as per Item Classification |  | Not Applicable
955-2733 | 955-2733 | SPA, SOLAREDGE TECHNOLOGIES INC, Manufacturer Rebate for 310-0598, End Date 12/31/2023, SOL2343, 4988408 NYSS, LLC f/k/a NY State Solar, LLC, dba NY State Solar | -297.51 |  | No | Other | Shippable | 0 |  | Not Applicable as per Item Classification |  | Not Applicable
955-2734 | 955-2734 | SPA, SOLAREDGE TECHNOLOGIES INC, Manufacturer Rebate for 565-0108, End Date 12/31/2023, SOL2343, 4988408 NYSS, LLC f/k/a NY State Solar, LLC, dba NY State Solar | -12.45 |  | No | Other | Shippable | 0 |  | Not Applicable as per Item Classification |  | Not Applicable
955-2735 | 955-2735 | SPA, SOLAREDGE TECHNOLOGIES INC, Manufacturer Rebate for 310-0657, End Date 12/31/2023, SOL2343, 4988408 NYSS, LLC f/k/a NY State Solar, LLC, dba NY State Solar | -246.68 |  | No | Other | Shippable | 0 |  | Not Applicable as per Item Classification |  | Not Applicable
955-2736 | 955-2736 | SPA, SOLAREDGE TECHNOLOGIES INC, Manufacturer Rebate for 310-0658, End Date 12/31/2023, SOL2343, 4988408 NYSS, LLC f/k/a NY State Solar, LLC, dba NY State Solar | -265.9 |  | No | Other | Shippable | 0 |  | Not Applicable as per Item Classification |  | Not Applicable
955-2737 | 955-2737 | SPA, SOLAREDGE TECHNOLOGIES INC, Manufacturer Rebate for 570-0248, End Date 12/31/2023, SOL2343, 4988408 NYSS, LLC f/k/a NY State Solar, LLC, dba NY State Solar | -57.02 |  | No | Other | Shippable | 0 |  | Not Applicable as per Item Classification |  | Not Applicable
955-2738 | 955-2738 | SPA, GENERAC POWER SYSTEMS, INC, Manufacturer Rebate for 480-0127, End Date 6/30/2023, Generac buy 5 get 1, 4205526 Your Home Solar LLC | -249.97 |  | No | Other | Shippable | 0 |  | Not Applicable as per Item Classification |  | Not Applicable
955-2739 | 955-2739 | SPA, ENPHASE ENERGY, INC., Manufacturer Rebate for 321-0229, End Date 3/31/2023, Q-00030498, 4989158 Voltaic Construction | -8.94 |  | No | Other | Shippable | 0 |  | Not Applicable as per Item Classification |  | Not Applicable
955-2740 | 955-2740 | SPA, ENPHASE ENERGY, INC., Manufacturer Rebate for 321-0230, End Date 3/31/2023, Q-00030498, 4989158 Voltaic Construction | -11.57 |  | No | Other | Shippable | 0 |  | Not Applicable as per Item Classification |  | Not Applicable
955-2741 | 955-2741 | SPA, ENPHASE ENERGY, INC., Manufacturer Rebate for 321-0231, End Date 3/31/2023, Q-00030498, 4989158 Voltaic Construction | -11.57 |  | No | Other | Shippable | 0 |  | Not Applicable as per Item Classification |  | Not Applicable
955-2742 | 955-2742 | SPA, ENPHASE ENERGY, INC., Manufacturer Rebate for 321-0232, End Date 3/31/2023, Q-00030498, 4989158 Voltaic Construction | -11.14 |  | No | Other | Shippable | 0 |  | Not Applicable as per Item Classification |  | Not Applicable
955-2743 | 955-2743 | SPA, ENPHASE ENERGY, INC., Manufacturer Rebate for 321-0233, End Date 3/31/2023, Q-00030498, 4989158 Voltaic Construction | -10 |  | No | Other | Shippable | 0 |  | Not Applicable as per Item Classification |  | Not Applicable
955-2744 | 955-2744 | SPA, ENPHASE ENERGY, INC., Manufacturer Rebate for 321-0216, End Date 3/31/2023, Max Qty. 5, Q-00030071, 4204088 Unicity Solar Energy LLC | -23.27 |  | No | Other | Shippable | 0 |  | Not Applicable as per Item Classification |  | Not Applicable
955-2745 | 955-2745 | SPA, ENPHASE ENERGY, INC., Manufacturer Rebate for 321-0216, End Date 3/31/2023, Max Qty. 5, Q-00030071, 4204088 Unicity Solar Energy LLC | -23.27 |  | No | Other | Shippable | 0 |  | Not Applicable as per Item Classification |  | Not Applicable
955-2746 | 955-2746 | SPA, ENPHASE ENERGY, INC., Manufacturer Rebate for 321-0233, End Date 3/31/2023, Q-00028745, 6900 Aberration, Inc. dba South Texas Solar Systems, Inc. | -31.51 |  | No | Other | Shippable | 0 |  | Not Applicable as per Item Classification |  | Not Applicable
955-2747 | 955-2747 | SPA, GENERAC POWER SYSTEMS, INC, Manufacturer Rebate for 480-0127, End Date 6/30/2023, NEM 2.0 SPA – California, 6743 General Environmental Management Services, Inc. dba SolarGem Electrical | -377.35 |  | No | Other | Shippable | 0 |  | Not Applicable as per Item Classification |  | Not Applicable
955-2748 | 955-2748 | SPA, ENPHASE ENERGY, INC., Manufacturer Rebate for 321-0216, End Date 3/31/2023, Q-00028745, 6900 Aberration, Inc. dba South Texas Solar Systems, Inc. | -30.23 |  | No | Other | Shippable | 0 |  | Not Applicable as per Item Classification |  | Not Applicable
955-2756 | 955-2756 | SPA, Manufacturer Rebate for # DS-210-0998, End Date 03/31/2023, Max Qty. , , 203377 Krannich Solar West LLC | 0.7205 |  | No | Other | Shippable | 0 |  | Not Applicable as per Item Classification |  | Not Applicable
955-2757 | 955-2757 | SPA, Manufacturer Rebate for # DS-210-0999, End Date 03/31/2023, Max Qty. , , 203377 Krannich Solar West LLC | -5.2925 |  | No | Other | Shippable | 0 |  | Not Applicable as per Item Classification |  | Not Applicable
955-2758 | 955-2758 | SPA, Manufacturer Rebate for # DS-210-1000, End Date 03/31/2023, Max Qty. , , 203377 Krannich Solar West LLC | -6.4024 |  | No | Other | Shippable | 0 |  | Not Applicable as per Item Classification |  | Not Applicable
955-2759 | 955-2759 | SPA, Manufacturer Rebate for # DS-210-1001, End Date 03/31/2023, Max Qty. , , 203377 Krannich Solar West LLC | -3.8348 |  | No | Other | Shippable | 0 |  | Not Applicable as per Item Classification |  | Not Applicable
955-2760 | 955-2760 | SPA, Manufacturer Rebate for # DS-210-1002, End Date 03/31/2023, Max Qty. , , 203377 Krannich Solar West LLC | -6.2705 |  | No | Other | Shippable | 0 |  | Not Applicable as per Item Classification |  | Not Applicable
955-2761 | 955-2761 | SPA, Manufacturer Rebate for # DS-210-1003, End Date 03/31/2023, Max Qty. , , 203377 Krannich Solar West LLC | -7.3924 |  | No | Other | Shippable | 0 |  | Not Applicable as per Item Classification |  | Not Applicable
955-2762 | 955-2762 | SPA, Manufacturer Rebate for # DS-210-1004, End Date 03/31/2023, Max Qty. , , 203377 Krannich Solar West LLC | -7.9921 |  | No | Other | Shippable | 0 |  | Not Applicable as per Item Classification |  | Not Applicable
955-2763 | 955-2763 | SPA, Manufacturer Rebate for # DS-210-1005, End Date 03/31/2023, Max Qty. , , 203377 Krannich Solar West LLC | -8.9758 |  | No | Other | Shippable | 0 |  | Not Applicable as per Item Classification |  | Not Applicable
955-2764 | 955-2764 | SPA, Manufacturer Rebate for # DS-210-1006, End Date 03/31/2023, Max Qty. , , 203377 Krannich Solar West LLC | -9.714 |  | No | Other | Shippable | 0 |  | Not Applicable as per Item Classification |  | Not Applicable
955-2765 | 955-2765 | SPA, IRONRIDGE Manufacturer Rebate for # DS-210-1007, End Date 03/31/2023, Max Qty. , , 203377 Krannich Solar West LLC | -6.5213 |  | No | Other | Shippable | 0 |  | Not Applicable as per Item Classification |  | Not Applicable
955-2766 | 955-2766 | SPA, IRONRIDGE Manufacturer Rebate for # DS-210-1008, End Date 03/31/2023, Max Qty. , , 203377 Krannich Solar West LLC | -11.6603 |  | No | Other | Shippable | 0 |  | Not Applicable as per Item Classification |  | Not Applicable
955-2767 | 955-2767 | SPA, IRONRIDGE Manufacturer Rebate for # DS-210-1009, End Date 03/31/2023, Max Qty. , , 203377 Krannich Solar West LLC | -14.1275 |  | No | Other | Shippable | 0 |  | Not Applicable as per Item Classification |  | Not Applicable
955-2769 | 955-2769 | SPA, Manufacturer Rebate for # DS-210-1025, End Date 03/31/2023, Max Qty. , , 203377 Krannich Solar West LLC | -0.5355 |  | No | Other | Shippable | 0 |  | Not Applicable as per Item Classification |  | Not Applicable
955-2770 | 955-2770 | SPA, Manufacturer Rebate for # DS-210-1026, End Date 03/31/2023, Max Qty. , , 203377 Krannich Solar West LLC | -5.8379 |  | No | Other | Shippable | 0 |  | Not Applicable as per Item Classification |  | Not Applicable
955-2771 | 955-2771 | SPA, Manufacturer Rebate for # DS-210-1027, End Date 03/31/2023, Max Qty. , , 203377 Krannich Solar West LLC | -0.82135 |  | No | Other | Shippable | 0 |  | Not Applicable as per Item Classification |  | Not Applicable
955-2772 | 955-2772 | SPA, IRONRIDGE Manufacturer Rebate for # DS-210-1040, End Date 03/31/2023, Max Qty. , , 203377 Krannich Solar West LLC | -0.43269 |  | No | Other | Shippable | 0 |  | Not Applicable as per Item Classification |  | Not Applicable
955-2773 | 955-2773 | SPA, IRONRIDGE Manufacturer Rebate for # DS-210-1042, End Date 03/31/2023, Max Qty. , , 203377 Krannich Solar West LLC | -0.43269 |  | No | Other | Shippable | 0 |  | Not Applicable as per Item Classification |  | Not Applicable
955-2774 | 955-2774 | SPA, IRONRIDGE Manufacturer Rebate for # DS-210-1044, End Date 03/31/2023, Max Qty. , , 203377 Krannich Solar West LLC | -0.43269 |  | No | Other | Shippable | 0 |  | Not Applicable as per Item Classification |  | Not Applicable
955-2775 | 955-2775 | SPA, IRONRIDGE Manufacturer Rebate for # DS-210-1049, End Date 03/31/2023, Max Qty. , , 203377 Krannich Solar West LLC | -4.2795 |  | No | Other | Shippable | 0 |  | Not Applicable as per Item Classification |  | Not Applicable
955-2776 | 955-2776 | SPA, Manufacturer Rebate for # DS-210-1066, End Date 03/31/2023, Max Qty. , , 203377 Krannich Solar West LLC | -7.226 |  | No | Other | Shippable | 0 |  | Not Applicable as per Item Classification |  | Not Applicable
955-2784 | 955-2784 | SPA, IRONRIDGE Manufacturer Rebate for # DS-211-0095, End Date 03/31/2023, Max Qty. , , 203377 Krannich Solar West LLC | -0.74664 |  | No | Other | Shippable | 0 |  | Not Applicable as per Item Classification |  | Not Applicable
955-2785 | 955-2785 | SPA, IRONRIDGE Manufacturer Rebate for # DS-211-0096, End Date 03/31/2023, Max Qty. , , 203377 Krannich Solar West LLC | -0.82145 |  | No | Other | Shippable | 0 |  | Not Applicable as per Item Classification |  | Not Applicable
955-2788 | 955-2788 | SPA, IRONRIDGE Manufacturer Rebate for # DS-211-0240, End Date 03/31/2023, Max Qty. , , 203377 Krannich Solar West LLC | -0.95213 |  | No | Other | Shippable | 0 |  | Not Applicable as per Item Classification |  | Not Applicable
955-2791 | 955-2791 | SPA, IRONRIDGE Manufacturer Rebate for # DS-211-0481, End Date 03/31/2023, Max Qty. , , 203377 Krannich Solar West LLC | -4.849 |  | No | Other | Shippable | 0 |  | Not Applicable as per Item Classification |  | Not Applicable
955-2792 | 955-2792 | SPA, IRONRIDGE Manufacturer Rebate for # DS-211-0482, End Date 03/31/2023, Max Qty. , , 203377 Krannich Solar West LLC | -5.3216 |  | No | Other | Shippable | 0 |  | Not Applicable as per Item Classification |  | Not Applicable
955-2793 | 955-2793 | SPA, IRONRIDGE Manufacturer Rebate for # DS-211-0483, End Date 03/31/2023, Max Qty. , , 203377 Krannich Solar West LLC | -5.6995 |  | No | Other | Shippable | 0 |  | Not Applicable as per Item Classification |  | Not Applicable
955-2794 | 955-2794 | SPA, IRONRIDGE Manufacturer Rebate for # DS-211-0484, End Date 03/31/2023, Max Qty. , , 203377 Krannich Solar West LLC | -5.995 |  | No | Other | Shippable | 0 |  | Not Applicable as per Item Classification |  | Not Applicable
955-2795 | 955-2795 | SPA, IRONRIDGE Manufacturer Rebate for # DS-211-0485, End Date 03/31/2023, Max Qty. , , 203377 Krannich Solar West LLC | -6.2953 |  | No | Other | Shippable | 0 |  | Not Applicable as per Item Classification |  | Not Applicable
955-2796 | 955-2796 | SPA, Manufacturer Rebate for # DS-211-0497, End Date 03/31/2023, Max Qty. , , 203377 Krannich Solar West LLC | -1.9544 |  | No | Other | Shippable | 0 |  | Not Applicable as per Item Classification |  | Not Applicable
955-2797 | 955-2797 | SPA, Manufacturer Rebate for # DS-211-0498, End Date 03/31/2023, Max Qty. , , 203377 Krannich Solar West LLC | -2.2545 |  | No | Other | Shippable | 0 |  | Not Applicable as per Item Classification |  | Not Applicable
955-2798 | 955-2798 | SPA, Manufacturer Rebate for # DS-211-0501, End Date 03/31/2023, Max Qty. , , 203377 Krannich Solar West LLC | -2.5515 |  | No | Other | Shippable | 0 |  | Not Applicable as per Item Classification |  | Not Applicable
955-2799 | 955-2799 | SPA, Manufacturer Rebate for # DS-211-0521, End Date 03/31/2023, Max Qty. , , 203377 Krannich Solar West LLC | -2.2387 |  | No | Other | Shippable | 0 |  | Not Applicable as per Item Classification |  | Not Applicable
955-2800 | 955-2800 | SPA, Manufacturer Rebate for # DS-211-0522, End Date 03/31/2023, Max Qty. , , 203377 Krannich Solar West LLC | -2.0849 |  | No | Other | Shippable | 0 |  | Not Applicable as per Item Classification |  | Not Applicable
955-2801 | 955-2801 | SPA, IRONRIDGE Manufacturer Rebate for # DS-212-0000, End Date 03/31/2023, Max Qty. , , 203377 Krannich Solar West LLC | -1.3676 |  | No | Other | Shippable | 0 |  | Not Applicable as per Item Classification |  | Not Applicable
955-2802 | 955-2802 | SPA, IRONRIDGE Manufacturer Rebate for # DS-212-0002, End Date 03/31/2023, Max Qty. , , 203377 Krannich Solar West LLC | -2.1973 |  | No | Other | Shippable | 0 |  | Not Applicable as per Item Classification |  | Not Applicable
955-2803 | 955-2803 | SPA, IRONRIDGE Manufacturer Rebate for # DS-212-0003, End Date 03/31/2023, Max Qty. , , 203377 Krannich Solar West LLC | -2.3087 |  | No | Other | Shippable | 0 |  | Not Applicable as per Item Classification |  | Not Applicable
955-2804 | 955-2804 | SPA, IRONRIDGE Manufacturer Rebate for # DS-212-0004, End Date 03/31/2023, Max Qty. , , 203377 Krannich Solar West LLC | -2.3218 |  | No | Other | Shippable | 0 |  | Not Applicable as per Item Classification |  | Not Applicable
955-2805 | 955-2805 | SPA, IRONRIDGE Manufacturer Rebate for # DS-212-0005, End Date 03/31/2023, Max Qty. , , 203377 Krannich Solar West LLC | -2.3218 |  | No | Other | Shippable | 0 |  | Not Applicable as per Item Classification |  | Not Applicable
955-2806 | 955-2806 | SPA, IRONRIDGE Manufacturer Rebate for # DS-220-0349, End Date 03/31/2023, Max Qty. , , 203377 Krannich Solar West LLC | -7.1901 |  | No | Other | Shippable | 0 |  | Not Applicable as per Item Classification |  | Not Applicable
955-2807 | 955-2807 | SPA, IRONRIDGE Manufacturer Rebate for # DS-220-0350, End Date 03/31/2023, Max Qty. , , 203377 Krannich Solar West LLC | -9.3441 |  | No | Other | Shippable | 0 |  | Not Applicable as per Item Classification |  | Not Applicable
955-2808 | 955-2808 | SPA, IRONRIDGE Manufacturer Rebate for # DS-220-0359, End Date 03/31/2023, Max Qty. , , 203377 Krannich Solar West LLC | -26.2765 |  | No | Other | Shippable | 0 |  | Not Applicable as per Item Classification |  | Not Applicable
955-2809 | 955-2809 | SPA, IRONRIDGE Manufacturer Rebate for # DS-220-0360, End Date 03/31/2023, Max Qty. , , 203377 Krannich Solar West LLC | -30.4217 |  | No | Other | Shippable | 0 |  | Not Applicable as per Item Classification |  | Not Applicable
955-2810 | 955-2810 | SPA, IRONRIDGE Manufacturer Rebate for # DS-220-0361, End Date 03/31/2023, Max Qty. , , 203377 Krannich Solar West LLC | -39.4197 |  | No | Other | Shippable | 0 |  | Not Applicable as per Item Classification |  | Not Applicable
955-2811 | 955-2811 | SPA, IRONRIDGE Manufacturer Rebate for # DS-220-0714, End Date 03/31/2023, Max Qty. , , 203377 Krannich Solar West LLC | -33.1919 |  | No | Other | Shippable | 0 |  | Not Applicable as per Item Classification |  | Not Applicable
955-2812 | 955-2812 | SPA, IRONRIDGE Manufacturer Rebate for # DS-220-0715, End Date 03/31/2023, Max Qty. , , 203377 Krannich Solar West LLC | -2.0858 |  | No | Other | Shippable | 0 |  | Not Applicable as per Item Classification |  | Not Applicable
955-2813 | 955-2813 | SPA, IRONRIDGE Manufacturer Rebate for # DS-220-0716, End Date 03/31/2023, Max Qty. , , 203377 Krannich Solar West LLC | -2.0858 |  | No | Other | Shippable | 0 |  | Not Applicable as per Item Classification |  | Not Applicable
955-2814 | 955-2814 | SPA, IRONRIDGE Manufacturer Rebate for # DS-250-1051, End Date 03/31/2023, Max Qty. , , 203377 Krannich Solar West LLC | -7.9602 |  | No | Other | Shippable | 0 |  | Not Applicable as per Item Classification |  | Not Applicable
955-2815 | 955-2815 | SPA, IRONRIDGE Manufacturer Rebate for # DS-250-1052, End Date 03/31/2023, Max Qty. , , 203377 Krannich Solar West LLC | -7.9602 |  | No | Other | Shippable | 0 |  | Not Applicable as per Item Classification |  | Not Applicable
955-2816 | 955-2816 | SPA, IRONRIDGE Manufacturer Rebate for # DS-250-1053, End Date 03/31/2023, Max Qty. , , 203377 Krannich Solar West LLC | -15.1006 |  | No | Other | Shippable | 0 |  | Not Applicable as per Item Classification |  | Not Applicable
955-2817 | 955-2817 | SPA, IRONRIDGE Manufacturer Rebate for # DS-250-1054, End Date 03/31/2023, Max Qty. , , 203377 Krannich Solar West LLC | -0.44574 |  | No | Other | Shippable | 0 |  | Not Applicable as per Item Classification |  | Not Applicable
955-2818 | 955-2818 | SPA, IRONRIDGE Manufacturer Rebate for # DS-250-1055, End Date 03/31/2023, Max Qty. , , 203377 Krannich Solar West LLC | -2.0182 |  | No | Other | Shippable | 0 |  | Not Applicable as per Item Classification |  | Not Applicable
955-2819 | 955-2819 | SPA, IRONRIDGE Manufacturer Rebate for # DS-260-0093, End Date 03/31/2023, Max Qty. , , 203377 Krannich Solar West LLC | -0.49407 |  | No | Other | Shippable | 0 |  | Not Applicable as per Item Classification |  | Not Applicable
955-2820 | 955-2820 | SPA, IRONRIDGE Manufacturer Rebate for # DS-260-0099, End Date 03/31/2023, Max Qty. , , 203377 Krannich Solar West LLC | -0.51487 |  | No | Other | Shippable | 0 |  | Not Applicable as per Item Classification |  | Not Applicable
955-2821 | 955-2821 | SPA, IRONRIDGE Manufacturer Rebate for # DS-260-0101, End Date 03/31/2023, Max Qty. , , 203377 Krannich Solar West LLC | -0.95285 |  | No | Other | Shippable | 0 |  | Not Applicable as per Item Classification |  | Not Applicable
955-2822 | 955-2822 | SPA, IRONRIDGE Manufacturer Rebate for # DS-260-0102, End Date 03/31/2023, Max Qty. , , 203377 Krannich Solar West LLC | -1.0271 |  | No | Other | Shippable | 0 |  | Not Applicable as per Item Classification |  | Not Applicable
955-2823 | 955-2823 | SPA, IRONRIDGE Manufacturer Rebate for # DS-260-0103, End Date 03/31/2023, Max Qty. , , 203377 Krannich Solar West LLC | -0.34071 |  | No | Other | Shippable | 0 |  | Not Applicable as per Item Classification |  | Not Applicable
955-2824 | 955-2824 | SPA, IRONRIDGE Manufacturer Rebate for # DS-260-0104, End Date 03/31/2023, Max Qty. , , 203377 Krannich Solar West LLC | -0.10106 |  | No | Other | Shippable | 0 |  | Not Applicable as per Item Classification |  | Not Applicable
955-2825 | 955-2825 | SPA, IRONRIDGE Manufacturer Rebate for # DS-260-0105, End Date 03/31/2023, Max Qty. , , 203377 Krannich Solar West LLC | -0.13071 |  | No | Other | Shippable | 0 |  | Not Applicable as per Item Classification |  | Not Applicable
955-2826 | 955-2826 | SPA, IRONRIDGE Manufacturer Rebate for # DS-260-0106, End Date 03/31/2023, Max Qty. , , 203377 Krannich Solar West LLC | -0.35106 |  | No | Other | Shippable | 0 |  | Not Applicable as per Item Classification |  | Not Applicable
955-2827 | 955-2827 | SPA, IRONRIDGE Manufacturer Rebate for # DS-260-0107, End Date 03/31/2023, Max Qty. , , 203377 Krannich Solar West LLC | -0.28071 |  | No | Other | Shippable | 0 |  | Not Applicable as per Item Classification |  | Not Applicable
955-2828 | 955-2828 | SPA, IRONRIDGE Manufacturer Rebate for # DS-260-0108, End Date 03/31/2023, Max Qty. , , 203377 Krannich Solar West LLC | -0.30741 |  | No | Other | Shippable | 0 |  | Not Applicable as per Item Classification |  | Not Applicable
955-2829 | 955-2829 | SPA, IRONRIDGE Manufacturer Rebate for # DS-260-0109, End Date 03/31/2023, Max Qty. , , 203377 Krannich Solar West LLC | -0.34071 |  | No | Other | Shippable | 0 |  | Not Applicable as per Item Classification |  | Not Applicable
955-2830 | 955-2830 | SPA, IRONRIDGE Manufacturer Rebate for # DS-260-0110, End Date 03/31/2023, Max Qty. , , 203377 Krannich Solar West LLC | -0.35106 |  | No | Other | Shippable | 0 |  | Not Applicable as per Item Classification |  | Not Applicable
955-2831 | 955-2831 | SPA, IRONRIDGE Manufacturer Rebate for # DS-260-0111, End Date 03/31/2023, Max Qty. , , 203377 Krannich Solar West LLC | -0.34071 |  | No | Other | Shippable | 0 |  | Not Applicable as per Item Classification |  | Not Applicable
955-2832 | 955-2832 | SPA, IRONRIDGE Manufacturer Rebate for # DS-260-0112, End Date 03/31/2023, Max Qty. , , 203377 Krannich Solar West LLC | -0.097412 |  | No | Other | Shippable | 0 |  | Not Applicable as per Item Classification |  | Not Applicable
955-2833 | 955-2833 | SPA, IRONRIDGE Manufacturer Rebate for # DS-260-0113, End Date 03/31/2023, Max Qty. , , 203377 Krannich Solar West LLC | -0.34071 |  | No | Other | Shippable | 0 |  | Not Applicable as per Item Classification |  | Not Applicable
955-2834 | 955-2834 | SPA, IRONRIDGE Manufacturer Rebate for # DS-260-0114, End Date 03/31/2023, Max Qty. , , 203377 Krannich Solar West LLC | -0.35106 |  | No | Other | Shippable | 0 |  | Not Applicable as per Item Classification |  | Not Applicable
955-2837 | 955-2837 | SPA, IRONRIDGE Manufacturer Rebate for # DS-260-0117, End Date 03/31/2023, Max Qty. , , 203377 Krannich Solar West LLC | -0.27387 |  | No | Other | Shippable | 0 |  | Not Applicable as per Item Classification |  | Not Applicable
955-2838 | 955-2838 | SPA, IRONRIDGE Manufacturer Rebate for # DS-260-0118, End Date 03/31/2023, Max Qty. , , 203377 Krannich Solar West LLC | -0.37826 |  | No | Other | Shippable | 0 |  | Not Applicable as per Item Classification |  | Not Applicable
955-2839 | 955-2839 | SPA, IRONRIDGE Manufacturer Rebate for # DS-260-0169, End Date 03/31/2023, Max Qty. , , 203377 Krannich Solar West LLC | -0.40024 |  | No | Other | Shippable | 0 |  | Not Applicable as per Item Classification |  | Not Applicable
955-2840 | 955-2840 | SPA, IRONRIDGE Manufacturer Rebate for # DS-260-0170, End Date 03/31/2023, Max Qty. , , 203377 Krannich Solar West LLC | -0.40024 |  | No | Other | Shippable | 0 |  | Not Applicable as per Item Classification |  | Not Applicable
955-2841 | 955-2841 | SPA, IRONRIDGE Manufacturer Rebate for # DS-260-0171, End Date 03/31/2023, Max Qty. , , 203377 Krannich Solar West LLC | -0.40024 |  | No | Other | Shippable | 0 |  | Not Applicable as per Item Classification |  | Not Applicable
955-2842 | 955-2842 | SPA, IRONRIDGE Manufacturer Rebate for # DS-260-0172, End Date 03/31/2023, Max Qty. , , 203377 Krannich Solar West LLC | -0.40024 |  | No | Other | Shippable | 0 |  | Not Applicable as per Item Classification |  | Not Applicable
955-2843 | 955-2843 | SPA, IRONRIDGE Manufacturer Rebate for # DS-260-0173, End Date 03/31/2023, Max Qty. , , 203377 Krannich Solar West LLC | -0.40024 |  | No | Other | Shippable | 0 |  | Not Applicable as per Item Classification |  | Not Applicable
955-2844 | 955-2844 | SPA, IRONRIDGE Manufacturer Rebate for # DS-260-0174, End Date 03/31/2023, Max Qty. , , 203377 Krannich Solar West LLC | -0.40024 |  | No | Other | Shippable | 0 |  | Not Applicable as per Item Classification |  | Not Applicable
955-2845 | 955-2845 | SPA, IRONRIDGE Manufacturer Rebate for # DS-260-0175, End Date 03/31/2023, Max Qty. , , 203377 Krannich Solar West LLC | -0.50656 |  | No | Other | Shippable | 0 |  | Not Applicable as per Item Classification |  | Not Applicable
955-2846 | 955-2846 | SPA, IRONRIDGE Manufacturer Rebate for # DS-260-0281, End Date 03/31/2023, Max Qty. , , 203377 Krannich Solar West LLC | -1.0699 |  | No | Other | Shippable | 0 |  | Not Applicable as per Item Classification |  | Not Applicable
955-2847 | 955-2847 | SPA, IRONRIDGE Manufacturer Rebate for # DS-260-0584, End Date 03/31/2023, Max Qty. , , 203377 Krannich Solar West LLC | -2.0918 |  | No | Other | Shippable | 0 |  | Not Applicable as per Item Classification |  | Not Applicable
955-2848 | 955-2848 | SPA, IRONRIDGE Manufacturer Rebate for # DS-260-0585, End Date 03/31/2023, Max Qty. , , 203377 Krannich Solar West LLC | -1.8738 |  | No | Other | Shippable | 0 |  | Not Applicable as per Item Classification |  | Not Applicable
955-2849 | 955-2849 | SPA, IRONRIDGE Manufacturer Rebate for # DS-270-0145, End Date 03/31/2023, Max Qty. , , 203377 Krannich Solar West LLC | -1.1787 |  | No | Other | Shippable | 0 |  | Not Applicable as per Item Classification |  | Not Applicable
955-2851 | 955-2851 | SPA, IRONRIDGE Manufacturer Rebate for # DS-270-0152, End Date 03/31/2023, Max Qty. , , 203377 Krannich Solar West LLC | -0.42127 |  | No | Other | Shippable | 0 |  | Not Applicable as per Item Classification |  | Not Applicable
955-2852 | 955-2852 | SPA, IRONRIDGE Manufacturer Rebate for # DS-270-0157, End Date 03/31/2023, Max Qty. , , 203377 Krannich Solar West LLC | -2.3724 |  | No | Other | Shippable | 0 |  | Not Applicable as per Item Classification |  | Not Applicable
955-2853 | 955-2853 | SPA, IRONRIDGE Manufacturer Rebate for # DS-270-0158, End Date 03/31/2023, Max Qty. , , 203377 Krannich Solar West LLC | -2.3724 |  | No | Other | Shippable | 0 |  | Not Applicable as per Item Classification |  | Not Applicable
955-2854 | 955-2854 | SPA, IRONRIDGE Manufacturer Rebate for # DS-270-0159, End Date 03/31/2023, Max Qty. , , 203377 Krannich Solar West LLC | -2.3724 |  | No | Other | Shippable | 0 |  | Not Applicable as per Item Classification |  | Not Applicable
955-2855 | 955-2855 | SPA, IRONRIDGE Manufacturer Rebate for # DS-270-0160, End Date 03/31/2023, Max Qty. , , 203377 Krannich Solar West LLC | -4.1895 |  | No | Other | Shippable | 0 |  | Not Applicable as per Item Classification |  | Not Applicable
955-2856 | 955-2856 | SPA, IRONRIDGE Manufacturer Rebate for # DS-270-0161, End Date 03/31/2023, Max Qty. , , 203377 Krannich Solar West LLC | -2.1269 |  | No | Other | Shippable | 0 |  | Not Applicable as per Item Classification |  | Not Applicable
955-2857 | 955-2857 | SPA, IRONRIDGE Manufacturer Rebate for # DS-270-0182, End Date 03/31/2023, Max Qty. , , 203377 Krannich Solar West LLC | -2.4852 |  | No | Other | Shippable | 0 |  | Not Applicable as per Item Classification |  | Not Applicable
955-2868 | 955-2868 | SPA, IRONRIDGE Manufacturer Rebate for # DS-270-0942, End Date 03/31/2023, Max Qty. , , 203377 Krannich Solar West LLC | -11.0465 |  | No | Other | Shippable | 0 |  | Not Applicable as per Item Classification |  | Not Applicable
955-2870 | 955-2870 | SPA, IRONRIDGE Manufacturer Rebate for # DS-270-1032, End Date 03/31/2023, Max Qty. , , 203377 Krannich Solar West LLC | -2.8657 |  | No | Other | Shippable | 0 |  | Not Applicable as per Item Classification |  | Not Applicable
955-2871 | 955-2871 | SPA, IRONRIDGE Manufacturer Rebate for # DS-270-1033, End Date 03/31/2023, Max Qty. , , 203377 Krannich Solar West LLC | -3.065 |  | No | Other | Shippable | 0 |  | Not Applicable as per Item Classification |  | Not Applicable
955-2872 | 955-2872 | SPA, IRONRIDGE Manufacturer Rebate for # DS-270-1045, End Date 03/31/2023, Max Qty. , , 203377 Krannich Solar West LLC | -1.3667 |  | No | Other | Shippable | 0 |  | Not Applicable as per Item Classification |  | Not Applicable
955-2873 | 955-2873 | SPA, IRONRIDGE Manufacturer Rebate for # DS-270-1046, End Date 03/31/2023, Max Qty. , , 203377 Krannich Solar West LLC | -1.4806 |  | No | Other | Shippable | 0 |  | Not Applicable as per Item Classification |  | Not Applicable
955-2874 | 955-2874 | SPA, IRONRIDGE Manufacturer Rebate for # DS-271-0008, End Date 03/31/2023, Max Qty. , , 203377 Krannich Solar West LLC | -5.0514 |  | No | Other | Shippable | 0 |  | Not Applicable as per Item Classification |  | Not Applicable
955-2875 | 955-2875 | SPA, IRONRIDGE Manufacturer Rebate for # DS-271-0009, End Date 03/31/2023, Max Qty. , , 203377 Krannich Solar West LLC | -2.3739 |  | No | Other | Shippable | 0 |  | Not Applicable as per Item Classification |  | Not Applicable
955-2876 | 955-2876 | SPA, IRONRIDGE Manufacturer Rebate for # DS-271-0010, End Date 03/31/2023, Max Qty. , , 203377 Krannich Solar West LLC | -2.7131 |  | No | Other | Shippable | 0 |  | Not Applicable as per Item Classification |  | Not Applicable
955-2877 | 955-2877 | SPA, IRONRIDGE Manufacturer Rebate for # DS-271-0012, End Date 03/31/2023, Max Qty. , , 203377 Krannich Solar West LLC | -2.3739 |  | No | Other | Shippable | 0 |  | Not Applicable as per Item Classification |  | Not Applicable
955-2878 | 955-2878 | SPA, IRONRIDGE Manufacturer Rebate for # DS-271-0014, End Date 03/31/2023, Max Qty. , , 203377 Krannich Solar West LLC | -2.3739 |  | No | Other | Shippable | 0 |  | Not Applicable as per Item Classification |  | Not Applicable
955-2879 | 955-2879 | SPA, IRONRIDGE Manufacturer Rebate for # DS-271-0015, End Date 03/31/2023, Max Qty. , , 203377 Krannich Solar West LLC | -2.3739 |  | No | Other | Shippable | 0 |  | Not Applicable as per Item Classification |  | Not Applicable
955-2880 | 955-2880 | SPA, IRONRIDGE Manufacturer Rebate for # DS-510-0258, End Date 03/31/2023, Max Qty. , , 203377 Krannich Solar West LLC | -11.3585 |  | No | Other | Shippable | 0 |  | Not Applicable as per Item Classification |  | Not Applicable
955-2881 | 955-2881 | SPA, IRONRIDGE Manufacturer Rebate for # DS-550-0287, End Date 03/31/2023, Max Qty. , , 203377 Krannich Solar West LLC | -0.13328 |  | No | Other | Shippable | 0 |  | Not Applicable as per Item Classification |  | Not Applicable
955-2882 | 955-2882 | SPA, IRONRIDGE Manufacturer Rebate for # DS-550-0382, End Date 03/31/2023, Max Qty. , , 203377 Krannich Solar West LLC | -2.0192 |  | No | Other | Shippable | 0 |  | Not Applicable as per Item Classification |  | Not Applicable
955-2884 | 955-2884 | SPA, IRONRIDGE Manufacturer Rebate for # DS-590-0115, End Date 03/31/2023, Max Qty. , , 203377 Krannich Solar West LLC | -1.0654 |  | No | Other | Shippable | 0 |  | Not Applicable as per Item Classification |  | Not Applicable
955-2885 | 955-2885 | SPA, IRONRIDGE Manufacturer Rebate for # DS-590-0116, End Date 03/31/2023, Max Qty. , , 203377 Krannich Solar West LLC | -0.63694 |  | No | Other | Shippable | 0 |  | Not Applicable as per Item Classification |  | Not Applicable
955-2886 | 955-2886 | SPA, Manufacturer Rebate for # DS-590-0117, End Date 03/31/2023, Max Qty. , , 203377 Krannich Solar West LLC | -1.8632 |  | No | Other | Shippable | 0 |  | Not Applicable as per Item Classification |  | Not Applicable
955-2887 | 955-2887 | SPA, IRONRIDGE Manufacturer Rebate for # DS-590-0118, End Date 03/31/2023, Max Qty. , , 203377 Krannich Solar West LLC | -0.70679 |  | No | Other | Shippable | 0 |  | Not Applicable as per Item Classification |  | Not Applicable
955-2888 | 955-2888 | SPA, IRONRIDGE Manufacturer Rebate for # DS-590-0119, End Date 03/31/2023, Max Qty. , , 203377 Krannich Solar West LLC | -0.68639 |  | No | Other | Shippable | 0 |  | Not Applicable as per Item Classification |  | Not Applicable
955-2889 | 955-2889 | SPA, IRONRIDGE Manufacturer Rebate for # DS-590-0120, End Date 03/31/2023, Max Qty. , , 203377 Krannich Solar West LLC | -1.5877 |  | No | Other | Shippable | 0 |  | Not Applicable as per Item Classification |  | Not Applicable
955-2890 | 955-2890 | SPA, IRONRIDGE Manufacturer Rebate for # DS-590-0121, End Date 03/31/2023, Max Qty. , , 203377 Krannich Solar West LLC | -0.9557 |  | No | Other | Shippable | 0 |  | Not Applicable as per Item Classification |  | Not Applicable
955-2891 | 955-2891 | SPA, UNIRAC INC, Manufacturer Rebate for 210-1099, End Date 12/31/2023, Max Qty. 1, Unirac SPA Contract 1.6.23, 4205223 Lumio Inc | -72.54 |  | No | Other | Shippable | 0 |  | Not Applicable as per Item Classification |  | Not Applicable
955-2892 | 955-2892 | SPA, UNIRAC INC, Manufacturer Rebate for 270-0873, End Date 12/31/2023, Max Qty. 1, Unirac SPA Contract 1.6.23, 4205223 Lumio Inc | -0.21 |  | No | Other | Shippable | 0 |  | Not Applicable as per Item Classification |  | Not Applicable
955-2893 | 955-2893 | SPA, UNIRAC INC, Manufacturer Rebate for 260-0286, End Date 12/31/2023, Max Qty. 1, Unirac SPA Contract 1.6.23, 4205223 Lumio Inc | -0.94 |  | No | Other | Shippable | 0 |  | Not Applicable as per Item Classification |  | Not Applicable
955-2894 | 955-2894 | SPA, UNIRAC INC, Manufacturer Rebate for 260-0288, End Date 12/31/2023, Max Qty. 1, Unirac SPA Contract 1.6.23, 4205223 Lumio Inc | -1.07 |  | No | Other | Shippable | 0 |  | Not Applicable as per Item Classification |  | Not Applicable
955-2895 | 955-2895 | SPA, UNIRAC INC, Manufacturer Rebate for 211-0494, End Date 12/31/2023, Max Qty. 1, Unirac SPA Contract 1.6.23, 4205223 Lumio Inc | -1.17 |  | No | Other | Shippable | 0 |  | Not Applicable as per Item Classification |  | Not Applicable
955-2896 | 955-2896 | SPA, UNIRAC INC, Manufacturer Rebate for 210-1030, End Date 12/31/2023, Max Qty. 1, Unirac SPA Contract 1.6.23, 4205223 Lumio Inc | -16.29 |  | No | Other | Shippable | 0 |  | Not Applicable as per Item Classification |  | Not Applicable
955-2897 | 955-2897 | SPA, ENPHASE ENERGY, INC., Manufacturer Rebate for 321-0233, End Date 3/31/2023, Q-00030540, 4205088 Top Tier Solar Solutions | -28.9 |  | No | Other | Shippable | 0 |  | Not Applicable as per Item Classification |  | Not Applicable
955-2898 | 955-2898 | SPA, SOLAREDGE TECHNOLOGIES INC, Manufacturer Rebate for 310-0597, End Date 12/31/2023, SOL2071, 4203896 Texas Solar Integrated | -326.9 |  | No | Other | Shippable | 0 |  | Not Applicable as per Item Classification |  | Not Applicable
955-2899 | 955-2899 | SPA, REC SOLAR dba REC AMERICAS, LLC, Manufacturer Rebate for 110-1377, End Date 3/31/2023, Max Qty. 858, SPA-000931, 121482 Solar City, Inc. dba The LeverEdge | -34.43 |  | No | Other | Shippable | 0 |  | Not Applicable as per Item Classification |  | Not Applicable
955-2900 | 955-2900 | SPA, ENPHASE ENERGY, INC., Manufacturer Rebate for 321-0233, End Date 3/31/2023, Q-00030519, 4204197 SolKraft Inc. | -15.5 |  | No | Other | Shippable | 0 |  | Not Applicable as per Item Classification |  | Not Applicable
955-2901 | 955-2901 | SPA, SOLAREDGE TECHNOLOGIES INC, Manufacturer Rebate for 310-0286, End Date 12/31/2023, SOL-2211, 4204821 Tron Solar | -236.73 |  | No | Other | Shippable | 0 |  | Not Applicable as per Item Classification |  | Not Applicable
955-2902 | 955-2902 | SPA, ENPHASE ENERGY, INC., Manufacturer Rebate for 321-0216, End Date 3/31/2023, Max Qty. 200, Q-00029198, 80633 Solar Roof Dynamics LLC | -17.48 |  | No | Other | Shippable | 0 |  | Not Applicable as per Item Classification |  | Not Applicable
955-2903 | 955-2903 | SPA, SOLAREDGE TECHNOLOGIES INC, Manufacturer Rebate for 310-0283, End Date 6/30/2023, SOL2156, 4203920 Wells Solar & Electrical Services, LLC | -173.06 |  | No | Other | Shippable | 0 |  | Not Applicable as per Item Classification |  | Not Applicable
955-2904 | 955-2904 | SPA, ENPHASE ENERGY, INC., Manufacturer Rebate for 321-0233, End Date 3/31/2023, Q-00031749, 4204197 SolKraft Inc. | -20.96 |  | No | Other | Shippable | 0 |  | Not Applicable as per Item Classification |  | Not Applicable
955-2905 | 955-2905 | SPA, REC SOLAR dba REC AMERICAS, LLC, Manufacturer Rebate for 110-1377, End Date 3/31/2023, to be received, 4204572 Captive Solar Energy, Inc dba Ohm Solar Solutions | -45.38 |  | No | Other | Shippable | 0 |  | Not Applicable as per Item Classification |  | Not Applicable
955-2906 | 955-2906 | SPA, ENPHASE ENERGY, INC., Manufacturer Rebate for 321-0230, End Date 3/31/2023, Q-00028867, 30870 Icon Solar Power | -12.75 |  | No | Other | Shippable | 0 |  | Not Applicable as per Item Classification |  | Not Applicable
955-2907 | 955-2907 | SPA, ENPHASE ENERGY, INC., Manufacturer Rebate for 321-0216, End Date 3/31/2023, Q-00028867, 30870 Icon Solar Power | -18.34 |  | No | Other | Shippable | 0 |  | Not Applicable as per Item Classification |  | Not Applicable
955-2908 | 955-2908 | SPA, ENPHASE ENERGY, INC., Manufacturer Rebate for 321-0244, End Date 3/31/2023, Q-00030041 Q123SPA-Enphase-Solarworx, 4203656 Solarworx Inc | -11.27 |  | No | Other | Shippable | 0 |  | Not Applicable as per Item Classification |  | Not Applicable
955-2909 | 955-2909 | SPA, ENPHASE ENERGY, INC., Manufacturer Rebate for 570-1222, End Date 3/31/2023, Q-00030743, 4202957 Meraki Installers LLC | -24.32 |  | No | Other | Shippable | 0 |  | Not Applicable as per Item Classification |  | Not Applicable
955-2910 | 955-2910 | SPA, REC SOLAR dba REC AMERICAS, LLC, Manufacturer Rebate for 110-1378, End Date 3/31/2023, SPA-000945, 4988946 SolarPlus ES LLC | -36 |  | No | Other | Shippable | 0 |  | Not Applicable as per Item Classification |  | Not Applicable
955-2911 | 955-2911 | SPA, REC SOLAR dba REC AMERICAS, LLC, Manufacturer Rebate for 110-1311, End Date 3/31/2023, SPA-000588, 4235 Phoenix Energy Products llc dba PEP Solar | -95.37 |  | No | Other | Shippable | 0 |  | Not Applicable as per Item Classification |  | Not Applicable
955-2912 | 955-2912 | SPA, REC SOLAR dba REC AMERICAS, LLC, Manufacturer Rebate for 110-1312, End Date 3/31/2023, SPA-000588, 4235 Phoenix Energy Products llc dba PEP Solar | -77.05 |  | No | Other | Shippable | 0 |  | Not Applicable as per Item Classification |  | Not Applicable
955-2913 | 955-2913 | SPA, SOLAREDGE TECHNOLOGIES INC, Manufacturer Rebate for 330-0579, End Date 6/30/2023, SOL1250, 4204719 Motive Energy Storage Systems, Inc | -450 |  | No | Other | Shippable | 0 |  | Not Applicable as per Item Classification |  | Not Applicable
955-2914 | 955-2914 | SPA, ENPHASE ENERGY, INC., Manufacturer Rebate for 321-0223, End Date 3/31/2023, Q-00029098, 4203125:1 Renu Energy TCI (INTL Orders) | -29.54 |  | No | Other | Shippable | 0 |  | Not Applicable as per Item Classification |  | Not Applicable
955-2915 | 955-2915 | SPA, GENERAC POWER SYSTEMS, INC, Manufacturer Rebate for 480-0127, End Date 6/30/2023, Generac Buy 5 get 1 free, 4203512 Greenlink Solar Solutions Inc | -249.97 |  | No | Other | Shippable | 0 |  | Not Applicable as per Item Classification |  | Not Applicable
955-2916 | 955-2916 | SPA, IRONRIDGE, Manufacturer Rebate for 590-0116, End Date 5/1/2023, Top Tier IR, 4205088 Top Tier Solar Solutions | -0.35 |  | No | Other | Shippable | 0 |  | Not Applicable as per Item Classification |  | Not Applicable
955-2917 | 955-2917 | SPA, IRONRIDGE, Manufacturer Rebate for 550-0382, End Date 5/1/2023, Top Tier IR, 4205088 Top Tier Solar Solutions | -0.6 |  | No | Other | Shippable | 0 |  | Not Applicable as per Item Classification |  | Not Applicable
955-2918 | 955-2918 | SPA, IRONRIDGE, Manufacturer Rebate for 270-0152, End Date 5/1/2023, Top Tier IR, 4205088 Top Tier Solar Solutions | -0.22 |  | No | Other | Shippable | 0 |  | Not Applicable as per Item Classification |  | Not Applicable
955-2919 | 955-2919 | SPA, IRONRIDGE, Manufacturer Rebate for 260-0102, End Date 5/1/2023, Top Tier IR, 4205088 Top Tier Solar Solutions | -0.63 |  | No | Other | Shippable | 0 |  | Not Applicable as per Item Classification |  | Not Applicable
955-2920 | 955-2920 | SPA, IRONRIDGE, Manufacturer Rebate for 211-0497, End Date 5/1/2023, Top Tier IR, 4205088 Top Tier Solar Solutions | -1.22 |  | No | Other | Shippable | 0 |  | Not Applicable as per Item Classification |  | Not Applicable
955-2921 | 955-2921 | SPA, IRONRIDGE, Manufacturer Rebate for 590-0117, End Date 5/1/2023, Top Tier IR, 4205088 Top Tier Solar Solutions | -0.91 |  | No | Other | Shippable | 0 |  | Not Applicable as per Item Classification |  | Not Applicable
955-2922 | 955-2922 | SPA, UNIRAC INC, Manufacturer Rebate for 210-1032, End Date 12/31/2023, Max Qty. 1, SOLIGENT - DEVLIN CONTRACTING SPA PRICE LIST 02.01.2023, 4988962 Devlin Contracting and Maintenance dba Devlin Solar | -9.19 |  | No | Other | Shippable | 0 |  | Not Applicable as per Item Classification |  | Not Applicable
955-2923 | 955-2923 | SPA, UNIRAC INC, Manufacturer Rebate for 260-0899, End Date 12/31/2023, Max Qty. 1, SOLIGENT - DEVLIN CONTRACTING SPA PRICE LIST 02.01.2023, 4988962 Devlin Contracting and Maintenance dba Devlin Solar | -1.07 |  | No | Other | Shippable | 0 |  | Not Applicable as per Item Classification |  | Not Applicable
955-2924 | 955-2924 | SPA, UNIRAC INC, Manufacturer Rebate for 210-1073, End Date 12/31/2023, Max Qty. 1, SOLIGENT - DEVLIN CONTRACTING SPA PRICE LIST 02.01.2023, 4988962 Devlin Contracting and Maintenance dba Devlin Solar | -1.13 |  | No | Other | Shippable | 0 |  | Not Applicable as per Item Classification |  | Not Applicable
955-2925 | 955-2925 | SPA, UNIRAC INC, Manufacturer Rebate for 211-0496, End Date 12/31/2023, Max Qty. 1, SOLIGENT - DEVLIN CONTRACTING SPA PRICE LIST 02.01.2023, 4988962 Devlin Contracting and Maintenance dba Devlin Solar | -1.13 |  | No | Other | Shippable | 0 |  | Not Applicable as per Item Classification |  | Not Applicable
955-2926 | 955-2926 | SPA, GENERAC POWER SYSTEMS, INC, Manufacturer Rebate for 310-0044, End Date 12/31/2023, Max Qty. 1, Soligent_Devlin BS 2023, 4988962 Devlin Contracting and Maintenance dba Devlin Solar | -815.38 |  | No | Other | Shippable | 0 |  | Not Applicable as per Item Classification |  | Not Applicable
955-2927 | 955-2927 | SPA, GENERAC POWER SYSTEMS, INC, Manufacturer Rebate for 480-0127, End Date 12/31/2023, Max Qty. 1, Soligent_Devlin BS 2023, 4988962 Devlin Contracting and Maintenance dba Devlin Solar | -249.97 |  | No | Other | Shippable | 0 |  | Not Applicable as per Item Classification |  | Not Applicable
955-2928 | 955-2928 | SPA, GENERAC POWER SYSTEMS, INC, Manufacturer Rebate for 560-0070, End Date 12/31/2023, Max Qty. 1, Soligent_Devlin BS 2023, 4988962 Devlin Contracting and Maintenance dba Devlin Solar | -70.6 |  | No | Other | Shippable | 0 |  | Not Applicable as per Item Classification |  | Not Applicable
955-2929 | 955-2929 | SPA, GENERAC POWER SYSTEMS, INC, Manufacturer Rebate for 450-0167, End Date 12/31/2023, Max Qty. 1, Soligent_Devlin BS 2023, 4988962 Devlin Contracting and Maintenance dba Devlin Solar | -17.1 |  | No | Other | Shippable | 0 |  | Not Applicable as per Item Classification |  | Not Applicable
955-2930 | 955-2930 | SPA, GENERAC POWER SYSTEMS, INC, Manufacturer Rebate for 565-0024, End Date 12/31/2023, Max Qty. 1, Soligent_Devlin BS 2023, 4988962 Devlin Contracting and Maintenance dba Devlin Solar | -119.7 |  | No | Other | Shippable | 0 |  | Not Applicable as per Item Classification |  | Not Applicable
955-2931 | 955-2931 | SPA, GENERAC POWER SYSTEMS, INC, Manufacturer Rebate for 570-1229, End Date 12/31/2023, Max Qty. 1, Soligent_Devlin BS 2023, 4988962 Devlin Contracting and Maintenance dba Devlin Solar | -39.65 |  | No | Other | Shippable | 0 |  | Not Applicable as per Item Classification |  | Not Applicable
955-2932 | 955-2932 | SPA, GENERAC POWER SYSTEMS, INC, Manufacturer Rebate for 450-0168, End Date 12/31/2023, Max Qty. 1, Soligent_Devlin BS 2023, 4988962 Devlin Contracting and Maintenance dba Devlin Solar | -358.31 |  | No | Other | Shippable | 0 |  | Not Applicable as per Item Classification |  | Not Applicable
955-2933 | 955-2933 | SPA, GENERAC POWER SYSTEMS, INC, Manufacturer Rebate for 580-0189, End Date 12/31/2023, Max Qty. 1, Soligent_Devlin BS 2023, 4988962 Devlin Contracting and Maintenance dba Devlin Solar | -9.51 |  | No | Other | Shippable | 0 |  | Not Applicable as per Item Classification |  | Not Applicable
955-2934 | 955-2934 | SPA, SOLAREDGE TECHNOLOGIES INC, Manufacturer Rebate for 310-0657, End Date 3/31/2023, SOL2344, 4204322 Desert View Remodelers LLC dba Universal Solar Direct | -291.4 |  | No | Other | Shippable | 0 |  | Not Applicable as per Item Classification |  | Not Applicable
960-0002 | 960-0002 | Q-Cells 255W module and 6.6TL Delta inverter bundle – priced at $1.00/watt! |  |  | No | Other | Soligent De-listing | 0 |  | Not Applicable as per Item Classification |  | Not Applicable
990- | 990- | Re-made as Inventory Item | 25 |  | Yes | Service | One-Off | 0 |  | Not Applicable as per Item Classification |  | Not Applicable
990-0000 | 990-0000 | Sales Operations Override |  |  | Yes | Service | Soligent De-listing | 0 |  | Not Applicable as per Item Classification |  | Not Applicable
990-0003 | 990-0003 | Notification Prior to Delivery | 8 |  | Yes | Other | Shippable | 0 |  | Not Applicable as per Item Classification |  | Not Applicable
990-0004 | 990-0004 | Residential Delivery | 35 |  | Yes | Other | Soligent De-listing | 0 |  | Not Applicable as per Item Classification |  | Not Applicable
990-0005 | 990-0005 | Lift Gate Service | 45 |  | Yes | Other | Soligent De-listing | 0 |  | Not Applicable as per Item Classification |  | Not Applicable
990-0006 | 990-0006 | Extreme Length - 180" and Over | 35 |  | Yes | Other | Shippable | 0 |  | Not Applicable as per Item Classification |  | Not Applicable
990-0007 | 990-0007 | Blind Shipment | 80 |  | Yes | Other | Shippable | 0 |  | Not Applicable as per Item Classification |  | Not Applicable
990-0008 | 990-0008 | Pallet Charge | 40 |  | Yes | Other | Shippable | 0 |  | Not Applicable as per Item Classification |  | Not Applicable
990-0019 | 990-0019 | Freight Non taxable Discount | 0 |  | No | Other | Shippable | 0 |  | Not Applicable as per Item Classification |  | Not Applicable
990-0020 | 990-0020 | Freight taxable Discount | 0 |  | No | Other | Shippable | 0 |  | Not Applicable as per Item Classification |  | Not Applicable
990-0102 | 990-0102 | Assembly Services by Minute | 5 |  | Yes | Other | Shippable | 0 |  | Not Applicable as per Item Classification |  | Not Applicable
990-0103 | 990-0103 | Assembly /Modification, by the HOUR | 100 |  | Yes | Other | Shippable | 0 |  | Not Applicable as per Item Classification |  | Not Applicable
990-0104 | 990-0104 | Documentation, Forwarding and Handling | 0 |  | Yes | Service | Shippable | 0 |  | Not Applicable as per Item Classification |  | Not Applicable
990-0105 | 990-0105 | Finance Charge, G/L 711020, Department None | 0 |  | Yes | Other | Shippable | 0 |  | Not Applicable as per Item Classification |  | Not Applicable
990-0106 | 990-0106 | Freight expense for inventory to warehouses | 0 |  | Yes | Service | Shippable | 0 |  | Not Applicable as per Item Classification |  | Not Applicable
990-0107 | 990-0107 | Pre shipping Inspection | 0 |  | Yes | Service | Shippable | 0 |  | Not Applicable as per Item Classification |  | Not Applicable
990-0108 | 990-0108 | Insurance (1% of the total Value) (Damage-Fire-Theft-Loss) | 0 |  | Yes | Service | Shippable | 0 |  | Not Applicable as per Item Classification |  | Not Applicable
990-0109 | 990-0109 | LOC Fees | 0 |  | Yes | Service | Shippable | 0 |  | Not Applicable as per Item Classification |  | Not Applicable
990-0110 | 990-0110 | Misc | 0 |  | Yes | Other | Shippable | 0 |  | Not Applicable as per Item Classification |  | Not Applicable
990-0112 | 990-0112 | Packing for Export | 0 |  | Yes | Service | Shippable | 0 |  | Not Applicable as per Item Classification |  | Not Applicable
990-0113 | 990-0113 | POMisc | 0 |  | Yes | Other | Shippable | 0 |  | Not Applicable as per Item Classification |  | Not Applicable
990-0115 | 990-0115 | Restocking Fee | 0 |  | Yes | Other | Soligent De-listing | 0 |  | Not Applicable as per Item Classification |  | Not Applicable
990-0118 | 990-0118 | Freight | 0 |  | No | Other | Shippable | 0 |  | Not Applicable as per Item Classification |  | Not Applicable
990-0122 | 990-0122 | Soligent delivery, taxable service | 0 |  | Yes | Other | Shippable | 0 |  | Not Applicable as per Item Classification |  | Not Applicable
990-0127 | 990-0127 | Freight- Taxable | 0 |  | No | Service | Shippable | 0 |  | Not Applicable as per Item Classification |  | Not Applicable
990-0129 | 990-0129 | Extended Terms Fee | 0 |  | Yes | Other | Shippable | 0 |  | Not Applicable as per Item Classification |  | Not Applicable
990-0130 | 990-0130 | Zephyr, Dropship Fee $7 | 7 |  | Yes | Other | One-Off | 0 |  | Not Applicable as per Item Classification |  | Not Applicable
990-0132 | 990-0132 | Price Adjustments - PV | 0 |  | No | Other | Shippable | 0 |  | Not Applicable as per Item Classification |  | Not Applicable
990-0133 | 990-0133 | Trade Show expenses, G/L 625110 Department: Marketing 21100 | 0 |  | Yes | Service | Shippable | 0 |  | Not Applicable as per Item Classification |  | Not Applicable
990-0134 | 990-0134 | Fixed Asset disposal | 0 |  | Yes | Service | Soligent De-listing | 0 |  | Not Applicable as per Item Classification |  | Not Applicable
990-0135 | 990-0135 | Trade Show expenses, G/L 625100, Department 300 | 0 |  | Yes | Service | Shippable | 0 |  | Not Applicable as per Item Classification |  | Not Applicable
990-0136 | 990-0136 | General Marketing Department Charge, G/L 660110, Department 300 | 0 |  | Yes | Service | Shippable | 0 |  | Not Applicable as per Item Classification |  | Not Applicable
990-0137 | 990-0137 | Collection Fee, G/L 885110, Department 101 | 0 |  | Yes | Service | Shippable | 0 |  | Not Applicable as per Item Classification |  | Not Applicable
990-0138 | 990-0138 | Write-off, overpayment or invoice balance, G/L 759030, Department None | 0 |  | Yes | Service | Shippable | 0 |  | Not Applicable as per Item Classification |  | Not Applicable
990-0139 | 990-0139 | Soligent Leasing Intercompany | 0 |  | Yes | Service | Shippable | 0 |  | Not Applicable as per Item Classification |  | Not Applicable
990-0140 | 990-0140 | Move to Notes Receivable, G/L 107800, Department None | 0 |  | Yes | Service | Soligent De-listing | 0 |  | Not Applicable as per Item Classification |  | Not Applicable
990-0141 | 990-0141 | other Co-Op, G/L 130030 | 0 |  | Yes | Service | Shippable | 0 |  | Not Applicable as per Item Classification |  | Not Applicable
990-0142 | 990-0142 | Miscellaneous Income, department None | 0 |  | Yes | Service | Shippable | 0 |  | Not Applicable as per Item Classification |  | Not Applicable
990-0143 | 990-0143 | L-GATE credit memo, G/L 111012, Department None | 0 |  | Yes | Service | Soligent De-listing | 0 |  | Not Applicable as per Item Classification |  | Not Applicable
990-0144 | 990-0144 | Drop-Ship Tax (use 990-0132), G/L 509000, Department None | 0 |  | Yes | Service | Shippable | 0 |  | Not Applicable as per Item Classification |  | Not Applicable
990-0145 | 990-0145 | Marketing or Tradeshow product, G/L 625100, Department 400 | 0 |  | Yes | Service | Shippable | 0 |  | Not Applicable as per Item Classification |  | Not Applicable
990-0146 | 990-0146 | Sales related write-offs, G/L 660080, Department 400 | 0 |  | Yes | Service | Shippable | 0 |  | Not Applicable as per Item Classification |  | Not Applicable
990-0147 | 990-0147 | NSF charge, G/L 887100, Department 100 | 0 |  | Yes | Service | Shippable | 0 |  | Not Applicable as per Item Classification |  | Not Applicable
990-0148 | 990-0148 | RMA write- offs, G/L 514018, Department None | 0 |  | Yes | Service | Shippable | 0 |  | Not Applicable as per Item Classification |  | Not Applicable
990-0149 | 990-0149 | Freight write-offs, G/L 532030, Department None | 0 |  | Yes | Service | Shippable | 0 |  | Not Applicable as per Item Classification |  | Not Applicable
990-0150 | 990-0150 | Price Adjustments - Racking | 0 |  | No | Racking | Shippable | 0 |  | Shippable but Price & Stock Qty Unavailable |  | Not Applicable
990-0151 | 990-0151 | Price Adjustments - BOS | 0 |  | No | Electrical BOS | Shippable | 0 |  | Shippable but Price & Stock Qty Unavailable |  | Not Applicable
990-0152 | 990-0152 | Price Adjustments - Inverters | 0 |  | No | Inverters | Shippable | 0 |  | Shippable but Price & Stock Qty Unavailable |  | Not Applicable
990-0153 |  | Restock Fee- Discount 15% | -15.00 |  |  |  |  | 0 |  | Not Applicable as per Item Classification |  | Not Applicable
990-0154 |  | Fixed Asset disposal | 0 |  | Yes | Other | Shippable | 0 |  | Not Applicable as per Item Classification |  | Not Applicable
990-0155 | 990-0155 | Soligent Leasing Intercompany (payment) | 0 |  | Yes | Service | Shippable | 0 |  | Not Applicable as per Item Classification |  | Not Applicable
990-0156 | 990-0156 | Shipping and Handling Fee, Account #80116 Yingli | 0 |  | Yes | Service | Shippable | 0 |  | Not Applicable as per Item Classification |  | Not Applicable
990-0157 | 990-0157 | Lease installer payment corrections | 0 |  | Yes | Other | Shippable | 0 |  | Not Applicable as per Item Classification |  | Not Applicable
990-0158 | 990-0158 | Collection FEE correction | 0 |  | Yes | Service | Shippable | 0 |  | Not Applicable as per Item Classification |  | Not Applicable
990-0159 | 990-0159 | Write off credit balances from Legacy system | 0 |  | Yes | Other | Shippable | 0 |  | Not Applicable as per Item Classification |  | Not Applicable
990-0160 | 990-0160 | Fixed Asset disposal, income account#731020 | 0 |  | Yes | Other | Shippable | 0 |  | Not Applicable as per Item Classification |  | Not Applicable
990-0161 | 990-0161 | Soligent Intercompany- Stellar | 0 |  | Yes | Service | Shippable | 0 |  | Not Applicable as per Item Classification |  | Not Applicable
990-0162 | 990-0162 | Item Made in Error- Inactive, Enter Quote Number and Custom Price | 0 |  | No | Service | Soligent De-listing | 0 |  | Not Applicable as per Item Classification |  | Not Applicable
990-0163 | 990-0163 | Palletized Freight | 0 |  | No | Service |  | 0 |  | Not Applicable as per Item Classification |  | Not Applicable
990-0164 | 990-0164 | Soligent Minimum Order Fee, Orders under $200 | 0 |  | No | Service | Shippable | 0 |  | Not Applicable as per Item Classification |  | Not Applicable
990-0165 | 990-0165 | Soligent RUSH Fee for Parcel Shipments, $25 | 25 |  | No | Service | Shippable | 0 |  | Not Applicable as per Item Classification |  | Not Applicable
990-0166 | 990-0166 | Soligent RUSH Fee for LTL Shipments, $100 | 100 |  | No | Service | Shippable | 0 |  | Not Applicable as per Item Classification |  | Not Applicable
990-0167 | 990-0167 | Soligent RUSH, Fee Waived by Soligent, $0 | 0 |  | No | Service | Shippable | 0 |  | Not Applicable as per Item Classification |  | Not Applicable
990-0168 | 990-0168 | Break Pallet Fee | 75 |  | No | Other | Shippable | 0 |  | Not Applicable as per Item Classification |  | Not Applicable
990-0169 | 990-0169 | Conergy Kitting and Repackaging, Custom Quote, Enter Quote Number and Custom Price | 0 |  | No | Other | Soligent De-listing | 0 |  | Not Applicable as per Item Classification |  | Not Applicable
990-0170 | 990-0170 | Customer Rebate Incentives | 0 |  | Yes | Other | Shippable | 0 |  | Not Applicable as per Item Classification |  | Not Applicable
990-0171 | 990-0171 | GCL Solar Energy, Inc., Custom Quote, Enter Quote Number and Custom Price | 0 |  | No | Other | Soligent De-listing | 0 |  | Not Applicable as per Item Classification |  | Not Applicable
990-0172 | 990-0172 | Special Clearance – Solar Products - Con | 0 |  | Yes | Other | Vendor De-listing | 0 |  | Not Applicable as per Item Classification |  | Not Applicable
990-0173 | 990-0173 | Special Clearance – Solar Products - SW | 0 |  | Yes | Other | Soligent De-listing | 0 |  | Not Applicable as per Item Classification |  | Not Applicable
990-0174 | 990-0174 | Soligent International Minimum Order Fee, Orders under $1200 | 0 |  | No | Service | Shippable | 0 |  | Not Applicable as per Item Classification |  | Not Applicable
990-0175 | 990-0175 | Soligent Elite Gift Certificate | 50 |  | Yes | Other | Shippable | 0 |  | Not Applicable as per Item Classification |  | Not Applicable
990-0175 | 990-0175 | Soligent International Minimum Order Fee, Orders under $1200 | 200 |  | No | Service | Shippable | 0 |  | Not Applicable as per Item Classification |  | Not Applicable
990-0176 | 990-0176 | O&M Services | 0 |  | Yes | Other | Shippable | 0 |  | Not Applicable as per Item Classification |  | Not Applicable
990-0177 | 990-0177 | SolarEngine Finance Discount of $0.03 per watt | -0.03 |  | No | Other | Shippable | 0 |  | Not Applicable as per Item Classification |  | Not Applicable
990-0178 | 990-0178 | $0.01/W Warranty Processing Fee for 110-1122 | 2.9 |  | No | Service | Vendor De-listing | 0 |  | Not Applicable as per Item Classification |  | Not Applicable
990-0178 | 990-0178 | Blind Shipment | 150 |  | No | Service | Soligent De-listing | 0 |  | Not Applicable as per Item Classification |  | Not Applicable
990-0179 | 990-0179 | Soligent Franchise Fee Revenue | 35000 |  | No | Service | Shippable | 0 |  | Not Applicable as per Item Classification |  | Not Applicable
990-0179 | 990-0179 | $0.03/W Warranty Processing Fee for 110-1122 | 8.7 |  | No | Service | Shippable | 0 |  | Not Applicable as per Item Classification |  | Not Applicable
990-0180 | 990-0180 | $0.01/W Warranty Processing Fee for 110-1124 | 3 |  | No | Service | Shippable | 0 |  | Not Applicable as per Item Classification |  | Not Applicable
990-0181 | 990-0181 | $0.03/W Warranty Processing Fee for 110-1124 | 9 |  | No | Service | Shippable | 0 |  | Not Applicable as per Item Classification |  | Not Applicable
990-0182 | 990-0182 | Royalty Billing |  |  | No | Service | Shippable | 0 |  | Not Applicable as per Item Classification |  | Not Applicable
990-0191 | 990-0191 | Powerwall handling fee | 520 |  | No | Service | Shippable | 0 |  | Not Applicable as per Item Classification |  | Not Applicable
990-0192 | 990-0192 | Powerwall Gateway handling fee | 100 |  | No | Service | Shippable | 0 |  | Not Applicable as per Item Classification |  | Not Applicable
990-0193 | 990-0193 | Warranty Replacement Handling Fee | 100 |  | Yes | Service | Shippable | 0 |  | Not Applicable as per Item Classification |  | Not Applicable
990-0194 | 990-0194 | Marketing (MDF) - G/L 625110 |  |  | No | Service |  | 0 |  | Not Applicable as per Item Classification |  | Not Applicable
992-0001 | 992-0001 | Wire Fees | 0 |  | Yes | Other | Shippable | 0 |  | Not Applicable as per Item Classification |  | Not Applicable
999 - Open AP | 999 - Open AP |  |  |  | No |  |  | 0 |  | Not Applicable as per Item Classification |  | Not Applicable
999 - Open AP CM | 999 - Open AP CM |  |  |  | No |  |  | 0 |  | Not Applicable as per Item Classification |  | Not Applicable
999 - Open AR | 999 - Open AR |  |  |  | No |  |  | 0 |  | Not Applicable as per Item Classification |  | Not Applicable
999 - Open AR CM | 999 - Open AR CM |  |  |  | No |  |  | 0 |  | Not Applicable as per Item Classification |  | Not Applicable
999-Collection Fee | 999-Collection Fee |  |  |  | No |  |  | 0 |  | Not Applicable as per Item Classification |  | Not Applicable
999-Open AR- Inv-Eclipse | 999-Open AR- Inv-Eclipse |  |  |  | No |  |  | 0 |  | Not Applicable as per Item Classification |  | Not Applicable
999-Open AR-CM-Art Deco | 999-Open AR-CM-Art Deco |  |  |  | No |  |  | 0 |  | Not Applicable as per Item Classification |  | Not Applicable
999-Open AR-CM-Eclipse | 999-Open AR-CM-Eclipse |  |  |  | No |  |  | 0 |  | Not Applicable as per Item Classification |  | Not Applicable
999-Open AR-Inv-Art Deco | 999-Open AR-Inv-Art Deco |  |  |  | No |  |  | 0 |  | Not Applicable as per Item Classification |  | Not Applicable
999-Write Off | 999-Write Off |  |  |  | Yes |  |  | 0 |  | Not Applicable as per Item Classification |  | Not Applicable
999-Zero Dollar Discount | [7 empty] | 0 |  | Not Applicable as per Item Classification |  | Not Applicable
Acquired RePower Invoice Item | Acquired RePower Invoice Item | This item is for the purpose of creating the AR for specific RePower invoices | 0 |  | Yes | Other |  | 0 |  | Not Applicable as per Item Classification |  | Not Applicable
B-Grade Item |  | *ATTENTION: At the time of generation, The items on this order are B-Grade items. These items require customer acceptance that the item is in working condition, but not in new packaging or has slight cosmetic damage that would not effect performance. Customer has inspected and accepted the physical appearance of the item. These items are NCNR, non-cancellable, non-returnable. Sales are final. | [5 empty] | 0 |  | Not Applicable as per Item Classification |  | Not Applicable
B-Grade/Warranty |  | *ATTENTION: At the time of generation, the items on this order are B-Grade items still covered by manufacturer warranty. These items require customer acceptance that the item is in working condition and still under manufacturer warranty, but not in new packaging or has slight cosmetic damage that would not effect performance. Customer has inspected and accepted the physical appearance of the item. These items are NCNR, non-cancellable, non-returnable. Sales are final. | [5 empty] | 0 |  | Not Applicable as per Item Classification |  | Not Applicable
BEST-240SH | BEST-240SH | DROP SHIP ONLY, BE-240SH, Best Energy 240, 600VDC | 514.29 | 240 | No | PV Modules | Soligent De-listing | 0 |  | De-Listing & Stock Qty Unavailable |  | Not Applicable
beta-760-0101 | beta-760-0101 | Beta Engineering Service - System Design & Quote, Grid-Tied Small (to 10kW) | 100.56 |  | No | Service | Shippable | 0 |  | Not Applicable as per Item Classification |  | Not Applicable
CANCELLATION_ FEE | CANCELLATION_ FEE | Cancellation Fee | 0 |  | Yes | Other | Shippable | 0 |  | Not Applicable as per Item Classification |  | Not Applicable
CERT-402190 | CERT-402190 | SM ENDCLAMP C DRK AL (CT Module - 35mm frame) | 2.16 |  | No | Inverters | Soligent De-listing | 1.99 |  | De-Listing & Stock Qty Unavailable |  | Not Applicable
CERT-402191 | CERT-402191 | SM BND MIDCLAMP BC DRK SS (CT Module - 35mm frame) | 2.52 |  | No | Inverters | Soligent De-listing | 2.32 |  | De-Listing & Stock Qty Unavailable |  | Not Applicable
CERT-402396 | CERT-402396 | CertainTeed, 3 L-foot with open slot - anodized blACK | 5.1 |  | No | Racking | Soligent De-listing | 4.7 |  | De-Listing & Stock Qty Unavailable |  | Not Applicable
CERT-402397 | CERT-402397 | Ecofasten GreenFasten flashing (matte black) | 4.3 |  | No | Electrical BOS | Soligent De-listing | 3.98 |  | De-Listing & Stock Qty Unavailable |  | Not Applicable
CERT-402423 | CERT-402423 | CertainTeed, M250 | 108.57 | 250 | No | Inverters | Soligent De-listing | 104.4 |  | De-Listing & Stock Qty Unavailable |  | Not Applicable
CERT-402706 | CERT-402706 | CertainTeed, PV MICRO MNT BND T-BOLT | 0.87 |  | No | Inverters | Soligent De-listing | 0.75 |  | De-Listing & Stock Qty Unavailable |  | Not Applicable
CERT-403848 | CERT-403848 | CertainTeed, 280W BoW Mono US Made | 234.5 | 280 | No | PV Modules | Soligent De-listing | 203.91 |  | De-Listing & Stock Qty Unavailable |  | Not Applicable
CERT-403849 | CERT-403849 | CertainTeed, 300W BoB Mono US Made | 272 | 300 | No | PV Modules | Soligent De-listing | 0 |  | De-Listing & Stock Qty Unavailable |  | Not Applicable
CERT-404795 | CERT-404795 | CertainTeed, 280W BoB Mono US Made | 235.63 | 280 | No | PV Modules | Soligent De-listing | 204.89 |  | De-Listing & Stock Qty Unavailable |  | Not Applicable
CERT-404999 | CERT-404999 | CertainTeed, 300W BoB US Made | 265.91 | 300 | No | PV Modules | Soligent De-listing | 0 |  | De-Listing & Stock Qty Unavailable |  | Not Applicable
CERT-405106 | CERT-405106 | CertainTeed, 305W BoB mono_US Series | 234.67 | 305 | No | PV Modules | Soligent De-listing | 0 |  | De-Listing & Stock Qty Unavailable |  | Not Applicable
CERT-405113 | CERT-405113 | CertainTeed, 300W BoB mono_CT Series | 234.67 | 300 | No | PV Modules | Soligent De-listing | 0 |  | De-Listing & Stock Qty Unavailable |  | Not Applicable
CERT-405153 | CERT-405153 | CertainTeed, SM End Clamp 40mm | 2 |  | No | Racking | Soligent De-listing | 1.84 |  | De-Listing & Stock Qty Unavailable |  | Not Applicable
CERT-405156 | CERT-405156 | CertainTeed, Enphase Q- Cable, Portrait | 14.67 |  | No | Inverters | Soligent De-listing | 12.64 |  | De-Listing & Stock Qty Unavailable |  | Not Applicable
CERT-405157 | CERT-405157 | CertainTeed, Enphase-IQ-Sealing Cap | 3.47 |  | No | Inverters | Soligent De-listing | 2.99 |  | De-Listing & Stock Qty Unavailable |  | Not Applicable
CERT-405158 | CERT-405158 | CertainTeed, Enphase-IQ-Branch Terminator | 17.33 |  | No | Inverters | Soligent De-listing | 14.94 |  | De-Listing & Stock Qty Unavailable |  | Not Applicable
CERT-405163 | CERT-405163 | Enphase IQ AC Combiner Box With IQ Envoy | 800 |  | No | Inverters | Soligent De-listing | 689.66 |  | De-Listing & Stock Qty Unavailable |  | Not Applicable
CERT-405188 | CERT-405188 | Enphase Q-Cable, Landscape | 26.67 |  | No | Inverters | Soligent De-listing | 22.99 |  | De-Listing & Stock Qty Unavailable |  | Not Applicable
CERT-405189 | CERT-405189 | Enphase IQ 6 | 108.57 |  | No | Inverters | Soligent De-listing | 104.4 |  | De-Listing & Stock Qty Unavailable |  | Not Applicable
CERT-407251 | CERT-407251 | CertainTeed, SM PRO SERIES UNIVERSAL END CLAMP | 2.77 |  | No | PV Modules | Soligent De-listing | 0 |  | De-Listing & Stock Qty Unavailable |  | Not Applicable
CERT-407253 | CERT-407253 | CertainTeed, SM PRO SERIES UNIVERSAL MID-CLAMP DRK | 2.47 |  | No | PV Modules | Soligent De-listing | 0 |  | De-Listing & Stock Qty Unavailable |  | Not Applicable
CERT-407836 | CERT-407836 | CertainTeed, Enphase IQ7 Microinverter, 250VA, MC4 connectors | 124.57 |  | No | Inverters | Soligent De-listing | 119.78 |  | De-Listing & Stock Qty Unavailable |  | Not Applicable
CERT-408203 | CERT-408203 | Enphase AC Combiner Box w/ IQ Envoy_Gen 2 | 526.67 |  | No | Inverters | Soligent De-listing | 454.02 |  | De-Listing & Stock Qty Unavailable |  | Not Applicable
CERT-408479 | CERT-408479 | CertainTeed, Enphase Envoy IQ / AC Combiner Box Gen 3 | 660 |  | No | Inverters | Soligent De-listing | 568.97 |  | De-Listing & Stock Qty Unavailable |  | Not Applicable
CERT-410124 | CERT-410124 | 5/16 x 4" Stainless Steel Lag Bolt | 0.58 |  | No | Electrical BOS | Soligent De-listing | 0.54 |  | De-Listing & Stock Qty Unavailable |  | Not Applicable
CERT-410375 | CERT-410375 | CertainTeed, Sealing Cap | 3.75 |  | No | Inverters | Soligent De-listing | 2.92 |  | De-Listing & Stock Qty Unavailable |  | Not Applicable
CERT-410376 | CERT-410376 | CertainTeed, Branch Terminator | 16.33 |  | No | Inverters | Soligent De-listing | 14.08 |  | De-Listing & Stock Qty Unavailable |  | Not Applicable
CERT-410377 | CERT-410377 | CertainTeed, Engage Coupler | 40.77 |  | No | Inverters | Soligent De-listing | 35.15 |  | De-Listing & Stock Qty Unavailable |  | Not Applicable
CERT-410511 | CERT-410511 | CertainTeed, 240VAC Trunk Cable, BULK Pack, Portrait | 18 |  | No | Inverters | Soligent De-listing | 15.52 |  | De-Listing & Stock Qty Unavailable |  | Not Applicable
CERT-410512 | CERT-410512 | CertainTeed, 240VAC Trunk Cable, BULK Pack, Landscape | 26.67 |  | No | Inverters | Soligent De-listing | 22.99 |  | De-Listing & Stock Qty Unavailable |  | Not Applicable
CERT-410528 | CERT-410528 | CertainTeed, SM RAIL 168 DRK " | 57.16 |  | No | Racking | Soligent De-listing | 56.45 |  | De-Listing & Stock Qty Unavailable |  | Not Applicable
CERT-410553 | CERT-410553 | CertainTeed, Enphase Cable Clips stainless | 0.87 |  | No | Inverters | Soligent De-listing | 0.68 |  | De-Listing & Stock Qty Unavailable |  | Not Applicable
CERT-410554 | CERT-410554 | CertainTeed, 310W BoB mono US Series | 220 | 310 | No | PV Modules | Soligent De-listing | 191.3 |  | De-Listing & Stock Qty Unavailable |  | Not Applicable
CERT-411074 | CERT-411074 | CertainTeed, Envoy Communication Gateway, 120VAC hardwired | 411.76 |  | No | Inverters | Soligent De-listing | 393.26 |  | De-Listing & Stock Qty Unavailable |  | Not Applicable
CERT-411089 | CERT-411089 | SM ENDCLAMP C DRK AL (CT Module - 40mm frame) | 2.52 |  | No | Racking | Soligent De-listing | 1.96 |  | De-Listing & Stock Qty Unavailable |  | Not Applicable
CERT-411122 | CERT-411122 | CertainTeed, SM BND MIDCLAMP BC DRK SS (CT Module - 40mm frame) | 2.7 |  | No | Racking | Soligent De-listing | 2.49 |  | De-Listing & Stock Qty Unavailable |  | Not Applicable
CERT-411124 | CERT-411124 | CertainTeed, BND SPLICE BAR SERRATED DRK | 6.13 |  | No | Racking | Soligent De-listing | 4.78 |  | De-Listing & Stock Qty Unavailable |  | Not Applicable
CERT-411127 | CERT-411127 | CertainTeed, MICRO WIRE MGT CLIP UV PLSTC | 0.38 |  | No | Electrical BOS | Soligent De-listing | 0.35 |  | De-Listing & Stock Qty Unavailable |  | Not Applicable
CERT-411128 | CERT-411128 | CertainTeed, MICRO MNT BND T-BOLT 1/4X1"SS " | 0.97 |  | No | Racking | Soligent De-listing | 0.75 |  | De-Listing & Stock Qty Unavailable |  | Not Applicable
CERT-error | CERT-error | created in error | 500 |  | Yes | Other | One-Off | 0 |  | Not Applicable as per Item Classification |  | Not Applicable
Cleaning | Cleaning | Cleaning |  |  | No |  |  | 0 |  | Not Applicable as per Item Classification |  | Not Applicable
Commission Adjustment |  |  | 0 |  | No |  |  | 0 |  | Not Applicable as per Item Classification |  | Not Applicable
Commissions | Commissions | Commissions |  |  | No |  |  | 0 |  | Not Applicable as per Item Classification |  | Not Applicable
CPF-M215-60-2LL-S22 | CPF-M215-60-2LL-S22 | CPF Lease Program, Enphase, M215 Microinverter, 215W, 240/208VAC, 60Hz, 16-45VDC for 60 cell modules, H4 PV in, M215-60-2LL-S22, (321-0164) | 130 | 215 | No | Inverters | Soligent De-listing | 0 |  | De-Listing & Stock Qty Unavailable |  | Not Applicable
CPF-M215-60-2LL-S24 | CPF-M215-60-2LL-S24 | CPF Lease Program, Enphase, M215 Microinverter, 215W, 240/208VAC, 60Hz, 16-45VDC for 60 cell modules, SMK PV in, 16" Engage Cable out, 25 Yr Warr, M215-60-2LL-S24, (321-0168) | 0 | 215 | No | Inverters | Soligent De-listing | 0 |  | Not Applicable |  | Not Applicable
CPF-SB3000US | CPF-SB3000US | CPF Lease Program, SMA, Sunny Boy 3000US 1-Ph Grid Tied Inverter, 3000W, 208/240VAC, 60Hz, DC Discon, 4x15A Fused Input, Please note: lease provider will deduct a unit price of $1,146 from contract value, SB3000US,(310-0031) | 1146 | 3000 | No | Inverters | Soligent De-listing | 0 |  | De-Listing & Stock Qty Unavailable |  | Not Applicable
CPF-SB4000US | CPF-SB4000US | CPF Lease Program, SMA, Sunny Boy 4000US 1-Ph Grid Tied Inverter, 4000W, 208/240VAC, 60Hz, DC Discon, 4x15A Fused Input, Please note: lease provider will deduct a unit price of $1,528 from contract value, SB4000US, (310-0034) | 1528 | 4000 | No | Inverters | Soligent De-listing | 0 |  | De-Listing & Stock Qty Unavailable |  | Not Applicable
CPF-SB5000US | CPF-SB5000US | CPF Lease Program, SMA, Sunny Boy 5000US 1-Ph Grid Tied Inverter, 5000W, 208/240/277VAC, 60Hz, DC Discon, 4x15A Fused Input, Please note: lease provider will deduct a unit price of $1,910 from contract value, SB5000US (310-0035) | 1910 | 5000 | No | Inverters | Soligent De-listing | 0 |  | De-Listing & Stock Qty Unavailable |  | Not Applicable
CPF-SB6000US | CPF-SB6000US | CPF Lease Program, SMA, Sunny Boy 6000US 1-Ph Grid Tied Inverter, 6000W, 208/240/277VAC, 60Hz, DC Discon, 4x15A Fused Input, Please note: lease provider will deduct a unit price of $2,292 from contract value, SB6000US,(310-0036) | 2292 | 6000 | No | Inverters | Soligent De-listing | 0 |  | De-Listing & Stock Qty Unavailable |  | Not Applicable
Cross Charges | Cross Charges | Cross charges | 0 |  | Yes | Other | Shippable | 0 |  | Not Applicable as per Item Classification |  | Not Applicable
Defer Rev1 | Defer Rev1 | Item made in error | 0 |  | No | Electrical BOS | Soligent De-listing | 0 |  | Not Applicable |  | Not Applicable
DO-NOT-USE-990-0165 | DO-NOT-USE-990-0165 | Soligent RUSH Fee for Parcel Shipments, $25 | 20 |  | No | Service | Shippable | 0 |  | Not Applicable as per Item Classification |  | Not Applicable
DO-NOT-USE-990-0166 | DO-NOT-USE-990-0166 | Soligent RUSH Fee for LTL Shipments, $100 | 75 |  | No | Service | Shippable | 0 |  | Not Applicable as per Item Classification |  | Not Applicable
DO-NOT-USE-990-0167 | DO-NOT-USE-990-0167 | Soligent RUSH, Fee Waived by Soligent, $0 | 0 |  | No | Service | Shippable | 0 |  | Not Applicable as per Item Classification |  | Not Applicable
DO-NOT-USE2-990-0165 | DO-NOT-USE2-990-0165 | Soligent RUSH Fee for Parcel Shipments, $25 | 20 |  | No | Service | Shippable | 0 |  | Not Applicable as per Item Classification |  | Not Applicable
DO-NOT-USE2-990-0166 | DO-NOT-USE2-990-0166 | Soligent RUSH Fee for LTL Shipments, $100 | 100 |  | No | Service | Shippable | 0 |  | Not Applicable as per Item Classification |  | Not Applicable
DO-NOT-USE2-990-0167 | DO-NOT-USE2-990-0167 | Soligent RUSH, Fee Waived by Soligent, $0 This was setup without fulfill/receive option so would not show up on pick tickets. | 0 |  | No | Service | Shippable | 0 |  | Not Applicable as per Item Classification |  | Not Applicable
DONOTUSE-110-0100 | DONOTUSE-110-0100 | Solartech Power, 5W PV Module, JBox, Attached Bare Ended Wire, 18mm Clear Frame, 36 Cell Poly, 10A Fuse, No PTC, SMP005P | 61 | 5 | No | PV Modules | Soligent De-listing | 0 |  | De-Listing & Stock Qty Unavailable |  | Not Applicable
DONOTUSE-110-0228 | DONOTUSE-110-0228 | Sharp, 180W PV Module, MC4, USE-2, 58mm Black SRS Frame, 48 Cell Mono, 15A Fuse, 161.9W PTC, NU-U180FC | 467.53 | 180 | No | PV Modules | Soligent De-listing | 0 |  | De-Listing & Stock Qty Unavailable |  | Not Applicable
DONOTUSE-110-0244 | DONOTUSE-110-0244 | SolarWorld, LIMITED SUPPLY, 245W PV Module, MC4, PV Wire, 34mm Clear Frame, 60 Cell Mono, 15A Fuse, 219.6W PTC, SW245 Mono | 896 | 245 | No | PV Modules | Soligent De-listing | 0 |  | De-Listing & Stock Qty Unavailable |  | Not Applicable
DONOTUSE-110-0250 | DONOTUSE-110-0250 | Canadian Solar, LIMITED SUPPLY, 235W PV Module, MC4 USE-2, 40mm Clear ZEP Frame, 60 Cell Poly, 15A Fuse, CS6P-235PX-ZEP | 429 | 235 | No | PV Modules | Soligent De-listing | 0 |  | De-Listing & Stock Qty Unavailable |  | Not Applicable
DONOTUSE-110-0270 | DONOTUSE-110-0270 | Canadian Solar, 235W PV Module, MC4, PV Wire, 40mm Black ZEP Frame, 60 Cell Poly, 15A Fuse, 215.7W PTC, CS6P-235PX-ZEP-Black | 404 | 235 | No | PV Modules | Soligent De-listing | 0 |  | De-Listing & Stock Qty Unavailable |  | Not Applicable
DONOTUSE-110-0373 | DONOTUSE-110-0373 | Canadian Solar, LIMITED SUPPLY, 230W PV Module, MC4, PV Wire, 40mm Clear Frame, 60 Cell Poly, 15A Fuse, 211W PTC, CS6P-230P | 414 | 230 | No | PV Modules | Soligent De-listing | 0 |  | De-Listing & Stock Qty Unavailable |  | Not Applicable
DONOTUSE-110-0414 | DONOTUSE-110-0414 | Yingli Green Energy, LIMITED SUPPLY, 235W PV Module, H4, PV Wire, 50mm Clear Frame, 60 cell Poly, 15A Fuse, 211.2W PTC, YL235P-29b-H4 | 369 | 235 | No | PV Modules | Soligent De-listing | 0 |  | De-Listing & Stock Qty Unavailable |  | Not Applicable
DONOTUSE-110-0418 | DONOTUSE-110-0418 | Yingli Green Energy, LIMITED SUPPLY, 260W Panda PV Module, H4, PV Wire, 50mm Clear Frame, 60 Cell Mono, 239.7W PTC, 20A Fuse, YL260C-30b-H4 | 669 | 260 | No | PV Modules | Soligent De-listing | 0 |  | De-Listing & Stock Qty Unavailable |  | Not Applicable
DONOTUSE-110-0447 | DONOTUSE-110-0447 | Sharp, LIMITED SUPPLY, 235W PV Module, SMK, PV Wire, 46mm Black XE Frame, 60 Cell Mono, 15A Fuse, 211.9W PTC, NU-Q235F4 | 580 | 235 | No | PV Modules | Soligent De-listing | 0 |  | De-Listing & Stock Qty Unavailable |  | Not Applicable
DONOTUSE-110-0456 | DONOTUSE-110-0456 | Canadian Solar, LIMITED SUPPLY, 190W PV Module, MC4, PV Wire, 40mm Black Frame & Back, 72 Cell Mono, 173.4W PTC, 10A Fuse, CS5A-190-M-BOB | 418 | 190 | No | PV Modules | Soligent De-listing | 0 |  | De-Listing & Stock Qty Unavailable |  | Not Applicable
DONOTUSE-110-0505 | DONOTUSE-110-0505 | Canadian Solar, 235W PV Module, MC4, PV Wire 12AWG, 40mm Clear Standard Frame, 60 Cell Poly, 15A Fuse, 215.7W PTC, CS6P-235PX-Std | 394 | 235 | No | PV Modules | Soligent De-listing | 0 |  | De-Listing & Stock Qty Unavailable |  | Not Applicable
DONOTUSE-110-0506 | DONOTUSE-110-0506 | Suniva, 255W PV Module, TE F-M0, PV Wire, 46mm Clear Frame, 60 Cell Mono, 15A Fuse, 227.8W PTC, OPT255-60-4-100 | 516 | 255 | No | PV Modules | Soligent De-listing | 0 |  | De-Listing & Stock Qty Unavailable |  | Not Applicable
DONOTUSE-110-0515 | DONOTUSE-110-0515 | Canadian Solar, LIMITED SUPPLY, 250W PV Module, 12AGW, MC4-type, Clear 40mm Frame, 60 Cell Mono, 15A Fuse, 221.2W PTC, CS6P-250M | 476 | 250 | No | PV Modules | Soligent De-listing | 0 |  | De-Listing & Stock Qty Unavailable |  | Not Applicable
DONOTUSE-110-0516 | DONOTUSE-110-0516 | Sharp, 240W PV Module, SMK, PV Wire, 46mm Clear XE Frame, 60 Cell Poly, 15A Fuse, 216.4W PTC, ND-240QCJ | 508 | 240 | No | PV Modules | Soligent De-listing | 0 |  | De-Listing & Stock Qty Unavailable |  | Not Applicable
DONOTUSE-110-0537 | DONOTUSE-110-0537 | Canadian Solar, 240W PV Module, MC4, PV Wire 12AWG, 40mm Clear Frame, 60 Cell Poly, 15A Fuse, 218.3W PTC, CS6P-240P | 402 | 240 | No | PV Modules | Soligent De-listing | 0 |  | De-Listing & Stock Qty Unavailable |  | Not Applicable
DONOTUSE-110-0539 | DONOTUSE-110-0539 | Sharp, LIMITED SUPPLY, 230W PV Module, SMK, PV Wire, 46mm Black XE Frame, BOB (black on black), 60 Cell Poly, 15A Fuse, No PTC, ND-Q230F4 | 480 | 230 | No | PV Modules | Soligent De-listing | 0 |  | De-Listing & Stock Qty Unavailable |  | Not Applicable
DONOTUSE-110-0540 | DONOTUSE-110-0540 | Sharp, LIMITED SUPPLY, 235W PV Module, SMK, PV Wire, 46mm Black XE Frame, BOB (black on black), 60 Cell Poly, 15A Fuse, 205.7W PTC, ND-Q235F4 | 547 | 235 | No | PV Modules | Soligent De-listing | 0 |  | De-Listing & Stock Qty Unavailable |  | Not Applicable
DONOTUSE-110-0546 | DONOTUSE-110-0546 | Yingli Green Energy, LIMITED SUPPLY, 235W PV Module, DROP SHIP ONLY, MUST BUY IN MULTIPLES OF 21 ONLY, H4, PV Wire, Black 50mm Frame with white backsheet, 60 Cell Poly, 211.2W CEC, YL235P-29b-Blk-H4 | 445 | 235 | No | PV Modules | Soligent De-listing | 0 |  | De-Listing & Stock Qty Unavailable |  | Not Applicable
DONOTUSE-110-0548 | DONOTUSE-110-0548 | Suniva, 250W PV Module, TE F-M0 PV Wire, 46mm Black Frame BOB, 60 Cell Mono, 15A Fuse, 223.2W PTC, OPT250-60-4-1B0 | 516 | 250 | No | PV Modules | Soligent De-listing | 0 |  | De-Listing & Stock Qty Unavailable |  | Not Applicable
DONOTUSE-110-0561 | DONOTUSE-110-0561 | BYD, LIMITED SUPPLY, 240W PV Module, DROP SHIP ONLY, MUST BUY IN MULTIPLES OF 20 ONLY, MC4, PV Wire, 50mm Clear Frame, 60 Cell Poly, No PTC, BYD240P6-30 | 461 | 240 | No | PV Modules | Soligent De-listing | 0 |  | De-Listing & Stock Qty Unavailable |  | Not Applicable
DONOTUSE-110-0777 | DONOTUSE-110-0777 | ET Solar, 95W PV Module, MC4, PV Wire, 30mm Clear Frame, 36 Cell Poly, 8A Fuse, No PTC, ET-P63695 | 367 | 95 | No | PV Modules | Soligent De-listing | 0 |  | De-Listing & Stock Qty Unavailable |  | Not Applicable
DONOTUSE-230-0076 | DONOTUSE-230-0076 | Wattsun, Extended Warranty from Standard Two Year to a Five Year Warranty. Per Tracker | 150 |  | No | Other | Soligent De-listing | 0 |  | Not Applicable as per Item Classification |  | Not Applicable
DONOTUSE-270-0093 | DONOTUSE-270-0093 | UniRac, Rush Fee, 990203 - Min $20/15%, Call for Quote | 0 |  | No | Other | Soligent De-listing | 0 |  | Not Applicable as per Item Classification |  | Not Applicable
DONOTUSE-270-0094 | DONOTUSE-270-0094 | UniRac, Minimum Order fee PLP | 100 |  | No | Other | Soligent De-listing | 0 |  | Not Applicable as per Item Classification |  | Not Applicable
DONOTUSE-270-0095 | DONOTUSE-270-0095 | DPW, Cancellation Fee | 0 |  | No | Other | Soligent De-listing | 0 |  | Not Applicable as per Item Classification |  | Not Applicable
DONOTUSE-270-0096 | DONOTUSE-270-0096 | Zomeworks, Rush Fee, Call for Quote | 0 |  | No | Other | Soligent De-listing | 0 |  | Not Applicable as per Item Classification |  | Not Applicable
DONOTUSE-270-0113 | DONOTUSE-270-0113 | DPW, Minimum Order Fee | 0 |  | No | Other | Soligent De-listing | 0 |  | Not Applicable as per Item Classification |  | Not Applicable
DONOTUSE-270-0115 | DONOTUSE-270-0115 | UniRac, Cancellation Fee | 50 |  | No | Other | Soligent De-listing | 0 |  | Not Applicable as per Item Classification |  | Not Applicable
DONOTUSE-270-0610 | DONOTUSE-270-0610 | DPW, Rush Fee - Min $50 | 0 |  | No | Other | Soligent De-listing | 0 |  | Not Applicable as per Item Classification |  | Not Applicable
DONOTUSE-270-0648 | DONOTUSE-270-0648 | Outback, Minimum Order Fee for Drop-Ship orders under $1000 | 125 |  | No | Other | Soligent De-listing | 0 |  | Not Applicable as per Item Classification |  | Not Applicable
DONOTUSE-270-0649 | DONOTUSE-270-0649 | IronRidge, Minumum Order Quantity Fee | 50 |  | No | Other | Soligent De-listing | 0 |  | Not Applicable as per Item Classification |  | Not Applicable
DONOTUSE-270-0650 | DONOTUSE-270-0650 | IronRidge, Cancellation Fee, 30% | 0 |  | No | Other | Soligent De-listing | 0 |  | Not Applicable as per Item Classification |  | Not Applicable
DONOTUSE-270-0738 | DONOTUSE-270-0738 | Outback, Wiring Fee | 80 |  | No | Other | Soligent De-listing | 0 |  | Not Applicable as per Item Classification |  | Not Applicable
DONOTUSE-270-0751 | DONOTUSE-270-0751 | EJOT, Minimum Order Fee | 0 |  | No | Other | Soligent De-listing | 0 |  | Not Applicable as per Item Classification |  | Not Applicable
DONOTUSE-310-0000 | DONOTUSE-310-0000 | Fronius, IG2000 1-Ph Grid Tied Inverter, 2000W, 240VAC, 60Hz, DC/AC Discon, 3 Unfused Input, 1 MPPT, 10 Yr Warr, Neg Gnd, 4,200,102,800 | 2236.67 | 2000 | No | Inverters | Soligent De-listing | 0 |  | De-Listing & Stock Qty Unavailable |  | Not Applicable
DONOTUSE-310-0002 | DONOTUSE-310-0002 | Fronius, IG3000 1-Ph Grid Tied Inverter, 2700W, 240VAC, 60Hz, DC/AC Discon, 3 Unfused Input, 1 MPPT, 10 Yr Warr, Neg Gnd, 4,200,103,800 | 2714.28 | 2700 | No | Inverters | Soligent De-listing | 0 |  | De-Listing & Stock Qty Unavailable |  | Not Applicable
DONOTUSE-310-0003 | DONOTUSE-310-0003 | Fronius, IG4000 1-Ph Grid Tied Inverter, 4000W, 240VAC, 60Hz, DC/AC Discon, 3 Unfused Input, 1 MPPT, 10 Yr Warr, Neg Gnd, 4,200,104,800 | 3751.16 | 4000 | No | Inverters | Soligent De-listing | 0 |  | De-Listing & Stock Qty Unavailable |  | Not Applicable
DONOTUSE-310-0005 | DONOTUSE-310-0005 | Fronius, IG5100 1-Ph Grid Tied Inverter, 5100W, 240VAC, 60Hz, DC/AC Discon, 3 Unfused Input, 1 MPPT, 10 Yr Warr, Neg Gnd, 4,200,105,800 | 4174.27 | 5100 | No | Inverters | Soligent De-listing | 0 |  | De-Listing & Stock Qty Unavailable |  | Not Applicable
DONOTUSE-310-0009 | DONOTUSE-310-0009 | Power One, PVI- 5000 1-Ph Grid Tied Inverter, 5000W, 208/240/277VAC, 60Hz, DC Discon, 4 Unfused Input, 2 MPPT, 10 Yr Warr, Ungrounded, RS485, PVI-5000-OUTD-US | 3881.87 | 5000 | No | Inverters | Soligent De-listing | 0 |  | De-Listing & Stock Qty Unavailable |  | Not Applicable
DONOTUSE-310-0010 | DONOTUSE-310-0010 | Power One, PVI- 6000 1-Ph Grid Tied Inverter, 6000W, 208/240/277VAC, 60Hz, DC Discon, 4 Unfused Input, 2 MPPT, 10 Yr Warr, Ungrounded, RS485, PVI-6000-OUTD-US | 4317.68 | 6000 | No | Inverters | Soligent De-listing | 0 |  | De-Listing & Stock Qty Unavailable |  | Not Applicable
DONOTUSE-310-0017 | DONOTUSE-310-0017 | PV Powered, PVP4800 1-Ph Grid Tied Inverter, 4800W, 240VAC, 60Hz, No Discon, 1 Unfused Input, 1 MPPT, 10 Yr Warr, Neg Gnd, PVP4800-ND-240 | 4273.5 | 4800 | No | Inverters | Soligent De-listing | 0 |  | De-Listing & Stock Qty Unavailable |  | Not Applicable
DONOTUSE-310-0031 | DONOTUSE-310-0031 | SMA, Sunny Boy 3000US 1-Ph Grid Tied Inverter, 3000W, 208/240VAC, 60Hz, DC Discon, 4 Fused Input, 1 MPPT, 10 Yr Warr, Neg Gnd Config, SB3000US | 2659.16 | 3000 | No | Inverters | Soligent De-listing | 0 |  | De-Listing & Stock Qty Unavailable |  | Not Applicable
DONOTUSE-310-0034 | DONOTUSE-310-0034 | SMA, Sunny Boy 4000US 1-Ph Grid Tied Inverter, 4000W, 208/240VAC, 60Hz, DC Discon, 4 Fused Input, 1 MPPT, 10 Yr Warr, Neg Gnd Config, SB4000US | 3291.42 | 4000 | No | Inverters | Soligent De-listing | 0 |  | De-Listing & Stock Qty Unavailable |  | Not Applicable
DONOTUSE-310-0035 | DONOTUSE-310-0035 | SMA, Sunny Boy 5000US 1-Ph Grid Tied Inverter, 5000W, 208/240/277VAC, 60Hz, DC Discon, 4 Fused Input, 1 MPPT, 10 Yr Warr, Neg Gnd Config, SB5000US | 4304.91 | 5000 | No | Inverters | Soligent De-listing | 0 |  | De-Listing & Stock Qty Unavailable |  | Not Applicable
DONOTUSE-310-0036 | DONOTUSE-310-0036 | SMA, Sunny Boy 6000US 1-Ph Grid Tied Inverter, 6000W, 208/240/277VAC, 60Hz, DC Discon, 4 Fused Input, 1 MPPT, 10 Yr Warr, Neg Gnd Config, SB6000US | 4587.08 | 6000 | No | Inverters | Soligent De-listing | 0 |  | De-Listing & Stock Qty Unavailable |  | Not Applicable
DONOTUSE-310-0037 | DONOTUSE-310-0037 | SMA, Sunny Boy 7000US 1-Ph Grid Tied Inverter, 7000W, 208/240/277VAC, 60Hz, DC Discon, 4 Fused Input, 1 MPPT, 10 Yr Warr, Neg Gnd Config, SB7000US | 4998.33 | 7000 | No | Inverters | Soligent De-listing | 0 |  | De-Listing & Stock Qty Unavailable |  | Not Applicable
DONOTUSE-310-0043 | DONOTUSE-310-0043 | Xantrex, LIMITED SUPPLY, GT 5.0 Inverter, Refurbished 5000W, Grid Tied, DC/AC Disconnect, 208/240VAC, 60Hz, GT5.0 ~ | 4822.95 | 5000 | No | Inverters | Soligent De-listing | 0 |  | De-Listing & Stock Qty Unavailable |  | Not Applicable
DONOTUSE-310-0062 | DONOTUSE-310-0062 | Solectria, PVI4000 1-Ph Grid Tied Inverter, 3900W, 208/240VAC, 60Hz, DC/AC Discon, 4 Fused Input, 1 MPPT, 10 Yr Warr, Neg Gnd Config, RS485, PVI 4000 DC INVERTE SOLECTR 3900W.. | 3353 | 3900 | No | Inverters | Soligent De-listing | 0 |  | De-Listing & Stock Qty Unavailable |  | Not Applicable
DONOTUSE-310-0066 | DONOTUSE-310-0066 | Solectria, PVI5300 1-Ph Grid Tied Inverter, 5300W, 208/240VAC, 60Hz, DC/AC Discon, 4 Fused Input, 1 MPPT, 10 Yr Warr, Neg Gnd Config, RS485, PVI 5300 | 4179 | 5300 | No | Inverters | Soligent De-listing | 0 |  | De-Listing & Stock Qty Unavailable |  | Not Applicable
DONOTUSE-310-0071 | DONOTUSE-310-0071 | Fronius, LIMITED SUPPLY, REPLACED BY 310-0309, IG Plus 7.5-1 UNI 1-Ph Grid Tied Inverter, 7500W, 208/240/277 VAC, 60Hz, DC Discon, 6 Fused i/p, 1 MPPT, 10 Yr Warr, Neg Gnd Config, Comm Opts, 4210105800 | 4892.68 | 7500 | No | Inverters | Soligent De-listing | 0 |  | De-Listing & Stock Qty Unavailable |  | Not Applicable
DONOTUSE-310-0072 | DONOTUSE-310-0072 | Fronius, LIMITED SUPPLY, REPLACED BY 310-0311, IG Plus 10.0-1 UNI 1-Ph Grid Tied Inverter, 9995W, 208/240/277 VAC, 60Hz, DC Discon, 6 Fused i/p, 1 MPPT, 10 Yr Warr, Neg Gnd Config, Comm Opts, 4210108800 | 6364.23 | 9995 | No | Inverters | Soligent De-listing | 0 |  | De-Listing & Stock Qty Unavailable |  | Not Applicable
DONOTUSE-310-0074 | DONOTUSE-310-0074 | Fronius, LIMITED SUPPLY, REPLACED BY 310-0312, IG Plus 11.4-3 Delta 3-Ph Grid Tied Inverter, 11.4kW, 208/240 VAC, 60Hz, DC Discon, 6 Fused i/p, 1 MPPT, 10 Yr Warr, Neg Gnd Config, Comm Opts, 4210109800 | 7675.8609 | 11400 | No | Inverters | Soligent De-listing | 0 |  | De-Listing & Stock Qty Unavailable |  | Not Applicable
DONOTUSE-310-0077 | DONOTUSE-310-0077 | Power One, PVI- 3.0 1-Ph Grid Tied Inverter, 3000W, 208/240/277VAC, 60Hz, DC Discon, 2 Unfused Input, 2 MPPT, 10 Yr Warr, Ungrounded, RS485, PVI-3.0-OUTD-S-US | 2783.7 | 3000 | No | Inverters | Soligent De-listing | 0 |  | De-Listing & Stock Qty Unavailable |  | Not Applicable
DONOTUSE-310-0079 | DONOTUSE-310-0079 | Power One, PVI- 3.6 1-Ph Grid Tied Inverter, 3600W, 208/240/277VAC, 60Hz, DC Discon, 2 Unfused Input, 2 MPPT, 10 Yr Warr, Ungrounded, RS485, PVI-3.6-OUTD-S-US | 3102.54 | 3600 | No | Inverters | Soligent De-listing | 0 |  | De-Listing & Stock Qty Unavailable |  | Not Applicable
DONOTUSE-310-0081 | DONOTUSE-310-0081 | Power One, PVI- 4.2 1-Ph Grid Tied Inverter, 4200W, 208/240/277VAC, 60Hz, DC Discon, 2 Unfused Input, 2 MPPT, 10 Yr Warr, Ungrounded, RS485, PVI-4.2-OUTD-S-US | 3376.02 | 4200 | No | Inverters | Soligent De-listing | 0 |  | De-Listing & Stock Qty Unavailable |  | Not Applicable
DONOTUSE-310-0088 | DONOTUSE-310-0088 | PV Powered, PVP2000 1-Ph Grid Tied Inverter, 2000W, 240VAC, 60Hz, DC/AC Discon, 3 Unfused Input, 1 MPPT, 10 Yr Warr, Neg Gnd, PVP2000-SD-240 | 2775 | 2000 | No | Inverters | Soligent De-listing | 0 |  | De-Listing & Stock Qty Unavailable |  | Not Applicable
DONOTUSE-310-0089 | DONOTUSE-310-0089 | PV Powered, PVP2500 1-Ph Grid Tied Inverter, 2500W, 240VAC, 60Hz, DC/AC Discon, 3 Unfused Input, 1 MPPT, 10 Yr Warr, Neg Gnd, PVP2500-SD-240 | 3108 | 2500 | No | Inverters | Soligent De-listing | 0 |  | De-Listing & Stock Qty Unavailable |  | Not Applicable
DONOTUSE-310-0093 | DONOTUSE-310-0093 | PV Powered, PVP4800 1-Ph Grid Tied Inverter, 4800W, 240VAC, 60Hz, DC/AC Discon, 3 Unfused Input, 1 MPPT, 10 Yr Warr, Neg Gnd, PVP4800-SD-240 | 4440 | 4800 | No | Inverters | Soligent De-listing | 0 |  | De-Listing & Stock Qty Unavailable |  | Not Applicable
DONOTUSE-310-0190 | DONOTUSE-310-0190 | SMA, Sunny Boy 8000US 1-Ph Grid Tied Inverter, 8000W, 240/277VAC, 60Hz, DC Discon, 4 Fused Input, 1 MPPT, 10 Yr Warr, Neg Gnd Config, SB8000US | 5441.29 | 8000 | No | Inverters | Soligent De-listing | 0 |  | De-Listing & Stock Qty Unavailable |  | Not Applicable
DONOTUSE-310-0191 | DONOTUSE-310-0191 | SMA, Sunny Boy 2000HFUS 1-Ph Grid Tied Inverter, 2000W, 208/240VAC, 60Hz, DC Discon, 1 Unfused Input, 1 MPPT, 10 Yr Warr, Neg Gnd Config, Bluetooth, SB2000HFUS-30 | 2530.8 | 2000 | No | Inverters | Soligent De-listing | 0 |  | De-Listing & Stock Qty Unavailable |  | Not Applicable
DONOTUSE-310-0192 | DONOTUSE-310-0192 | SMA, Sunny Boy 2500HFUS 1-Ph Grid Tied Inverter, 2500W, 208/240VAC, 60Hz, DC Discon, 1 Unfused Input, 1 MPPT, 10 Yr Warr, Neg Gnd Config, Bluetooth, SB2500HFUS-30 | 2657.34 | 2500 | No | Inverters | Soligent De-listing | 0 |  | De-Listing & Stock Qty Unavailable |  | Not Applicable
DONOTUSE-310-0193 | DONOTUSE-310-0193 | SMA, Sunny Boy 3000HFUS 1-Ph Grid Tied Inverter, 3000W, 208/240VAC, 60Hz, DC Discon, 1 Unfused Input, 1 MPPT, 10 Yr Warr, Neg Gnd Config, Bluetooth, SB3000HFUS-30 | 2783.88 | 3000 | No | Inverters | Soligent De-listing | 0 |  | De-Listing & Stock Qty Unavailable |  | Not Applicable
DONOTUSE-310-0239 | DONOTUSE-310-0239 | Kaco, LIMITED SUPPLY, Blue Planet XP100 grid tied inverter, 3-Ph, 100kW, 480VAC, 60Hz, 600VDC, DC/AC Discon, 5 Yr Warr, Neg Gnd, RS485/Ethernet, XP-100-H4 | 62437.5 | 100000 | No | Inverters | Soligent De-listing | 0 |  | De-Listing & Stock Qty Unavailable |  | Not Applicable
DONOTUSE-310-0248 | DONOTUSE-310-0248 | SolarEdge, LIMITED SUPPLY, SE5000US 1-Ph Grid Tied Inverter, 5000W, 208/240VAC, 60Hz, DC Discon, Unfused, No MPPT, 12 Yr Warr, Ungrounded, RS485 and Ethernet, SE5000-ER-US | 2788.88 | 5000 | No | Inverters | Soligent De-listing | 0 |  | De-Listing & Stock Qty Unavailable |  | Not Applicable
DONOTUSE-310-0266 | DONOTUSE-310-0266 | Power One, PVI- 3.8 1-Ph Grid Tied Inverter, 3800W, 208/240/277VAC, 60Hz, DC Discon, 2 Unfused Input, 2 MPPT, 10 Yr Warr, Neg Gnd Config, RS485, PVI-3.8-I-OUTD-S-US | 3422.06 | 3800 | No | Inverters | Soligent De-listing | 0 |  | De-Listing & Stock Qty Unavailable |  | Not Applicable
DONOTUSE-310-0270 | DONOTUSE-310-0270 | SMA, Sunny Boy 8000TL-US 1-Ph Grid Tied Inverter, 8000W, 208VAC, 60Hz, DC Discon, 1 Unfused Input, 1 MPPT, 10 Yr Warr, Ungrounded, SB8000TLUS-NO-CB | 5124.45 | 8000 | No | Inverters | Soligent De-listing | 0 |  | De-Listing & Stock Qty Unavailable |  | Not Applicable
DONOTUSE-310-0275 | DONOTUSE-310-0275 | Fronius, IG Plus V 11.4-1 UNI 1-Ph Grid Tied Inverter, 11.4kW, 208/240/277VAC, 60Hz, DC Discon, 6 Fused Input, 1 MPPT, 10 Yr Warr, Neg Gnd Config, 4,210,117,800 | 7659 | 11400 | No | Inverters | Soligent De-listing | 0 |  | De-Listing & Stock Qty Unavailable |  | Not Applicable
DONOTUSE-310-0305 | DONOTUSE-310-0305 | Fronius, IG Plus V 3.0-1 UNI 1-Ph Grid Tied Inverter, 3000W, 208/240/277VAC, 60Hz, DC Discon, 6 Fused Input , 1 MPPT, 10 Yr Warr, Neg Gnd Config, 4,210,111,800 | 2440 | 3000 | No | Inverters | Soligent De-listing | 0 |  | De-Listing & Stock Qty Unavailable |  | Not Applicable
DONOTUSE-310-0306 | DONOTUSE-310-0306 | Fronius, IG Plus V 3.8-1 UNI 1-Ph Grid Tied Inverter, 3800W, 208/240/277VAC, 60Hz, DC Discon, 6 Fused Input, 1 MPPT, 10 Yr Warr, Neg Gnd Config, 4,210,112,800 | 3153 | 3800 | No | Inverters | Soligent De-listing | 0 |  | De-Listing & Stock Qty Unavailable |  | Not Applicable
DONOTUSE-310-0307 | DONOTUSE-310-0307 | Fronius, IG Plus V 5.0-1 UNI 1-Ph Grid Tied Inverter, 5000W, 208/240/277VAC, 60Hz, DC Discon, 6 Fused Input, 1 MPPT, 10 Yr Warr, Neg Gnd Config, 4,210,113,800 | 3869 | 5000 | No | Inverters | Soligent De-listing | 0 |  | De-Listing & Stock Qty Unavailable |  | Not Applicable
DONOTUSE-310-0308 | DONOTUSE-310-0308 | Fronius, IG Plus V 6.0-1 UNI 1-Ph Grid Tied Inverter, 6000W, 208/240/277VAC, 60Hz, DC Discon, 6 Fused Input, 1 MPPT, 10 Yr Warr, Neg Gnd Config, 4,210,114,800 | 4490 | 6000 | No | Inverters | Soligent De-listing | 0 |  | De-Listing & Stock Qty Unavailable |  | Not Applicable
DONOTUSE-310-0309 | DONOTUSE-310-0309 | Fronius, IG Plus V 7.5-1 UNI 1-Ph Grid Tied Inverter, 7500W, 208/240/277VAC, 60Hz, DC Discon, 6 Fused Input, 1 MPPT, 10 Yr Warr, Neg Gnd Config, 4,210,115,800 | 5474 | 7500 | No | Inverters | Soligent De-listing | 0 |  | De-Listing & Stock Qty Unavailable |  | Not Applicable
DONOTUSE-310-0310 | DONOTUSE-310-0310 | Fronius, IG Plus V 12.0-3 WYE 277 3-Ph Grid Tied Inverter, 12kW, 277VAC, 60Hz, DC Discon, 6 Fused Input, 1 MPPT, 10 Yr Warr, Neg Gnd Config, 4,210,116,800 | 8526 | 12000 | No | Inverters | Soligent De-listing | 0 |  | De-Listing & Stock Qty Unavailable |  | Not Applicable
DONOTUSE-310-0311 | DONOTUSE-310-0311 | Fronius, IG Plus V 10.0-1 UNI 1-Ph Grid Tied Inverter, 9995W, 208/240/277VAC, 60Hz, DC Discon, 6 Fused Input, 1 MPPT, 10 Yr Warr, Neg Gnd Config, 4,210,118,800 | 6965 | 9995 | No | Inverters | Soligent De-listing | 0 |  | De-Listing & Stock Qty Unavailable |  | Not Applicable
DONOTUSE-310-0312 | DONOTUSE-310-0312 | Fronius, IG Plus V 11.4-3 Delta 3-Ph Grid Tied Inverter, 11.4kW, 208/240VAC, 60Hz, DC Discon, 6 Fused Input, 1 MPPT, 10 Yr Warr, Neg Gnd Config, 4,210,119,800 | 8071 | 11400 | No | Inverters | Soligent De-listing | 0 |  | De-Listing & Stock Qty Unavailable |  | Not Applicable
DONOTUSE-310-0322 | DONOTUSE-310-0322 | SMA, Sunny Boy 3800US 1-Ph Grid Tied Inverter, 3800W, 240VAC, 60Hz, DC Discon, 4 Fused Input, 1 MPPT, 10 Yr Warr, Neg Gnd Config, SB3800-US | 3290.04 | 3800 | No | Inverters | Soligent De-listing | 0 |  | De-Listing & Stock Qty Unavailable |  | Not Applicable
DONOTUSE-310-0330 | DONOTUSE-310-0330 | SMA, Ont FIT, Sunny Boy 5000US 1-Ph Grid Tied Inverter, 5000W, 208/240/277VAC, 60Hz, DC Discon, 4x15A Fused Input, 1 MPPT, 10 Yr Warr, Neg Gnd Config, Lo Temp (-40C), SB 5000US-11 ORA INVERTE SMA.... 5000W.. |  | 5000 | No | Inverters | Soligent De-listing | 0 |  | Not Applicable |  | Not Applicable
DONOTUSE-310-0331 | DONOTUSE-310-0331 | SMA, Ont FIT, Sunny Boy 6000US 1-Ph Grid Tied Inverter, 6000W, 208/240/277VAC, 60Hz, DC Discon, 4x15A Fused Input, 1 MPPT, 10 Yr Warr, Neg Gnd Config, Lo Temp (-40C), SB6000US-11 |  | 6000 | No | Inverters | Soligent De-listing | 0 |  | Not Applicable |  | Not Applicable
DONOTUSE-310-0335 | DONOTUSE-310-0335 | Fronius, IG Plus V 10.0-3 Delta 3-Ph Grid Tied Inverter, 9995W, 208/240VAC, 60Hz, DC Discon, 6 Fused Input, 1 MPPT, 10 Yr Warr, Neg Gnd Config, 4,210,120,800 | 6947 | 9995 | No | Inverters | Soligent De-listing | 0 |  | De-Listing & Stock Qty Unavailable |  | Not Applicable
DONOTUSE-310-0365 | DONOTUSE-310-0365 | Solectria, PVI6500 1-Ph Grid Tied Inverter, 6500W, 208/240/277VAC, 60Hz, DC/AC Discon, 5 Fused Input, 1 MPPT, 10 Yr Warr, Neg Gnd Config, RS485, PVI 6500 | 4665 | 6500 | No | Inverters | Soligent De-listing | 0 |  | De-Listing & Stock Qty Unavailable |  | Not Applicable
DONOTUSE-310-0366 | DONOTUSE-310-0366 | Solectria, PVI 7500 1-Ph Grid Tied Inverter, 7500W, 208/240/277VAC, 60Hz, DC/AC Discon, 5 Fused Input, 1 MPPT, 10 Yr Warr, Neg Gnd Config, RS485, PVI 7500 DC INVERTE SOLECTR 7500W.. | 4956 | 7500 | No | Inverters | Soligent De-listing | 0 |  | De-Listing & Stock Qty Unavailable |  | Not Applicable
DONOTUSE-310-0368 | DONOTUSE-310-0368 | SolarEdge, SE3800A 1-Ph Grid Tied Inverter, 3800W, 208/240VAC, 60Hz, DC/AC Discon, 2 Unfused Input, No MPPT, 12 Yr Warr, Ungrounded, RS485 and Ethernet, SE3800A-US | 2331 | 3800 | No | Inverters | Soligent De-listing | 0 |  | De-Listing & Stock Qty Unavailable |  | Not Applicable
DONOTUSE-310-0369 | DONOTUSE-310-0369 | SolarEdge, SE5000A 1-Ph Grid Tied Inverter, 5000W, 208/240/277VAC, 60Hz, DC/AC Discon, 2 Unfused Input, No MPPT, 12 Yr Warr, Ungrounded, RS485 and Ethernet, SE5000A-US | 2497.5 | 5000 | No | Inverters | Soligent De-listing | 0 |  | De-Listing & Stock Qty Unavailable |  | Not Applicable
DONOTUSE-310-0370 | DONOTUSE-310-0370 | SolarEdge, SE6000A 1-Ph Grid Tied Inverter, 6000W, 240/277VAC, 60Hz, DC/AC Discon, 2 Unfused Input, No MPPT, 12 Yr Warr, Ungrounded, RS485 and Ethernet, SE6000A-US | 2597.4 | 6000 | No | Inverters | Soligent De-listing | 0 |  | De-Listing & Stock Qty Unavailable |  | Not Applicable
DONOTUSE-310-0382 | DONOTUSE-310-0382 | SolarEdge, Ont FIT, SE3800US 1-Ph Grid Tied Inverter, 3800W, 208/240VAC, 60Hz, DC Discon, 2 Unfused Input, No MPPT, 12 Yr Warr, Ungrounded, RS485/Ethernet, SE3800US-ER-US-CAN |  | 3800 | No | Inverters | Soligent De-listing | 0 |  | Not Applicable |  | Not Applicable
DONOTUSE-310-0384 | DONOTUSE-310-0384 | SolarEdge, Ont FIT, SE6000US 1-Ph Grid Tied Inverter, 6000W, 208/240VAC, 60Hz, DC Discon, 2 Unfused Input, No MPPT, 12 Yr Warr, Ungrounded, RS485/Ethernet, SE6000US-ER-US-CAN |  | 6000 | No | Inverters | Soligent De-listing | 0 |  | Not Applicable |  | Not Applicable
DONOTUSE-311-0005 | DONOTUSE-311-0005 | Outback, GTFX2524 battery inverter, 2500W, 120VAC, 60Hz, 50A Transfer, 24VDC, Sinewave, Grid Tied, 5 Yr Warr, 55A Charger, with BTS, GTFX2524 DC/SD INVERTE OUTBACK 2500W.. | 2734.7736 | 2500 | No | Inverters | Soligent De-listing | 0 |  | De-Listing & Stock Qty Unavailable |  | Not Applicable
DONOTUSE-311-0006 | DONOTUSE-311-0006 | Outback, GTFX3048 battery inverter, 3000W, 120VAC, 60Hz, 50A Transfer, 48VDC, Sinewave, Grid Tied, 5 Yr Warr, 35A Charger, with BTS, GTFX3048 | 2734.7736 | 3000 | No | Inverters | Soligent De-listing | 0 |  | De-Listing & Stock Qty Unavailable |  | Not Applicable
DONOTUSE-311-0008 | DONOTUSE-311-0008 | Outback, GVFX3648 battery inverter, 3600W, 120VAC, 60Hz, 50A Transfer, 48VDC, Sinewave, Grid Tied, 5 Yr Warr, 45A Charger, with BTS, GVFX3648 | 2965.65 | 3600 | No | Inverters | Soligent De-listing | 0 |  | De-Listing & Stock Qty Unavailable |  | Not Applicable
DONOTUSE-311-0014 | DONOTUSE-311-0014 | Xantrex, XW4024-120/240-60 battery inverter, 4000W, 120/240VAC, 60Hz, 60A Transfer, 24VDC, Sinewave, Grid Tied, 150A Charger, 5 Yr Warr, with BTS, RNW8651010 | 4741.7 | 4000 | No | Inverters | Soligent De-listing | 0 |  | De-Listing & Stock Qty Unavailable |  | Not Applicable
DONOTUSE-311-0015 | DONOTUSE-311-0015 | Xantrex, XW4548-120/240-60 battery inverter, 4500W, 120/240VAC, 60Hz, 60A Transfer, 48VDC, Sinewave, Grid Tied, 85A Charger, 5 Yr Warr, with BTS, RNW8651005 | 4218.18 | 4500 | No | Inverters | Soligent De-listing | 0 |  | De-Listing & Stock Qty Unavailable |  | Not Applicable
DONOTUSE-311-0016 | DONOTUSE-311-0016 | Xantrex, XW6048-120/240-60 battery inverter, 6000W, 120/240VAC, 60Hz, 60A Transfer, 48VDC, Sinewave, Grid Tied, 100A Charger, 5 Yr Warr, with BTS, RNW865100001 | 5574.42 | 6000 | No | Inverters | Soligent De-listing | 0 |  | De-Listing & Stock Qty Unavailable |  | Not Applicable
DONOTUSE-311-0019 | DONOTUSE-311-0019 | SMA, Sunny Island 5048 battery ROW Inverter, 5000W, 230VAC, 50Hz, 56A Transfer, 48VDC, Sinewave, Grid Tied, 100A Charger, 5 Yr Warr, with BTS, SI 5048 ROW DC INVERTE SMA.... 5000W.. | 6641.463 | 5000 | No | Inverters | Soligent De-listing | 0 |  | De-Listing & Stock Qty Unavailable |  | Not Applicable
DONOTUSE-311-0022 | DONOTUSE-311-0022 | Xantrex, XW4024-230-50 battery ROW Inverter, 4000W, 230VAC, 50Hz, 56A Transfer, 24VDC, Sinewave, Grid Tied, 150A Charger, 5 Yr Warr, with BTS, RNW8651045 | 4758.64 | 4000 | No | Inverters | Soligent De-listing | 0 |  | De-Listing & Stock Qty Unavailable |  | Not Applicable
DONOTUSE-311-0029 | DONOTUSE-311-0029 | Xantrex, XW6048-230-50 battery ROW Inverter, 6000W, 230VAC, 50Hz, 56A Transfer, 48VDC, Sinewave, Grid Tied, 100A Charger, 5 Yr Warr, with BTS, RNW865103561 | 5934.06 | 6000 | No | Inverters | Soligent De-listing | 0 |  | De-Listing & Stock Qty Unavailable |  | Not Applicable
DONOTUSE-311-0031 | DONOTUSE-311-0031 | Outback, GVFX3648LA battery inverter, 3600W, 127VAC, 60Hz, 50A Transfer, 48VDC, Sinewave, Grid Tied, 5 Yr Warr, 45A Charger, with BTS, NOT INTENDED FOR USE IN THE U.S. OR CANADA, GVFX3648LA ORA INVERTE OUTBACK 3600W.. | 2538.5256 | 3600 | No | Inverters | Soligent De-listing | 0 |  | De-Listing & Stock Qty Unavailable |  | Not Applicable
DONOTUSE-311-0033 | DONOTUSE-311-0033 | Outback, GVFX3024E battery ROW Inverter, 3000W, 230VAC, 50Hz, 25A Transfer, 24VDC, Sinewave, Grid Tied, 5 Yr Warr, 80A Charger, with BTS, GVFX3024E | 2965.65 | 3000 | No | Inverters | Soligent De-listing | 0 |  | De-Listing & Stock Qty Unavailable |  | Not Applicable
DONOTUSE-311-0040 | DONOTUSE-311-0040 | SMA, Sunny Island 6048 battery inverter, 5750W, 120VAC, 60Hz, 56A Transfer, 48VDC, Sinewave, 100A Charger, 5 Yr Warr, with BTS, SI6048-US-10 | 7937.99 | 5750 | No | Inverters | Soligent De-listing | 0 |  | De-Listing & Stock Qty Unavailable |  | Not Applicable
DONOTUSE-320-0001 | DONOTUSE-320-0001 | Outback, FX2012MT battery inverter, 2000W, 120VAC, 60Hz, 40A Transfer, 12VDC, Sinewave, Off Grid, 5 Yr Warr, 80A Charger, with BTS & Switched Ground, FX2012MT DC/SD INVERTE OUTBACK 2000W.. | 2734.7736 | 2000 | No | Inverters | Soligent De-listing | 0 |  | De-Listing & Stock Qty Unavailable |  | Not Applicable
DONOTUSE-320-0007 | DONOTUSE-320-0007 | Outback, FX2524T battery inverter, 2500W, 120VAC, 60Hz, 50A Transfer, 24VDC, Sinewave, Off Grid, 5 Yr Warr, 55A Charger, with BTS, FX2524T | 2734.77 | 2500 | No | Inverters | Soligent De-listing | 0 |  | De-Listing & Stock Qty Unavailable |  | Not Applicable
DONOTUSE-320-0009 | DONOTUSE-320-0009 | Outback, FX3048T battery inverter, 3000W, 120VAC, 60Hz, 50A Transfer, 48VDC, Sinewave, Off Grid, 5 Yr Warr, 35A Charger, with BTS, FX3048T | 2734.7736 | 3000 | No | Inverters | Soligent De-listing | 0 |  | De-Listing & Stock Qty Unavailable |  | Not Applicable
DONOTUSE-320-0011 | DONOTUSE-320-0011 | Outback, VFX2812 battery inverter, 2800W, 120VAC, 60Hz, 40A Transfer, 12VDC, Sinewave, Off Grid, 5 Yr Warr, 125A Charger, with BTS, VFX2812 | 2965.6536 | 2800 | No | Inverters | Soligent De-listing | 0 |  | De-Listing & Stock Qty Unavailable |  | Not Applicable
DONOTUSE-320-0015 | DONOTUSE-320-0015 | Outback, VFX3048E battery ROW Inverter, 3000W, 230VAC, 50Hz, 25A Transfer, 48VDC, Sinewave, Off Grid, 5 Yr Warr, 45A Charger, with BTS, VFX3048E | 2808.79 | 3000 | No | Inverters | Soligent De-listing | 0 |  | De-Listing & Stock Qty Unavailable |  | Not Applicable
DONOTUSE-320-0016 | DONOTUSE-320-0016 | Outback, VFX3524 battery inverter, 3500W, 120VAC, 60Hz, 50A Transfer, 24VDC, Sinewave, Off Grid, 5 Yr Warr, 85A Charger, with BTS, VFX3524 | 2965.6536 | 3500 | No | Inverters | Soligent De-listing | 0 |  | De-Listing & Stock Qty Unavailable |  | Not Applicable
DONOTUSE-320-0018 | DONOTUSE-320-0018 | Outback, VFX3648 battery inverter, 3600W, 120VAC, 60Hz, 50A Transfer, 48VDC, Sinewave, Off Grid, 5 Yr Warr, 45A Charger, with BTS, VFX3648 | 2965.6536 | 3600 | No | Inverters | Soligent De-listing | 0 |  | De-Listing & Stock Qty Unavailable |  | Not Applicable
DONOTUSE-320-0045 | DONOTUSE-320-0045 | Magnum, MMS1012 battery inverter, 1000W, 120VAC, 60Hz, 20A Transfer, 12VDC, Sinewave, Off Grid, 2 Yr Warr, 50A Charger, with BTS, MMS1012 | 1197.8 | 1000 | No | Inverters | Vendor De-listing | 0 |  | De-Listing & Stock Qty Unavailable |  | Not Applicable
DONOTUSE-320-0063 | DONOTUSE-320-0063 | Magnum, MS2000 battery inverter, 2000W, 120VAC, 60Hz, 30A Transfer, 12VDC, Sinewave, Off Grid, 2 Yr Warr, 100A Charger, with BTS & 2x15A AC Breakers, MS2000-15B | 2096.9 | 2000 | No | Inverters | Vendor De-listing | 0 |  | De-Listing & Stock Qty Unavailable |  | Not Applicable
DONOTUSE-320-0083 | DONOTUSE-320-0083 | Magnum, MS4024PAE battery inverter, 4000W, 120/240VAC, 60Hz, 2x30A Transfer, 24VDC, Sinewave, Off Grid, 2 Yr Warr, 105A Charger, with BTS, MS4024PAE | 2696.3 | 4000 | No | Inverters | Soligent De-listing | 0 |  | De-Listing & Stock Qty Unavailable |  | Not Applicable
DONOTUSE-320-0084 | DONOTUSE-320-0084 | Magnum, MS4448PAE battery inverter, 4400W, 120/240VAC, 60Hz, 2x30A Transfer, 48VDC, Sinewave, Off Grid, 2 Yr Warr, 60A Charger, with BTS, MS4448PAE | 2696.3 | 4400 | No | Inverters | Soligent De-listing | 0 |  | De-Listing & Stock Qty Unavailable |  | Not Applicable
DONOTUSE-321-0008 | DONOTUSE-321-0008 | Samlex, PST Series 150W Pure Sine Wave Inverter, 12VDC 120VAC, PST-15S-12A | 167.39 | 150 | No | Inverters | Soligent De-listing | 0 |  | De-Listing & Stock Qty Unavailable |  | Not Applicable
DONOTUSE-321-0074 | DONOTUSE-321-0074 | Samlex, LIMITED SUPPLY, VR Series 800W Modified Sine Wave ROW Inverter, 12VDC 220VAC 50Hz, SI-A2-VR800 | 77.66 | 800 | No | Inverters | Soligent De-listing | 0 |  | De-Listing & Stock Qty Unavailable |  | Not Applicable
DONOTUSE-321-0097 | DONOTUSE-321-0097 | Morningstar, SureSine battery ROW Inverter, 300W, 220VAC, 50Hz, No Transfer, 12VDC, Sinewave, Off Grid, 2 Yr Warr, No Charger, internal BTS, SI-300-220V | 310.8 | 300 | No | Inverters | Soligent De-listing | 0 |  | De-Listing & Stock Qty Unavailable |  | Not Applicable
DONOTUSE-321-0100 | DONOTUSE-321-0100 | Enphase, LIMITED SUPPLY, M190 Microinverter, 190W, 208VAC, 60Hz, 22-56VDC for 60 & 72 cell modules, H4 PV in, 70" AC cable in/out, 15 Yr Warr, M190-72-208-S12 | 266.4 | 190 | No | Inverters | Soligent De-listing | 0 |  | De-Listing & Stock Qty Unavailable |  | Not Applicable
DONOTUSE-321-0128 | DONOTUSE-321-0128 | Enphase, LIMITED SUPPLY, D380 TwinPack Microinverter, 208/240VAC, 60Hz, 22-56VDC for 60 & 72 cell modules, H4 PV in, 14" AC cable out, 15 Yr Warr, D380-72-2LL-S12 | 521.7 | 380 | No | Inverters | Soligent De-listing | 0 |  | De-Listing & Stock Qty Unavailable |  | Not Applicable
DONOTUSE-321-0129 | DONOTUSE-321-0129 | Enphase, D380 TwinPack Microinverter, 208/240VAC, 60Hz, 22-56VDC for 60 & 72 cell modules, TE F+M0 PV in, 14" AC cable out, 15 Yr Warr, D380-72-2LL-S13 | 521.7 | 380 | No | Inverters | Soligent De-listing | 0 |  | De-Listing & Stock Qty Unavailable |  | Not Applicable
DONOTUSE-321-0164 | DONOTUSE-321-0164 | Enphase, M215 Microinverter, 215W, 240/208VAC, 60Hz, 16-45VDC for 60 cell modules, H4 PV in, 16" Engage Cable out, 25 Yr Warr, M215-60-2LL-S22 | 261.96 | 215 | No | Inverters | Soligent De-listing | 0 |  | De-Listing & Stock Qty Unavailable |  | Not Applicable
DONOTUSE-321-0166 | DONOTUSE-321-0166 | Enphase, M215 Microinverter, 215W, 240/208VAC, 60Hz, 16-45VDC for 60 cell modules, TE F+M0 PV in, 16" Engage Cable out, 25 Yr Warr, M215-60-2LL-S23 | 261.96 | 215 | No | Inverters | Soligent De-listing | 0 |  | De-Listing & Stock Qty Unavailable |  | Not Applicable
DONOTUSE-321-0168 | DONOTUSE-321-0168 | Enphase, M215 Microinverter, 215W, 240/208VAC, 60Hz, 16-45VDC for 60 cell modules, SMK PV in, 16" Engage Cable out, 25 Yr Warr, M215-60-2LL-S24 | 261.96 | 215 | No | Inverters | Soligent De-listing | 0 |  | De-Listing & Stock Qty Unavailable |  | Not Applicable
DONOTUSE-321-0171 | DONOTUSE-321-0171 | Enphase, Ont FIT, M190 Microinverter, 190W, 240VAC, 60Hz, 22-56VDC for 60 & 72 cell modules, H4 PV in, 70" AC cable in/out, 15 Yr Warr, M190-72-240-S12-NA | 292.33 | 190 | No | Inverters | Soligent De-listing | 0 |  | De-Listing & Stock Qty Unavailable |  | Not Applicable
DONOTUSE-330-0040 | DONOTUSE-330-0040 | Xantrex, XW6048-120/240-60, 5 Year Warranty Extension - 10 year total ~ 865-1000 | 400 |  | No | Inverters | Soligent De-listing | 0 |  | De-Listing & Stock Qty Unavailable |  | Not Applicable
DONOTUSE-330-0041 | DONOTUSE-330-0041 | Xantrex, XW 4024-120/240-60, 5 Year Warranty Extension - 10 year total ~ 865-1010 | 400 |  | No | Inverters | Soligent De-listing | 0 |  | De-Listing & Stock Qty Unavailable |  | Not Applicable
DONOTUSE-330-0042 | DONOTUSE-330-0042 | Xantrex, XW4548-120/240-60, 5 Year Warranty Extension - 10 year total ~ 865-1005 | 400 |  | No | Inverters | Soligent De-listing | 0 |  | De-Listing & Stock Qty Unavailable |  | Not Applicable
DONOTUSE-350-0016 | DONOTUSE-350-0016 | Solectria, Extended 10 Year Warranty on 13KW Inverte WARR-PVI 13KW-10YR | 850 |  | No | Other | Soligent De-listing | 0 |  | Not Applicable as per Item Classification |  | Not Applicable
DONOTUSE-350-0018 | DONOTUSE-350-0018 | Solectria, Extended 10 Year Warranty on 1800W Inverter, WARR-PVI 1800-10YR | 129 |  | No | Other | Soligent De-listing | 0 |  | Not Applicable as per Item Classification |  | Not Applicable
DONOTUSE-350-0019 | DONOTUSE-350-0019 | Solectria, Extended 10 Year Warranty on 2500W Inverter, WARR-PVI 2500-10YR | 129 |  | No | Other | Soligent De-listing | 0 |  | Not Applicable as per Item Classification |  | Not Applicable
DONOTUSE-350-0020 | DONOTUSE-350-0020 | Solectria, Extended 10 Year Warranty on 60KW Inverter, WARR-PVI 60KW-10YR | 2500 |  | No | Other | Soligent De-listing | 0 |  | Not Applicable as per Item Classification |  | Not Applicable
DONOTUSE-350-0021 | DONOTUSE-350-0021 | Solectria, Extended 10 Year Warranty on 82KW Inverter, WARR-PVI 82KW-10YR | 2900 |  | No | Other | Soligent De-listing | 0 |  | Not Applicable as per Item Classification |  | Not Applicable
DONOTUSE-350-0022 | DONOTUSE-350-0022 | Solectria, Extended 10 Year Warranty on 95KW Inverter, WARR-PVI 95KW-10YR | 3100 |  | No | Other | Soligent De-listing | 0 |  | Not Applicable as per Item Classification |  | Not Applicable
DONOTUSE-350-0056 | DONOTUSE-350-0056 | PV Powered, 20 Year Extended Warranty for PVP 75kW, PVP75kW-YR20 | 6560 |  | No | Other | Soligent De-listing | 0 |  | Not Applicable as per Item Classification |  | Not Applicable
DONOTUSE-350-0057 | DONOTUSE-350-0057 | PV Powered, 20 Year Extended Warranty for PVP 100kW, PVP100kW-YR20 | 6560 |  | No | Other | Soligent De-listing | 0 |  | Not Applicable as per Item Classification |  | Not Applicable
DONOTUSE-350-0064 | DONOTUSE-350-0064 | PV Powered, 20 Year Extended Warranty for PVP 260kW, PVP260kW-YR20 | 12844 |  | No | Other | Soligent De-listing | 0 |  | Not Applicable as per Item Classification |  | Not Applicable
DONOTUSE-350-0094 | DONOTUSE-350-0094 | Solectria, Extended 10 Year Warranty on SGI 266KW-480 Inverter (outdoors), WARR-SGI 266-10Y1 | 6100 |  | No | Other | Soligent De-listing | 0 |  | Not Applicable as per Item Classification |  | Not Applicable
DONOTUSE-350-0095 | DONOTUSE-350-0095 | Solectria, Extended 15 Year Warranty on SGI 266KW-480 Inverter (outdoors), WARR-SGI 266-15Y1 | 11000 |  | No | Other | Soligent De-listing | 0 |  | Not Applicable as per Item Classification |  | Not Applicable
DONOTUSE-350-0096 | DONOTUSE-350-0096 | Solectria, Extended 20 Year Warranty on SGI 266KW Inverter (outdoors), WARR-SGI 266-20Y1 | 14600 |  | No | Other | Soligent De-listing | 0 |  | Not Applicable as per Item Classification |  | Not Applicable
DONOTUSE-350-0097 | DONOTUSE-350-0097 | Solectria, Extended 10 Year Warranty on SGI 500KW Inverter (outdoors), WARR-SGI 500-10Y1 | 9600 |  | No | Other | Soligent De-listing | 0 |  | Not Applicable as per Item Classification |  | Not Applicable
DONOTUSE-350-0098 | DONOTUSE-350-0098 | Solectria, Extended 15 Year Warranty on SGI 500KW Inverter (outdoors), WARR-SGI 500-15Y1 | 17300 |  | No | Other | Soligent De-listing | 0 |  | Not Applicable as per Item Classification |  | Not Applicable
DONOTUSE-350-0099 | DONOTUSE-350-0099 | Solectria, Extended 20 Year Warranty on SGI 500KW Inverter (outdoors), WARR-SGI 500-20Y1 | 23000 |  | No | Other | Soligent De-listing | 0 |  | Not Applicable as per Item Classification |  | Not Applicable
DONOTUSE-350-0100 | DONOTUSE-350-0100 | Solectria, Extended 10 Year Warranty on SGI 300KW Inverter (outdoors), WARR-SGI 300-10Y1 | 6500 |  | No | Other | Soligent De-listing | 0 |  | Not Applicable as per Item Classification |  | Not Applicable
DONOTUSE-350-0101 | DONOTUSE-350-0101 | Solectria, Extended 15 Year Warranty on SGI 300KW Inverter (outdoors), WARR-SGI 300-15Y1 | 11700 |  | No | Other | Soligent De-listing | 0 |  | Not Applicable as per Item Classification |  | Not Applicable
DONOTUSE-350-0102 | DONOTUSE-350-0102 | Solectria, Extended 20 Year Warranty on SGI 300KW Inverter (outdoors), WARR-SGI 300-20Y1 | 15600 |  | No | Other | Soligent De-listing | 0 |  | Not Applicable as per Item Classification |  | Not Applicable
DONOTUSE-350-0127 | DONOTUSE-350-0127 | Solectria, Extended 15 Year Warranty on 13KW Inverter, WARR-PVI 13KW-15YR | 1500 |  | No | Other | Soligent De-listing | 0 |  | Not Applicable as per Item Classification |  | Not Applicable
DONOTUSE-350-0128 | DONOTUSE-350-0128 | Solectria, Extended 15 Year Warranty on 15KW Inverter, WARR-PVI 15KW-15YR | 1600 |  | No | Other | Soligent De-listing | 0 |  | Not Applicable as per Item Classification |  | Not Applicable
DONOTUSE-350-0131 | DONOTUSE-350-0131 | Solectria, Extended 15 Year Warranty on 60KW Inverter, WARR-PVI 60KW-15YR | 4500 |  | No | Other | Soligent De-listing | 0 |  | Not Applicable as per Item Classification |  | Not Applicable
DONOTUSE-350-0132 | DONOTUSE-350-0132 | Solectria, Extended 15 Year Warranty on 82KW Inverter, WARR-PVI82KW-15YR | 5200 |  | No | Other | Soligent De-listing | 0 |  | Not Applicable as per Item Classification |  | Not Applicable
DONOTUSE-350-0133 | DONOTUSE-350-0133 | Solectria, Extended 15 Year Warranty on 95KW Inverter, WARR-PVI95KW-15YR | 5600 |  | No | Other | Soligent De-listing | 0 |  | Not Applicable as per Item Classification |  | Not Applicable
DONOTUSE-350-0136 | DONOTUSE-350-0136 | Solectria, Extended 20 Year Warranty on 15KW Inverter, Indoor, WARR-PVI 15KW-20YR | 2100 |  | No | Other | Soligent De-listing | 0 |  | Not Applicable as per Item Classification |  | Not Applicable
DONOTUSE-350-0142 | DONOTUSE-350-0142 | Solectria, Extended 20 Year Warranty on 60KW Inverter, for 1 inverter, Outdoor, WARR-PVI 60KW-20YR | 6000 |  | No | Other | Soligent De-listing | 0 |  | Not Applicable as per Item Classification |  | Not Applicable
DONOTUSE-350-0143 | DONOTUSE-350-0143 | Solectria, Extended 20 Year Warranty on 82KW Inverter, for 1 inverter, Outdoor, WARR-PVI 82KW-20YR | 6900 |  | No | Other | Soligent De-listing | 0 |  | Not Applicable as per Item Classification |  | Not Applicable
DONOTUSE-350-0144 | DONOTUSE-350-0144 | Solectria, Extended 20 Year Warranty on 95KW Inverter, for 1 inverter, Outdoor, WARR-PVI 95KW-20YR | 7400 |  | No | Other | Soligent De-listing | 0 |  | Not Applicable as per Item Classification |  | Not Applicable
DONOTUSE-350-0146 | DONOTUSE-350-0146 | PV Powered, 20 Year Extended Warranty for PVP 50kW, PVP50kW-YR20 | 5200 |  | No | Other | Soligent De-listing | 0 |  | Not Applicable as per Item Classification |  | Not Applicable
DONOTUSE-350-0150 | DONOTUSE-350-0150 | SMA, Sunny Central Warranty (SC250U/SC500U/SC500HE-US), Requires Sunny Central Master Warranty Checklist for ordering, Pricing and Options Described on Checklist | 0 |  | No | Other | Soligent De-listing | 0 |  | Not Applicable as per Item Classification |  | Not Applicable
DONOTUSE-350-0169 | DONOTUSE-350-0169 | SMA, 5 Year Warranty Extension for 0-4kW Inverters, (15 years total) | 350 |  | No | Other | Soligent De-listing | 0 |  | Not Applicable as per Item Classification |  | Not Applicable
DONOTUSE-350-0170 | DONOTUSE-350-0170 | SMA, 5 Year Warranty Extension for 4-9kW Inverters, (15 years total) | 525 |  | No | Other | Soligent De-listing | 0 |  | Not Applicable as per Item Classification |  | Not Applicable
DONOTUSE-350-0171 | DONOTUSE-350-0171 | SMA, 5 Year Warranty Extension for 9-12kW Inverters, (15 years total) | 700 |  | No | Other | Soligent De-listing | 0 |  | Not Applicable as per Item Classification |  | Not Applicable
DONOTUSE-350-0178 | DONOTUSE-350-0178 | Solectria, Extended 10 Year Warranty on 15KW Inverter 208/480V | 900 |  | No | Other | Soligent De-listing | 0 |  | Not Applicable as per Item Classification |  | Not Applicable
DONOTUSE-350-0186 | DONOTUSE-350-0186 | Fronius, Five Year Warranty Extension (15 Year Coverage), IG (2000, 2500LV, 3000), IG Plus & IG Plus V (3.0, 3.8), 41,200,126 | 540 |  | No | Other | Soligent De-listing | 0 |  | Not Applicable as per Item Classification |  | Not Applicable
DONOTUSE-350-0187 | DONOTUSE-350-0187 | Fronius, Five Year Warranty Extension (15 Year Coverage), IG (4000, 4500LV, 5100), IG Plus & IG Plus V (5.0, 6.0, 7.5), 41,200,127 | 810 |  | No | Other | Soligent De-listing | 0 |  | Not Applicable as per Item Classification |  | Not Applicable
DONOTUSE-350-0192 | DONOTUSE-350-0192 | SMA, 10 Year Warranty Extension for 0-4kW Inverters, (20 years total) | 700 |  | No | Other | Soligent De-listing | 0 |  | Not Applicable as per Item Classification |  | Not Applicable
DONOTUSE-350-0193 | DONOTUSE-350-0193 | SMA, 10 Year Warranty Extension for 4-9kW Inverters, (20 years total) | 1050 |  | No | Other | Soligent De-listing | 0 |  | Not Applicable as per Item Classification |  | Not Applicable
DONOTUSE-350-0194 | DONOTUSE-350-0194 | SMA, 10 Year Warranty Extension for 9-12kW Inverters, (20 years total) | 1400 |  | No | Other | Soligent De-listing | 0 |  | Not Applicable as per Item Classification |  | Not Applicable
DONOTUSE-350-0195 | DONOTUSE-350-0195 | Solectria, Extended 20 Year Warranty on 13KW Inverter, Indoor, WARR-PVI 13KW-20YR | 2000 |  | No | Other | Soligent De-listing | 0 |  | Not Applicable as per Item Classification |  | Not Applicable
DONOTUSE-350-0197 | DONOTUSE-350-0197 | Solectria, Extended 10 Year Warranty on SGI 225KW-480 Inverter ARR-PVI 225-10YR | 5700 |  | No | Other | Soligent De-listing | 0 |  | Not Applicable as per Item Classification |  | Not Applicable
DONOTUSE-350-0198 | DONOTUSE-350-0198 | Solectria, Extended 15 Year Warranty on SGI 225KW-480 Inverter WARR-PVI 225-15YR | 10300 |  | No | Other | Soligent De-listing | 0 |  | Not Applicable as per Item Classification |  | Not Applicable
DONOTUSE-350-0199 | DONOTUSE-350-0199 | Solectria, Extended 20 Year Warranty on SGI 225KW Inverter (outdoors), WARR-SGI 225-20Y1 | 13700 |  | No | Other | Soligent De-listing | 0 |  | Not Applicable as per Item Classification |  | Not Applicable
DONOTUSE-350-0200 | DONOTUSE-350-0200 | Solectria, Extended 10 Year Warranty on SGI 250KW Inverter (outdoors), WARR-SGI 250-10Y1 | 5900 |  | No | Other | Soligent De-listing | 0 |  | Not Applicable as per Item Classification |  | Not Applicable
DONOTUSE-350-0201 | DONOTUSE-350-0201 | Solectria, Extended 15 Year Warranty on SGI 250KW Inverter (outdoors), WARR-SGI 250-15Y1 | 10600 |  | No | Other | Soligent De-listing | 0 |  | Not Applicable as per Item Classification |  | Not Applicable
DONOTUSE-350-0202 | DONOTUSE-350-0202 | Solectria, Extended 20 Year Warranty on SGI 250KW Inverter (outdoors), WARR-SGI 250-20Y1 | 14100 |  | No | Other | Soligent De-listing | 0 |  | Not Applicable as per Item Classification |  | Not Applicable
DONOTUSE-350-0304 | DONOTUSE-350-0304 | Power One, Custom Service or Warranty, Include Part#, Enter Quote Number and Custom Price | 0 |  | No | Other | Soligent De-listing | 0 |  | Not Applicable as per Item Classification |  | Not Applicable
DONOTUSE-350-0305 | DONOTUSE-350-0305 | PV Powered, 20 Year Extended Warranty for PVP 35kW, PVP35kW-YR20 | 4800 |  | No | Other | Soligent De-listing | 0 |  | Not Applicable as per Item Classification |  | Not Applicable
DONOTUSE-350-0306 | DONOTUSE-350-0306 | Fronius, SPECIAL Ten Year Warranty Extension (20 Year Coverage), IG Plus & IG Plus V ( 5.0, 6.0, 7.5), and IG (4000, 5100, 4500LV), 41,200,131 | 1215 |  | No | Other | Soligent De-listing | 0 |  | Not Applicable as per Item Classification |  | Not Applicable
DONOTUSE-350-0307 | DONOTUSE-350-0307 | Fronius, SPECIAL Ten Year Warranty Extension (20 Year Coverage), IG Plus & IG Plus V ( 3.0, 3.8) & IG (2000, 3000, 2500LV ), 41,200,130 | 945 |  | No | Other | Soligent De-listing | 0 |  | Not Applicable as per Item Classification |  | Not Applicable
DONOTUSE-350-0308 | DONOTUSE-350-0308 | Fronius, SPECIAL Ten Year Warranty Extension (20 Year Coverage), IG Plus & IG Plus V (10.0-1, 10.0-3, 11.4-1, 11.4-3, 12.0-3), 41,200,132 | 1620 |  | No | Other | Soligent De-listing | 0 |  | Not Applicable as per Item Classification |  | Not Applicable
DONOTUSE-350-0309 | DONOTUSE-350-0309 | Fronius, SPECIAL Ten Year Warranty Extension (20 Year Coverage), For all CL Inverters, 41,200,121 | 12370 |  | No | Other | Soligent De-listing | 0 |  | Not Applicable as per Item Classification |  | Not Applicable
DONOTUSE-350-0311 | DONOTUSE-350-0311 | Advanced Energy Solaron, 15 Year Extended Warranty for PVP 333kW, SOL333KW-15YR | 31426 |  | No | Other | Soligent De-listing | 0 |  | Not Applicable as per Item Classification |  | Not Applicable
DONOTUSE-350-0312 | DONOTUSE-350-0312 | SMA, 15 Year Active Warranty Extension for STP 17000TL Inverter, (20 years total) | 1942.5 |  | No | Other | Soligent De-listing | 0 |  | Not Applicable as per Item Classification |  | Not Applicable
DONOTUSE-350-0314 | DONOTUSE-350-0314 | Advanced Energy, PVMV-1000 Optional Extended 20 Year Warranty (Inverters Only), PVMV-1000 20 Yr. Warranty | 37200 |  | No | Other | Soligent De-listing | 0 |  | Not Applicable as per Item Classification |  | Not Applicable
DONOTUSE-350-0315 | DONOTUSE-350-0315 | Advanced Energy, PVMV-500 Optional Extended 20 Year Warranty (Inverters Only), PVMV-500 20 Yr. Warranty | 18600 |  | No | Other | Soligent De-listing | 0 |  | Not Applicable as per Item Classification |  | Not Applicable
DONOTUSE-350-0316 | DONOTUSE-350-0316 | SMA, Warranty Extension for Sunny Tripower Inverters, Include Part# and Cost | 0 |  | No | Other | Soligent De-listing | 0 |  | Not Applicable as per Item Classification |  | Not Applicable
DONOTUSE-350-0317 | DONOTUSE-350-0317 | Solectria, Extended 20 Year Warranty on 10KW Inverter, WARR-PVI 10KW-20YR | 1900 |  | No | Other | Soligent De-listing | 0 |  | Not Applicable as per Item Classification |  | Not Applicable
DONOTUSE-350-0318 | DONOTUSE-350-0318 | SMA, 5 Year Warranty Extension for Sunny Island 4548, 5048, and 6048 Inverters, (10 years total) | 525 |  | No | Other | Soligent De-listing | 0 |  | Not Applicable as per Item Classification |  | Not Applicable
DONOTUSE-350-0319 | DONOTUSE-350-0319 | SMA, 10 Year Warranty Extension for Sunny Island 4548, 5048, and 6048 Inverters, (15 years total) | 1050 |  | No | Other | Soligent De-listing | 0 |  | Not Applicable as per Item Classification |  | Not Applicable
DONOTUSE-370-0019 | DONOTUSE-370-0019 | Xantrex, Minimum Order Fee to orders under $1000 | 50 |  | No | Inverters | Soligent De-listing | 0 |  | De-Listing & Stock Qty Unavailable |  | Not Applicable
DONOTUSE-370-0020 | DONOTUSE-370-0020 | Samlex, Drop Ship Order Fee | 25 |  | No | Other | Soligent De-listing | 0 |  | Not Applicable as per Item Classification |  | Not Applicable
DONOTUSE-370-0023 | DONOTUSE-370-0023 | Magnum, Drop Ship Fee | 50 |  | No | Inverters | Soligent De-listing | 0 |  | De-Listing & Stock Qty Unavailable |  | Not Applicable
DONOTUSE-370-0024 | DONOTUSE-370-0024 | Fronius, Service Repair fee | 0 |  | No | Other | Soligent De-listing | 0 |  | Not Applicable as per Item Classification |  | Not Applicable
DONOTUSE-370-0029 | DONOTUSE-370-0029 | Enphase, Drop Ship Fee | 200 |  | No | Other | Soligent De-listing | 0 |  | Not Applicable as per Item Classification |  | Not Applicable
DONOTUSE-370-0056 | DONOTUSE-370-0056 | Enphase, Minimum Order Fee for Orders under $5,000.00 | 100 |  | No | Other | Soligent De-listing | 0 |  | Not Applicable as per Item Classification |  | Not Applicable
DONOTUSE-370-0059 | DONOTUSE-370-0059 | Samlex, Minimum Order Fee | 25 |  | No | Other | Soligent De-listing | 0 |  | Not Applicable as per Item Classification |  | Not Applicable
DONOTUSE-410-0146 | DONOTUSE-410-0146 | MK Battery, Minimum Order Handling Fee, Orders $1 - $24.99 | 10 |  | No | Other | Soligent De-listing | 0 |  | Not Applicable as per Item Classification |  | Not Applicable
DONOTUSE-410-0147 | DONOTUSE-410-0147 | MK Battery, Minimum Order Handling Fee, Orders $25 - $49.99 | 7.5 |  | No | Other | Soligent De-listing | 0 |  | Not Applicable as per Item Classification |  | Not Applicable
DONOTUSE-410-0148 | DONOTUSE-410-0148 | MK Battery, Minimum Order Handling Fee, Orders $50 - $75 | 5 |  | No | Other | Soligent De-listing | 0 |  | Not Applicable as per Item Classification |  | Not Applicable
DONOTUSE-440-0172 | DONOTUSE-440-0172 | Trojan, Less-Than-Full Pallet Quantity, 8037 | 0 |  | No | Other | Soligent De-listing | 0 |  | Not Applicable as per Item Classification |  | Not Applicable
DONOTUSE-470-0000 | DONOTUSE-470-0000 | Midnite Solar, Crating Fee for Battery Enclosure | 100 |  | No | Other | Soligent De-listing | 0 |  | Not Applicable as per Item Classification |  | Not Applicable
DONOTUSE-510-0034 | DONOTUSE-510-0034 | SMA, Minimum Order fee to orders under $2,000.00 | 75 |  | No | Other | Soligent De-listing | 0 |  | Not Applicable as per Item Classification |  | Not Applicable
DONOTUSE-570-0587 | DONOTUSE-570-0587 | DECK, Commercial Solar Monitoring Service 5 Year Extension, CM5YE001 | 2664 |  | No | Other | Soligent De-listing | 0 |  | Not Applicable as per Item Classification |  | Not Applicable
DONOTUSE-570-0614 | DONOTUSE-570-0614 | DECK, Residential Solar Monitoring Service 5 Year Extension, RM5YE001 | 1332 |  | No | Other | Soligent De-listing | 0 |  | Not Applicable as per Item Classification |  | Not Applicable
DONOTUSE-570-0630 | DONOTUSE-570-0630 | DECK, Weather Station 5 Year Monitoring Extension, WS5YE001 | 444 |  | No | Other | Soligent De-listing | 0 |  | Not Applicable as per Item Classification |  | Not Applicable
DONOTUSE-570-0631 | DONOTUSE-570-0631 | DECK, String Monitoring 5 Year Extension (Per String), ST5YE001 | 88.8 |  | No | Other | Soligent De-listing | 0 |  | Not Applicable as per Item Classification |  | Not Applicable
DONOTUSE-570-0633 | DONOTUSE-570-0633 | Tigo Energy, Web Monitoring Service, 5 Year, up to 10kW (STC), one per system, MP60-RES | 621.6 |  | No | Other | Soligent De-listing | 0 |  | Not Applicable as per Item Classification |  | Not Applicable
DONOTUSE-570-0634 | DONOTUSE-570-0634 | Tigo Energy, Web Monitoring Service, 5 Year, above 10kW STC, price per Maximizer, MP60-COM | 14.21 |  | No | Other | Soligent De-listing | 0 |  | Not Applicable as per Item Classification |  | Not Applicable
DONOTUSE-570-0669 | DONOTUSE-570-0669 | DECK, String Inverter Monitoring 5 Year Extension, RI5YE001 | 222 |  | No | Other | Soligent De-listing | 0 |  | Not Applicable as per Item Classification |  | Not Applicable
DONOTUSE-570-0671 | DONOTUSE-570-0671 | DECK, Commercial Inverter Direct Monitoring 5 Year Extension, CI5YE001 | 444 |  | No | Other | Soligent De-listing | 0 |  | Not Applicable as per Item Classification |  | Not Applicable
DONOTUSE-570-0734 | DONOTUSE-570-0734 | SMA, On site Commissioning of SC250U | 690 |  | No | Other | Soligent De-listing | 0 |  | Not Applicable as per Item Classification |  | Not Applicable
DONOTUSE-570-0735 | DONOTUSE-570-0735 | SMA, On site Commissioning of SC500U | 1380 |  | No | Other | Soligent De-listing | 0 |  | Not Applicable as per Item Classification |  | Not Applicable
DONOTUSE-570-0736 | DONOTUSE-570-0736 | SMA, On site Commissioning of SC500HE-US | 1380 |  | No | Other | Soligent De-listing | 0 |  | Not Applicable as per Item Classification |  | Not Applicable
DONOTUSE-570-0897 | DONOTUSE-570-0897 | Tigo Energy, Web Monitoring Service, 10 Year, up to 10kW (STC), one per system, MP120-RES | 1118.88 |  | No | Other | Soligent De-listing | 0 |  | Not Applicable as per Item Classification |  | Not Applicable
DONOTUSE-570-0898 | DONOTUSE-570-0898 | Tigo Energy, Web Monitoring Service, 10 Year, above 10kW STC, price per Maximizer, MP120-COM | 25.57 |  | No | Other | Soligent De-listing | 0 |  | Not Applicable as per Item Classification |  | Not Applicable
DONOTUSE-570-0899 | DONOTUSE-570-0899 | Tigo Energy, Web Monitoring Service, 20 Year, up to 10kW (STC), one per system, MP240-RES | 1989.12 |  | No | Other | Soligent De-listing | 0 |  | Not Applicable as per Item Classification |  | Not Applicable
DONOTUSE-570-0900 | DONOTUSE-570-0900 | Tigo Energy, Web Monitoring Service, 20 Year, above 10kW STC, price per Maximizer, MP240-COM | 45.47 |  | No | Other | Soligent De-listing | 0 |  | Not Applicable as per Item Classification |  | Not Applicable
DONOTUSE-570-0909 | DONOTUSE-570-0909 | Solectria, SolrenView Agency Reporting Subscription, Utility Co. MTC-PG&E-SCE, 5 Year, MUST ORDER with Rev-Grade Monitorng, SRV-AGENCY-5Y | 377.4 |  | No | Other | Soligent De-listing | 0 |  | Not Applicable as per Item Classification |  | Not Applicable
DONOTUSE-570-0916 | DONOTUSE-570-0916 | DECK, System Configuration for Multi-field data point with 5 Year Monitoring Service, AP5YM001 | 710.4 |  | No | Other | Soligent De-listing | 0 |  | Not Applicable as per Item Classification |  | Not Applicable
DONOTUSE-570-0919 | DONOTUSE-570-0919 | DECK, Commercial Solar Monitoring Software-only Package, 5 Year Service, CM5YS001 | 3885 |  | No | Other | Soligent De-listing | 0 |  | Not Applicable as per Item Classification |  | Not Applicable
DONOTUSE-570-0938 | DONOTUSE-570-0938 | Locus Energy, Automated 1-Ph production reporting for Massachusetts CEC, initial 5 years, R-CEC-5YR | 150 |  | No | Other | Soligent De-listing | 0 |  | Not Applicable as per Item Classification |  | Not Applicable
DONOTUSE-570-0939 | DONOTUSE-570-0939 | Locus Energy, LGate 101, additional 5 years of hosting and software license for PV monitoring, R-PDM-5YR | 35 |  | No | Other | Soligent De-listing | 0 |  | Not Applicable as per Item Classification |  | Not Applicable
DONOTUSE-570-0940 | DONOTUSE-570-0940 | Locus Energy, Automated 1-Ph production reporting for California PBI, initial 5 years, R-PBI-5YR | 150 |  | No | Other | Soligent De-listing | 0 |  | Not Applicable as per Item Classification |  | Not Applicable
DONOTUSE-570-0941 | DONOTUSE-570-0941 | Locus Energy, Automated 1-Ph production reporting for California PBI, additional 5 years, R-ADD-PBI-5YR | 40 |  | No | Other | Soligent De-listing | 0 |  | Not Applicable as per Item Classification |  | Not Applicable
DONOTUSE-570-0942 | DONOTUSE-570-0942 | Locus Energy, Automated 1-Ph production reporting for Massachusetts CEC, additional 5 years, R-ADD-CEC-5YR | 40 |  | No | Other | Soligent De-listing | 0 |  | Not Applicable as per Item Classification |  | Not Applicable
DONOTUSE-570-0943 | DONOTUSE-570-0943 | Locus Energy, LGate 310, additional 5 years of hosting and software license for PV monitoring, C-PVM-5YR | 600 |  | No | Other | Soligent De-listing | 0 |  | Not Applicable as per Item Classification |  | Not Applicable
DONOTUSE-570-0944 | DONOTUSE-570-0944 | Locus Energy, Kiosk Software, Web-based software application customized to show solar performance data and educational content for an installation or group of installations, KSOF-001 | 1800 |  | No | Other | Soligent De-listing | 0 |  | Not Applicable as per Item Classification |  | Not Applicable
DONOTUSE-570-0945 | DONOTUSE-570-0945 | Locus Energy, Automated 3-Ph production reporting for California PBI, initial 5 years , C-PBI-5YR | 450 |  | No | Other | Soligent De-listing | 0 |  | Not Applicable as per Item Classification |  | Not Applicable
DONOTUSE-570-0946 | DONOTUSE-570-0946 | Locus Energy, Automated 3-Ph production reporting for California PBI, additional 5 years, C-ADD-PBI-5YR | 150 |  | No | Other | Soligent De-listing | 0 |  | Not Applicable as per Item Classification |  | Not Applicable
DONOTUSE-570-0947 | DONOTUSE-570-0947 | Locus Energy, Automated 3-Ph production reporting for Massachusetts CEC, initial 5 years, C-CEC-5YR | 450 |  | No | Other | Soligent De-listing | 0 |  | Not Applicable as per Item Classification |  | Not Applicable
DONOTUSE-570-0948 | DONOTUSE-570-0948 | Locus Energy, Automated 3-Ph production reporting for Massachusetts CEC, additional 5 years, C-ADD-CEC-5YR | 150 |  | No | Other | Soligent De-listing | 0 |  | Not Applicable as per Item Classification |  | Not Applicable
DONOTUSE-570-0956 | DONOTUSE-570-0956 | Bogart Engineering, Drop Ship Fee | 7 |  | No | Other | Soligent De-listing | 0 |  | Not Applicable as per Item Classification |  | Not Applicable
DONOTUSE-570-0960 | DONOTUSE-570-0960 | DECK, Inverter Direct Monitoring Add-On per PV Powered Inverter, For Three Phase Inverters Over 30kW, with 5 Years Service, INVDIR113 | 710.4 |  | No | Other | Soligent De-listing | 0 |  | Not Applicable as per Item Classification |  | Not Applicable
DONOTUSE-570-0961 | DONOTUSE-570-0961 | DECK, Automatic Agency Reporting to CSI-PG&E for 5 Years, EDI5YA002 | 1332 |  | No | Other | Soligent De-listing | 0 |  | Not Applicable as per Item Classification |  | Not Applicable
DONOTUSE-570-0962 | DONOTUSE-570-0962 | DECK, Automatic Agency Reporting to CSI-SDGE for 5 Years, EDI5YA003 | 1332 |  | No | Other | Soligent De-listing | 0 |  | Not Applicable as per Item Classification |  | Not Applicable
DONOTUSE-570-0963 | DONOTUSE-570-0963 | DECK, Automatic Agency Reporting to CSI-SCE for 5 Years, EDI5YA004 | 1332 |  | No | Other | Soligent De-listing | 0 |  | Not Applicable as per Item Classification |  | Not Applicable
DONOTUSE-570-0964 | DONOTUSE-570-0964 | DECK, Automatic Agency Reporting to CSI-IID for 5 Years, EDI5YA005 | 1332 |  | No | Other | Soligent De-listing | 0 |  | Not Applicable as per Item Classification |  | Not Applicable
DONOTUSE-570-0965 | DONOTUSE-570-0965 | DECK, Automatic Agency Reporting to MassCEC-PTS for 5 Years, EDI5YA006 | 1332 |  | No | Other | Soligent De-listing | 0 |  | Not Applicable as per Item Classification |  | Not Applicable
DONOTUSE-570-0966 | DONOTUSE-570-0966 | DECK, Automatic Agency Reporting to NEPOOL-GIS for 5 Years, EDI5YA007 | 1332 |  | No | Other | Soligent De-listing | 0 |  | Not Applicable as per Item Classification |  | Not Applicable
DONOTUSE-570-0967 | DONOTUSE-570-0967 | DECK, Automatic Agency Reporting to PJM-EIS for 5 Years, EDI5YA008 | 1332 |  | No | Other | Soligent De-listing | 0 |  | Not Applicable as per Item Classification |  | Not Applicable
DONOTUSE-570-0968 | DONOTUSE-570-0968 | DECK, Automatic Agency Reporting to WREGIS for 5 Years, EDI5YA009 | 1332 |  | No | Other | Soligent De-listing | 0 |  | Not Applicable as per Item Classification |  | Not Applicable
DONOTUSE-570-0969 | DONOTUSE-570-0969 | DECK, Automatic Agency Reporting to CSI-PMRS for 5 Years, EDI5YA010 | 1332 |  | No | Other | Soligent De-listing | 0 |  | Not Applicable as per Item Classification |  | Not Applicable
DONOTUSE-570-0974 | DONOTUSE-570-0974 | DECK, Residential Monitoring Software Only Package, RM5YS001 | 1764.9 |  | No | Other | Soligent De-listing | 0 |  | Not Applicable as per Item Classification |  | Not Applicable
DONOTUSE-570-0975 | DONOTUSE-570-0975 | DECK, Inverter Direct Monitoring Add-On per AE Inverter with 5 Years Monitoring, INVDIR114 | 710.4 |  | No | Other | Soligent De-listing | 0 |  | Not Applicable as per Item Classification |  | Not Applicable
DONOTUSE-570-0976 | DONOTUSE-570-0976 | DECK, Inverter Direct Monitoring Add-On per Fronius CL Inverter with 5 Years Monitoring, INVDIR118 | 710.4 |  | No | Other | Soligent De-listing | 0 |  | Not Applicable as per Item Classification |  | Not Applicable
DONOTUSE-570-0977 | DONOTUSE-570-0977 | DECK, Inverter Direct Monitoring Add-On per SatCon Inverter with 5 Years Monitoring, INVDIR111 | 710.4 |  | No | Other | Soligent De-listing | 0 |  | Not Applicable as per Item Classification |  | Not Applicable
DONOTUSE-570-0978 | DONOTUSE-570-0978 | DECK, Inverter Direct Monitoring Add-On per SMA SunnyCentral Inverter with 5 Years Monitoring, INVDIR117 | 710.4 |  | No | Other | Soligent De-listing | 0 |  | Not Applicable as per Item Classification |  | Not Applicable
DONOTUSE-570-0979 | DONOTUSE-570-0979 | DECK, Inverter Direct Monitoring Add-On per Solectria Inverter, For Three Phase Inverters Over 30kW, with 5 Years Monitoring, INVDIR112 | 710.4 |  | No | Other | Soligent De-listing | 0 |  | Not Applicable as per Item Classification |  | Not Applicable
DONOTUSE-570-0980 | DONOTUSE-570-0980 | DECK, Inverter Direct Monitoring Add-On per Xantrex Inverter with 5 Years Monitoring, INVDIR115 | 710.4 |  | No | Other | Soligent De-listing | 0 |  | Not Applicable as per Item Classification |  | Not Applicable
DONOTUSE-570-0981 | DONOTUSE-570-0981 | DECK, Inverter Direct Monitoring Add-On per Fronius IG+ or IG+V Inverter with 5 Years Monitoring, INVDIR004 | 355.2 |  | No | Other | Soligent De-listing | 0 |  | Not Applicable as per Item Classification |  | Not Applicable
DONOTUSE-570-0982 | DONOTUSE-570-0982 | DECK, Inverter Direct Monitoring Add-On per PowerOne Aurora String Inverter with 5 Years Monitoring, INVDIR009 | 355.2 |  | No | Other | Soligent De-listing | 0 |  | Not Applicable as per Item Classification |  | Not Applicable
DONOTUSE-570-0983 | DONOTUSE-570-0983 | DECK, Inverter Direct Monitoring Add-On per PV Powered Inverter, For Single Phase Inverters Under 30kW, with 5 Years Monitoring, INVDIR003 | 355.2 |  | No | Other | Soligent De-listing | 0 |  | Not Applicable as per Item Classification |  | Not Applicable
DONOTUSE-570-0984 | DONOTUSE-570-0984 | DECK, Inverter Direct Monitoring Add-On per SMA SunnyBoy Inverter with 5 Years Monitoring, INVDIR005 | 355.2 |  | No | Other | Soligent De-listing | 0 |  | Not Applicable as per Item Classification |  | Not Applicable
DONOTUSE-570-0985 | DONOTUSE-570-0985 | DECK, Inverter Direct Monitoring Add-On per Solectria Inverter, For Single Phase Inverters Under 30kW, with 5 Years Monitoring, INVDIR007 | 355.2 |  | No | Other | Soligent De-listing | 0 |  | Not Applicable as per Item Classification |  | Not Applicable
DONOTUSE-570-0987 | DONOTUSE-570-0987 | Locus Energy, LGate 101, additional 5 years of hosting and software license for PV and Constumption Monitoring, R-ADM-5YR | 35 |  | No | Other | Soligent De-listing | 0 |  | Not Applicable as per Item Classification |  | Not Applicable
DONOTUSE-570-0988 | DONOTUSE-570-0988 | Solectria, Field Upgrade SolrenView Commercial Inv-Dir Monitoring, For Installed systems only, SRV-UPGRADE | 388.5 |  | No | Other | Soligent De-listing | 0 |  | Not Applicable as per Item Classification |  | Not Applicable
DONOTUSE-570-1019 | DONOTUSE-570-1019 | DECK, On-Site Technical Installation Support (OTIS), First Day, INSTL005 | 2997 |  | No | Other | Soligent De-listing | 0 |  | Not Applicable as per Item Classification |  | Not Applicable
DONOTUSE-570-1020 | DONOTUSE-570-1020 | DECK, On-Site Technical Installation Support (OTIS), Additional Day, INSTL006 | 999 |  | No | Other | Soligent De-listing | 0 |  | Not Applicable as per Item Classification |  | Not Applicable
DONOTUSE-575-0166 | DONOTUSE-575-0166 | SatCon, Monitoring, Commissioning Service (Inverter less than 250kW in USA or CA), CALL FOR QUOTE FIELD SERVICE FEE | 0 |  | No | Other | Soligent De-listing | 0 |  | Not Applicable as per Item Classification |  | Not Applicable
DONOTUSE-575-0205 | DONOTUSE-575-0205 | Solectria, SolrenView Agency Reporting Subscription, Utility Co. MTC-PG&E-SCE, 10 Year, SRV-AGENCY-10 | 300 |  | No | Other | Soligent De-listing | 0 |  | Not Applicable as per Item Classification |  | Not Applicable
DONOTUSE-575-0206 | DONOTUSE-575-0206 | Solectria, SolrenView Monitoring Subscription, 10-30KW, 5 years, SRV-SERVICE-30KW-5Y | 300 |  | No | Other | Soligent De-listing | 0 |  | Not Applicable as per Item Classification |  | Not Applicable
DONOTUSE-575-0207 | DONOTUSE-575-0207 | Solectria, SolrenView Monitoring Subscription, 10-30KW, 10 Years, SRV-SERVICE-30KW-10Y | 440 |  | No | Other | Soligent De-listing | 0 |  | Not Applicable as per Item Classification |  | Not Applicable
DONOTUSE-575-0208 | DONOTUSE-575-0208 | Solectria, SolrenView Monitoring Subscription, 101-500KW, 5 years, SRV-SERVICE-500KW-5Y | 1050 |  | No | Other | Soligent De-listing | 0 |  | Not Applicable as per Item Classification |  | Not Applicable
DONOTUSE-575-0209 | DONOTUSE-575-0209 | Solectria, SolrenView Monitoring Subscription, 101-500KW, 10 Years, SRV-SERVICE-500KW-10Y | 1580 |  | No | Other | Soligent De-listing | 0 |  | Not Applicable as per Item Classification |  | Not Applicable
DONOTUSE-575-0210 | DONOTUSE-575-0210 | Solectria, SolrenView Monitoring Subscription, 31-100KW, 5 years, SRV-SERVICE-100KW-5Y | 615 |  | No | Other | Soligent De-listing | 0 |  | Not Applicable as per Item Classification |  | Not Applicable
DONOTUSE-575-0211 | DONOTUSE-575-0211 | Solectria, SolrenView Monitoring Subscription, 31-100KW, 10 Years, SRV-SERVICE-100KW-10Y | 880 |  | No | Other | Soligent De-listing | 0 |  | Not Applicable as per Item Classification |  | Not Applicable
DONOTUSE-575-0212 | DONOTUSE-575-0212 | Solectria, SolrenView Monitoring Subscription, 501-1000KW, 5 years, SRV-SERVICE-1000KW-5Y | 1675 |  | No | Other | Soligent De-listing | 0 |  | Not Applicable as per Item Classification |  | Not Applicable
DONOTUSE-575-0213 | DONOTUSE-575-0213 | Solectria, SolrenView Monitoring Subscription, 501-1000KW, 10 Years, SRV-SERVICE-1000KW-10Y | 2380 |  | No | Other | Soligent De-listing | 0 |  | Not Applicable as per Item Classification |  | Not Applicable
DONOTUSE-575-0214 | DONOTUSE-575-0214 | Solectria, SolrenView Monitoring Subscription, 1001-2000KW, 5 years, SRV-SERVICE-2000KW-5Y | 2725 |  | No | Other | Soligent De-listing | 0 |  | Not Applicable as per Item Classification |  | Not Applicable
DONOTUSE-575-0215 | DONOTUSE-575-0215 | Solectria, SolrenView Monitoring Subscription, 1001-2000KW, 10 Years, SRV-SERVICE-2000KW-10Y | 3960 |  | No | Other | Soligent De-listing | 0 |  | Not Applicable as per Item Classification |  | Not Applicable
DONOTUSE-575-0216 | DONOTUSE-575-0216 | Solectria, SolrenView Monitoring Subscription, 2001-4000KW, 5 years, SRV-SERVICE-4000KW-5Y | 3700 |  | No | Other | Soligent De-listing | 0 |  | Not Applicable as per Item Classification |  | Not Applicable
DONOTUSE-575-0217 | DONOTUSE-575-0217 | Solectria, SolrenView Monitoring Subscription, 2001-4000KW, 10 Years, SRV-SERVICE-4000KW-10Y | 5280 |  | No | Other | Soligent De-listing | 0 |  | Not Applicable as per Item Classification |  | Not Applicable
DONOTUSE-575-0218 | DONOTUSE-575-0218 | Solectria, SolrenView Monitoring Subscription, 4001-7000KW, 5 years, SRV-SERVICE-7000KW-5Y | 4925 |  | No | Other | Soligent De-listing | 0 |  | Not Applicable as per Item Classification |  | Not Applicable
DONOTUSE-575-0219 | DONOTUSE-575-0219 | Solectria, SolrenView Monitoring Subscription, 4001-7000KW, 10 Years, SRV-SERVICE-7000KW-10Y | 7040 |  | No | Other | Soligent De-listing | 0 |  | Not Applicable as per Item Classification |  | Not Applicable
DONOTUSE-575-0220 | DONOTUSE-575-0220 | Power One, Aurora Vision, Commercial Site Setup Fee, VSN-VISION | 600 |  | No | Other | Soligent De-listing | 0 |  | Not Applicable as per Item Classification |  | Not Applicable
DONOTUSE-575-0848 | DONOTUSE-575-0848 | Power One, Aurora Commercial Inverter Direct monitoring and hosting service, per Inverter, 5 Year, For over 30kW 3rd Party Inverters, VSN-MONITOR-CMMLINV-5Y | 1200 |  | No | Other | Soligent De-listing | 0 |  | Not Applicable as per Item Classification |  | Not Applicable
DONOTUSE-575-0849 | DONOTUSE-575-0849 | Power One, Aurora Revenue Grade Meter monitoring and hosting service, per meter, 5 Year, VSN-MONITOR-P1-RGM-5Y | 450 |  | No | Other | Soligent De-listing | 0 |  | Not Applicable as per Item Classification |  | Not Applicable
DONOTUSE-575-0850 | DONOTUSE-575-0850 | Power One, Agency Reporting Service (CSI EPBB), Quarterly Reporting for systems over 10kW, per meter, 5 Year, VSN-REPORT-CSIEPBB-5Y | 1200 |  | No | Other | Soligent De-listing | 0 |  | Not Applicable as per Item Classification |  | Not Applicable
DONOTUSE-575-0851 | DONOTUSE-575-0851 | Power One, Agency Reporting Service (CSI PBI), Monthly Reporting, per meter, 5 Year, VSN-REPORT-CSIPBI-5Y | 4000 |  | No | Other | Soligent De-listing | 0 |  | Not Applicable as per Item Classification |  | Not Applicable
DONOTUSE-575-0853 | DONOTUSE-575-0853 | Power One, Aurora Other Device Monitoring and Hosting Service, per meter, 5 Year, VSN-MONITOR-P1-DEV-5Y | 150 |  | No | Other | Soligent De-listing | 0 |  | Not Applicable as per Item Classification |  | Not Applicable
DONOTUSE-575-0854 | DONOTUSE-575-0854 | Power One, Aurora String Inverter Monitoring and Hosting Service, per meter, 5 Year, VSN-MONITOR-P1-STR-5Y | 150 |  | No | Other | Soligent De-listing | 0 |  | Not Applicable as per Item Classification |  | Not Applicable
DONOTUSE-990-0110 | DONOTUSE-990-0110 | Misc DONOTUSE | 0 |  | Yes | Other | Shippable | 0 |  | Not Applicable as per Item Classification |  | Not Applicable
DONOTUSE-990-0126 | DONOTUSE-990-0126 | ET Solar, Less than Pallet Fee, one $50 Fee per order | 50 |  | No | Other | Soligent De-listing | 0 |  | Not Applicable as per Item Classification |  | Not Applicable
DONOTUSE-990-0128 | DONOTUSE-990-0128 | Suniva, Pallet Break down Fee, if we do not order in pallet quantities of 22 | 275 |  | No | Other | Soligent De-listing | 0 |  | Not Applicable as per Item Classification |  | Not Applicable
DONOTUSE-990-0133 | DONOTUSE-990-0133 | Solarworld, Pallet Break down Fee, if we do not order in pallet quantities of 30 | 150 |  | No | Other | Soligent De-listing | 0 |  | Not Applicable as per Item Classification |  | Not Applicable
DONOTUSE-ECL-0001 | DONOTUSE-ECL-0001 | Eclipse item to Scrap, Meter Locking Seal for AC kWh meters, 400KW-HRSEAL | 0 |  | No | Electrical BOS | Soligent De-listing | 0 |  | Not Applicable |  | Not Applicable
DONOTUSE-ECL-0002 | DONOTUSE-ECL-0002 | Eclipse item to Scrap, Meter Socket Round for 1S or 2S form, 4 term., 1" hub openings, with sealing ring, Model MS4TH1, ST-AI-MS4TH1 | 0 |  | No | Electrical BOS | Soligent De-listing | 0 |  | Not Applicable |  | Not Applicable
DONOTUSE-ECL-0003 | DONOTUSE-ECL-0003 | Eclipse item to Scrap, IBC10-4/0 10', red and black heatshrink, Inverter to battery Cable, 700KIT4/0ST120D | 0 |  | No | Electrical BOS | Soligent De-listing | 0 |  | Not Applicable |  | Not Applicable
DONOTUSE-ECL-0004 | DONOTUSE-ECL-0004 | Eclipse item to Scrap, 1" Conduit Hub, 703HUB003 | 0 |  | No | Electrical BOS | Soligent De-listing | 0 |  | Not Applicable |  | Not Applicable
DONOTUSE-ECL-0005 | DONOTUSE-ECL-0005 | Eclipse item to Scrap, Set screw wire nut 4X #12 600V, 704050 | 0 |  | No | Electrical BOS | Soligent De-listing | 0 |  | Not Applicable |  | Not Applicable
DONOTUSE-ECL-0006 | DONOTUSE-ECL-0006 | Eclipse item to Scrap, NSI GLC-4 DBP Lay-in Ground Lug #14-4AWG tin-plated copper, 704LUG#4-#14DB | 0 |  | No | Electrical BOS | Soligent De-listing | 0 |  | Not Applicable |  | Not Applicable
DONOTUSE-ECL-0007 | DONOTUSE-ECL-0007 | Eclipse item to Scrap, 125A, 120/240V, 1P, 3W, N3R Load Center, #N/A | 0 |  | No | Electrical BOS | Soligent De-listing | 0 |  | Not Applicable |  | Not Applicable
DONOTUSE-ECL-0008 | DONOTUSE-ECL-0008 | Eclipse item to Scrap, UN1099-060721 Module INT MC 4M 240in M/F connector, #10 AWG Double Insulated PV Wire, UN1099-060721 | 0 |  | No | Electrical BOS | Soligent De-listing | 0 |  | Not Applicable |  | Not Applicable
DONOTUSE-ECL-0009 | DONOTUSE-ECL-0009 | Eclipse item to Scrap, Module INT 6", pair of MC4 to Amphenol conversion cables, 795063 | 0 |  | No | Electrical BOS | Soligent De-listing | 0 |  | Not Applicable |  | Not Applicable
DONOTUSE-ECL-0010 | DONOTUSE-ECL-0010 | Eclipse item to Scrap, Module INT 6 inch, pair of Tyco/Amphenol conversion cables, 29501332 | 0 |  | No | Electrical BOS | Soligent De-listing | 0 |  | Not Applicable |  | Not Applicable
DONOTUSE-ECL-0011 | DONOTUSE-ECL-0011 | Eclipse item to Scrap, #10-32 SS Hex Nut w/External Tooth Lockwasher, #N/A | 0 |  | No | Electrical BOS | Soligent De-listing | 0 |  | Not Applicable |  | Not Applicable
DONOTUSE-ECL-0012 | DONOTUSE-ECL-0012 | Eclipse item to Scrap, #10-32 X 1/2" Self-tapping Stainless Steel Screw, Pan Head Philips, 851SCW1032X.523 | 0 |  | No | Electrical BOS | Soligent De-listing | 0 |  | Not Applicable |  | Not Applicable
DONOTUSE-ECL-0013 | DONOTUSE-ECL-0013 | Eclipse item to Scrap, #10-32 X 3/4" SS #18-8 Pan Head Philips Screw, #N/A | 0 |  | No | Electrical BOS | Soligent De-listing | 0 |  | Not Applicable |  | Not Applicable
DONOTUSE-ECL-0014 | DONOTUSE-ECL-0014 | Eclipse item to Scrap, #10 SS External Tooth Lock Washer, 851WAS#10LOCKET | 0 |  | No | Electrical BOS | Soligent De-listing | 0 |  | Not Applicable |  | Not Applicable
DONOTUSE-ECL-0015 | DONOTUSE-ECL-0015 | Eclipse item to Scrap, F-87282 #5/16-18 X 1" SS Coarse Threaded Hex Head Bolt, qty 1, #N/A | 0 |  | No | Electrical BOS | Soligent De-listing | 0 |  | Not Applicable |  | Not Applicable
DONOTUSE-ECL-0016 | DONOTUSE-ECL-0016 | Eclipse item to Scrap, F-92310 5/16" X 1-1/2" Fender Washer, Stainless Steel, qty 1, #N/A | 0 |  | No | Electrical BOS | Soligent De-listing | 0 |  | Not Applicable |  | Not Applicable
DONOTUSE-ECL-0017 | DONOTUSE-ECL-0017 | Eclipse item to Scrap, 004013C No Caulk Collar Soft Aluminum Flashing 18" X 18" base, qty 12, 004013C | 0 |  | No | Electrical BOS | Soligent De-listing | 0 |  | Not Applicable |  | Not Applicable
DONOTUSE-LEASE-LG260 | DONOTUSE-LEASE-LG260 | LG Solar, 260W PV Module, MC4, PV Wire, 42mm Black Frame, 60 Cell Mono, 15A Fuse, 234.4W PTC, LG260S1C-G2 | 0 | 260 | No | PV Modules | Soligent De-listing | 0 |  | Not Applicable |  | Not Applicable
DONOTUSE-RAYDIUS-R&R LEASING SYSTEM | DONOTUSE-RAYDIUS-R&R LEASING SYSTEM | Raydius Lease Program, R&R services complete leasing system- DROP ship only for Raydius in HI | 0 |  | No | Other | Soligent De-listing | 0 |  | Not Applicable as per Item Classification |  | Not Applicable
DONOTUSE-SUNCAP-M215-60-2LL-S22 | DONOTUSE-SUNCAP-M215-60-2LL-S22 | SunCap Lease Program, Enphase, M215 Microinverter, 215W, 240/208VAC, 60Hz, 16-45VDC for 60 cell modules, H4 PV in, 16" Engage Cable out, 25 Yr Warr, M215-60-2LL-S22, (321-0164) | 0 | 215 | No | Inverters | Soligent De-listing | 0 |  | Not Applicable |  | Not Applicable
DONOTUSE-SUNCAP-M215-60-2LL-S24 | DONOTUSE-SUNCAP-M215-60-2LL-S24 | SunCap Lease Program, Enphase, M215 Microinverter, 215W, 240/208VAC, 60Hz, 16-45VDC for 60 cell modules, SMK PV in, 16" Engage Cable out, 25 Yr Warr, M215-60-2LL-S24, (321-0168) | 0 | 215 | No | Inverters | Soligent De-listing | 0 |  | Not Applicable |  | Not Applicable
DONOTUSE-SUNCAP-SB3000US | DONOTUSE-SUNCAP-SB3000US | SunCap Lease Program, SMA, Sunny Boy 3000US 1-Ph Grid Tied Inverter, 3000W, 208/240VAC, 60Hz, DC Discon, 4x15A Fused Input, 1 MPPT, 10 Yr Warr, Neg Gnd Config, SB3000US, (310-0031) | 0 | 3000 | No | Inverters | Soligent De-listing | 0 |  | Not Applicable |  | Not Applicable
DONOTUSE-SUNCAP-SB4000US | DONOTUSE-SUNCAP-SB4000US | SunCap Lease Program, SMA, Sunny Boy 4000US 1-Ph Grid Tied Inverter, 4000W, 208/240VAC, 60Hz, DC Discon, 4x15A Fused Input, 1 MPPT, 10 Yr Warr, Neg Gnd Config, SB4000US, (310-0034) | 0 | 4000 | No | Inverters | Soligent De-listing | 0 |  | Not Applicable |  | Not Applicable
DONOTUSE-SUNCAP-SB5000US | DONOTUSE-SUNCAP-SB5000US | SunCap Lease Program, SMA, Sunny Boy 5000US 1-Ph Grid Tied Inverter, 5000W, 208/240/277VAC, 60Hz, DC Discon, 4x15A Fused Input, 1 MPPT, 10 Yr Warr, Neg Gnd Config, SB5000US, (310-0035) | 0 | 5000 | No | Inverters | Soligent De-listing | 0 |  | Not Applicable |  | Not Applicable
DONOTUSE-SUNCAP-SB6000US | DONOTUSE-SUNCAP-SB6000US | SunCap Lease Program, SMA, Sunny Boy 6000US 1-Ph Grid Tied Inverter, 6000W, 208/240/277VAC, 60Hz, DC Discon, 4x15A Fused Input, 1 MPPT, 10 Yr Warr, Neg Gnd Config, SB6000US, (310-0036) | 0 | 6000 | No | Inverters | Soligent De-listing | 0 |  | Not Applicable |  | Not Applicable
DONOTUSE-SUNCAP-SB7000US | DONOTUSE-SUNCAP-SB7000US | SunCap Lease Program, SMA, Sunny Boy 7000US 1-Ph Grid Tied Inverter, 7000W, 208/240/277VAC, 60Hz, DC Discon, 4x15A Fused Input, 1 MPPT, 10 Yr Warr, Neg Gnd Config, SB7000US, (310-0037) | 0 | 7000 | No | Inverters | Soligent De-listing | 0 |  | Not Applicable |  | Not Applicable
DONOTUSE-SUNCAP-SB8000 | DONOTUSE-SUNCAP-SB8000 | SunCap Lease Program, SMA, Sunny Boy 8000US 1-Ph Grid Tied Inverter, 8000W, 240/277VAC, 60Hz, DC Discon, 4 Fused Input, 1 MPPT, 10 Yr Warr, Neg Gnd Config, SB8000US, (310-0190) | 0 | 8000 | No | Inverters | Soligent De-listing | 0 |  | Not Applicable |  | Not Applicable
DONOTUSE110-0951 | DONOTUSE110-0951 | Trina, DO NOT USE, WRONG COSTING METHOD VALUE, 310W PV Module, MC4, PV Wire, 40mm Silver Frame with White Backsheet, 72 Cell Poly, 15A Fuse, 1000VDC, 282.5W PTC, TSM-310PD14 | 514.6 | 310 | No | PV Modules | Soligent De-listing | 0 |  | De-Listing & Stock Qty Unavailable |  | Not Applicable
DONOTUSE110-0952 | DONOTUSE110-0952 | Trina, DO NOT USE, WRONG COSTING METHOD VALUE, 250W PV Module, MC4, PV Wire, 40mm Black Frame with White Backsheet, BOW, 60 Cell Poly, 15A Fuse, 1000VDC, 227.5W PTC, TSM-250PD05.08 | 415 | 250 | No | PV Modules | Soligent De-listing | 0 |  | De-Listing & Stock Qty Unavailable |  | Not Applicable
DONOTUSE110-0953 | DONOTUSE110-0953 | Trina, DO NOT USE, WRONG COSTING METHOD VALUE, 255W PV Module, MC4, PV Wire, 40mm Black Frame with White Backsheet, BOW, 60 Cell Poly, 15A Fuse, 1000VDC, 232.2W PTC, TSM-255PD05.08 | 418.2 | 255 | No | PV Modules | Soligent De-listing | 0 |  | De-Listing & Stock Qty Unavailable |  | Not Applicable
DONOTUSE110-0954 | DONOTUSE110-0954 | Trina, DO NOT USE, WRONG COSTING METHOD VALUE, 260W PV Module, MC4, PV Wire, 40mm Black Frame with White Backsheet, BOW, 60 Cell Poly, 15A Fuse, 1000VDC, 236.9W PTC, TSM-260PD05.08 | 431.6 | 260 | No | PV Modules | Soligent De-listing | 0 |  | De-Listing & Stock Qty Unavailable |  | Not Applicable
DONOTUSE260-0778 | DONOTUSE260-0778 | EJOT, DO NOT USE - WRONG ITEM TYPE. Custom Quote, (NOT for Hanger bolt- Use #260-0698 ) Enter Quote Number and Custom Price | 0 |  | No | Racking | Soligent De-listing | 0 |  | Not Applicable |  | Not Applicable
DONOTUSE330-0473 | DONOTUSE330-0473 | Fronius, DO NOT USE, WRONG COSTING METHOD VALUE,Symo Lite 10.0 480 Grid Tied Inverter, 3-Ph, 10 kW, 480VAC, 60Hz, 1000VDC, DC Discon, 6 Unfused i/p, 2 MPPT, 10 Yr Warr, Ungrounded, Wi-Fi/Ethernet, Arc-Fault Protection, 4,210,050,801 | 5059 | 10000 | No | Inverters | Soligent De-listing | 0 |  | De-Listing & Stock Qty Unavailable |  | Not Applicable
DONOTUSE330-0474 | DONOTUSE330-0474 | Fronius, DO NOT USE, WRONG COSTING METHOD VALUE,Symo Lite 10.0 208/240 Grid Tied Inverter, 3-Ph, 10 kW, 208/240VAC, 60Hz, 600VDC, DC Discon, 6 Unfused i/p, 2 MPPT, 10 Yr Warr, Ungrounded, Wi-Fi/Ethernet, Arc-Fault Protection, 4,210,050,851 | 5251 | 10000 | No | Inverters | Soligent De-listing | 0 |  | De-Listing & Stock Qty Unavailable |  | Not Applicable
DONOTUSE330-0475 | DONOTUSE330-0475 | Fronius, DO NOT USE, WRONG COSTING METHOD VALUE,Symo Lite 12.5 480 Grid Tied Inverter, 3-Ph, 12.5 kW, 480VAC, 60Hz, 1000VDC, DC Discon, 6 Unfused i/p, 2 MPPT, 10 Yr Warr, Ungrounded, Wi-Fi/Ethernet, Arc-Fault Protection, 4,210,051,801 | 5699 | 12500 | No | Inverters | Soligent De-listing | 0 |  | De-Listing & Stock Qty Unavailable |  | Not Applicable
DONOTUSE330-0476 | DONOTUSE330-0476 | Fronius, DO NOT USE, WRONG COSTING METHOD VALUE,Symo Lite 12.0 208/240 Grid Tied Inverter, 3-Ph, 12 kW, 208/240VAC, 60Hz, 600VDC, DC Discon, 6 Unfused i/p, 2 MPPT, 10 Yr Warr, Ungrounded, Wi-Fi/Ethernet, Arc-Fault Protection, 4,210,051,851 | 5892 | 1200 | No | Inverters | Soligent De-listing | 0 |  | De-Listing & Stock Qty Unavailable |  | Not Applicable
DONOTUSE330-0477 | DONOTUSE330-0477 | Fronius, DO NOT USE, WRONG COSTING METHOD VALUE,Symo Lite 15.0 480 Grid Tied Inverter, 3-Ph, 15 kW, 480VAC, 60Hz, 1000VDC, DC Discon, 6 Unfused i/p, 2 MPPT, 10 Yr Warr, Ungrounded, Wi-Fi/Ethernet, Arc-Fault Protection, 4,210,052,801 | 6261 | 15000 | No | Inverters | Soligent De-listing | 0 |  | De-Listing & Stock Qty Unavailable |  | Not Applicable
DONOTUSE330-0478 | DONOTUSE330-0478 | Fronius, DO NOT USE, WRONG COSTING METHOD VALUE,Symo Lite 17.5 480 Grid Tied Inverter, 3-Ph, 17.5 kW, 480VAC, 60Hz, 1000VDC, DC Discon, 6 Unfused i/p, 2 MPPT, 10 Yr Warr, Ungrounded, Wi-Fi/Ethernet, Arc-Fault Protection, 4,210,053,801 | 6936 | 17500 | No | Inverters | Soligent De-listing | 0 |  | De-Listing & Stock Qty Unavailable |  | Not Applicable
DONOTUSE330-0479 | DONOTUSE330-0479 | Fronius, DO NOT USE, WRONG COSTING METHOD VALUE,Symo Lite 20.0 480 Grid Tied Inverter, 3-Ph, 20 kW, 480VAC, 60Hz, 1000VDC, DC Discon, 6 Unfused i/p, 2 MPPT, 10 Yr Warr, Ungrounded, Wi-Fi/Ethernet, Arc-Fault Protection, 4,210,054,801 | 7609 | 20000 | No | Inverters | Soligent De-listing | 0 |  | De-Listing & Stock Qty Unavailable |  | Not Applicable
DONOTUSE330-0480 | DONOTUSE330-0480 | Fronius, DO NOT USE, WRONG COSTING METHOD VALUE,Symo Lite 22.5 480 Grid Tied Inverter, 3-Ph, 22.5 kW, 480VAC, 60Hz, 1000VDC, DC Discon, 6 Unfused i/p, 2 MPPT, 10 Yr Warr, Ungrounded, Wi-Fi/Ethernet, Arc-Fault Protection, 4,210,055,801 | 8417 | 22500 | No | Inverters | Soligent De-listing | 0 |  | De-Listing & Stock Qty Unavailable |  | Not Applicable
DONOTUSE330-0481 | DONOTUSE330-0481 | Fronius, DO NOT USE, WRONG COSTING METHOD VALUE,Symo Lite 24.0 480 Grid Tied Inverter, 3-Ph, 24 kW, 480VAC, 60Hz, 1000VDC, DC Discon, 6 Unfused i/p, 2 MPPT, 10 Yr Warr, Ungrounded, Wi-Fi/Ethernet, Arc-Fault Protection, 4,210,056,801 | 8897 | 24000 | No | Inverters | Soligent De-listing | 0 |  | De-Listing & Stock Qty Unavailable |  | Not Applicable
DONOTUSE570-1122 | DONOTUSE570-1122 | Item made in error as inventory item. new non-inventory item has same item number. Fronius, Primo RGM-2, option for integrated Revenue Grade Metering, 4,062,022 | 588 |  | No | Inverters | Vendor De-listing | 0 |  | De-Listing & Stock Qty Unavailable |  | Not Applicable
DONOTUSE760-0168 | DONOTUSE760-0168 | Engineering Service, DONOTUSE- WRONG ITEM TYPE, Design Services, Standard Residential Design Package | 450 |  | No | Service | One-Off | 0 |  | Not Applicable as per Item Classification |  | Not Applicable
DONOTUSE760-0169 | DONOTUSE760-0169 | Engineering Service, DONOTUSE- WRONG ITEM TYPE, Design Services, Wire Diagram | 350 |  | No | Service | One-Off | 0 |  | Not Applicable as per Item Classification |  | Not Applicable
DONOTUSE760-0170 | DONOTUSE760-0170 | Engineering Service, DONOTUSE- WRONG ITEM TYPE, Design Services, Professional Engineering Stamps (Civil / Structural), Fee varies by State | 0 |  | No | Service | One-Off | 0 |  | Not Applicable as per Item Classification |  | Not Applicable
DONOTUSE760-0171 | DONOTUSE760-0171 | Engineering Service, DONOTUSE- WRONG ITEM TYPE, Design Services, Professional Engineering Stamps (Electrical), Fee varies by State | 0 |  | No | Service | One-Off | 0 |  | Not Applicable as per Item Classification |  | Not Applicable
DONOTUSE990-0122 |  | Soligent delivery, taxable service | 0 |  | Yes | Other | Soligent De-listing | 0 |  | Not Applicable as per Item Classification |  | Not Applicable
DONOTUSE990-0127 | DONOTUSE990-0127 | Freight- Taxable, Enter Quote Number and Custom Price | 0 |  | No | Service | Soligent De-listing | 0 |  | Not Applicable as per Item Classification |  | Not Applicable
DONOTUSE990-0164 | DONOTUSE990-0164 | Re-made as Inventory Item, never transacted | 0 |  | Yes | Service | One-Off | 0 |  | Not Applicable as per Item Classification |  | Not Applicable
DONOTUSE990-0165 | DONOTUSE990-0165 | Re-made as Inventory Item, Never transacted | 0 |  | Yes | Service | One-Off | 0 |  | Not Applicable as per Item Classification |  | Not Applicable
DONOTUSE990-0167 | DONOTUSE990-0167 | Re-made as Inventory Item, never transacted | 0 |  | Yes | Service | One-Off | 0 |  | Not Applicable as per Item Classification |  | Not Applicable
DONOTUSELEASE2 | DONOTUSELEASE2 | DONOTUSE Lease Program-Bundle | 0 |  | No | Other | Soligent De-listing | 0 |  | Not Applicable as per Item Classification |  | Not Applicable
DS-210-0054 | DS-210-0054 | QuickMount, Flashing, Classic Composition Mounts, 12" x 12", Mill Finish, QBLOCK, Qty. 1, QMSC-A-12 | 18.15 |  | No | Racking | Vendor De-listing | 17.12 |  | De-Listing & Stock Qty Unavailable |  | Not Applicable
DS-210-0213 | DS-210-0213 | IronRidge, XR100, Rail 168" (14') Mill, Qty. 1, XR-100-168M | 48.88 |  | No | Racking | Soligent De-listing | 24.94 |  | De-Listing & Stock Qty Unavailable |  | Not Applicable
DS-210-0248 | DS-210-0248 | IronRidge, XR100, Rail 183" (15.25') Clear, Qty. 1, XR-100-183A | 57.82 |  | No | Racking | Soligent De-listing | 31.09 |  | De-Listing & Stock Qty Unavailable |  | Not Applicable
DS-210-0296 | DS-210-0296 | QuickMount, Flashing, Shake Mounts, 18" x 18", Bronze, QBLOCK, Qty. 1, QMLC-B-12 | 24.48 |  | No | Racking | Shippable | 23.1 |  | Shippable but Stock Qty Unavailable |  | Not Applicable
DS-210-0501 | DS-210-0501 | QuickMount, Flashing, Classic Composition Mounts, 12" x 12", Bronze, QBLOCK, Qty. 1, QMSC-B-12 | 21.92 |  | No | Racking | Vendor De-listing | 20.69 |  | De-Listing & Stock Qty Unavailable |  | Not Applicable
DS-210-0579 | DS-210-0579 | QuickMount, Flashing, Shake Mounts, 18" x 18", Mill Finish, QBLOCK, Qty. 1, QMLC-A-12 | 30.38 |  | No | Racking | Vendor De-listing | 28.68 |  | De-Listing & Stock Qty Unavailable |  | Not Applicable
DS-210-0674 | DS-210-0674 | QuickMount, Flashing, Conduit Mount for Composition roofs, 9" x 12", Mill Finish, CONDUIT, Qty. 1, QMCC-A-12 | 9.28 |  | No | Racking | Vendor De-listing | 8.76 |  | De-Listing & Stock Qty Unavailable |  | Not Applicable
DS-210-0678 | DS-210-0678 | QuickMount, Height Extension 4", with Washer and 5/16 x 1" Bolt, Mill Finish, QBLOCK, Qty. 1, QMEXT-4.0 A 1 | 11.46 |  | No | Racking | Vendor De-listing | 5.79 |  | De-Listing & Stock Qty Unavailable |  | Not Applicable
DS-210-0691 | DS-210-0691 | IronRidge, Standoff, Flush Mount, 4", 1.5" diameter, Aluminum Mill Finish, Qty. 1, 51-6004-500L | 10.9 |  | No | Racking | Vendor De-listing | 7.03 |  | De-Listing & Stock Qty Unavailable |  | Not Applicable
DS-210-0694 | DS-210-0694 | IronRidge, Standoff, Flush Mount, 7", 1.5" diameter, Aluminum Mill Finish, Qty. 1, 51-6007-500L | 13.07 |  | No | Racking | Vendor De-listing | 8.43 |  | De-Listing & Stock Qty Unavailable |  | Not Applicable
DS-210-0949 | DS-210-0949 | QuickMount, Flashing, Universal Tile Mounts, 18" x 18", Mill Finish, QBASE, Qty. 1, QMUTM-A-12 | 30.46 |  | No | Racking | Vendor De-listing | 28.75 |  | De-Listing & Stock Qty Unavailable |  | Not Applicable
DS-210-0989 | DS-210-0989 | QuickMount, Flashing, E-Mount, 9" x 12", with Hanger bolt, Mill Finish, QBLOCK, Qty. 1, QMSE-A-12 | 10.2 |  | No | Racking | Vendor De-listing | 9.63 |  | De-Listing & Stock Qty Unavailable |  | Not Applicable
DS-210-0995 | DS-210-0995 | QuickMount, Flashing, E-Mount, 9" x 12", with Hanger bolt, Bronze Finish, QBLOCK, Qty. 12, QMSE-B-12 | 11.01 |  | No | Racking | Shippable | 10.39 |  | Shippable but Stock Qty Unavailable |  | Not Applicable
DS-210-0998 | DS-210-0998 | IronRidge, XR10, Rail 132" (11') Clear, Qty. 1, XR-10-132A | 20.13 |  | No | Racking | Shippable | 19.91 |  | Shippable but Stock Qty Unavailable |  | Not Applicable
DS-210-0999 | DS-210-0999 | IronRidge, XR10, Rail 168" (14') Clear, Qty. 1, XR-10-168A | 31.85 |  | No | Racking | Shippable | 27.03 |  | Shippable but Stock Qty Unavailable |  | Not Applicable
DS-210-1000 | DS-210-1000 | IronRidge, XR10, Rail 204" (17') Clear, Qty. 1, XR-10-204A | 38.61 |  | No | Racking | Shippable | 32.77 |  | Shippable but Stock Qty Unavailable |  | Not Applicable
DS-210-1001 | DS-210-1001 | IronRidge, XR100, Rail 132" (11') Clear, Qty. 1, XR-100-132A | 32.96 |  | No | Racking | Shippable | 27.82 |  | Shippable but Stock Qty Unavailable |  | Not Applicable
DS-210-1002 | DS-210-1002 | IronRidge, XR100, Rail 132" (11') Black, Qty. 1, XR-100-132B | 37.78 |  | No | Racking | Shippable | 31.89 |  | Shippable but Stock Qty Unavailable |  | Not Applicable
DS-210-1003 | DS-210-1003 | IronRidge, XR100, Rail 168" (14') Clear, Qty. 1, XR-100-168A | 44.55 |  | No | Racking | Shippable | 37.81 |  | Shippable but Stock Qty Unavailable |  | Not Applicable
DS-210-1004 | DS-210-1004 | IronRidge, XR100, Rail 168" (14') Black, Qty. 1, XR-100-168B | 48.14 |  | No | Racking | Shippable | 40.63 |  | Shippable but Stock Qty Unavailable |  | Not Applicable
DS-210-1005 | DS-210-1005 | IronRidge, XR100, Rail 204" (17') Clear, Qty. 1, XR-100-204A | 54.09 |  | No | Racking | Shippable | 45.9 |  | Shippable but Stock Qty Unavailable |  | Not Applicable
DS-210-1006 | DS-210-1006 | IronRidge, XR100, Rail 204" (17') Black, Qty. 1, XR-100-204B | 58.5 |  | No | Racking | Shippable | 49.38 |  | Shippable but Stock Qty Unavailable |  | Not Applicable
DS-210-1007 | DS-210-1007 | IronRidge, XR1000, Rail 132" (11') Clear, Qty. 1, XR-1000-132A | 52.57 |  | No | Racking | Shippable | 44.38 |  | Shippable but Stock Qty Unavailable |  | Not Applicable
DS-210-1008 | DS-210-1008 | IronRidge, XR1000, Rail 168" (14') Clear, Qty. 1, XR-1000-168A | 70.28 |  | No | Racking | Shippable | 59.64 |  | Shippable but Stock Qty Unavailable |  | Not Applicable
DS-210-1009 | DS-210-1009 | IronRidge, XR1000, Rail 204" (17') Clear, Qty. 1, XR-1000-204A | 85.18 |  | No | Racking | Shippable | 72.29 |  | Shippable but Stock Qty Unavailable |  | Not Applicable
DS-210-1010 | DS-210-1010 | QuickMount, Flashing, E-Mount, 9" x 12", with Lag bolt, Mill Finish, QBLOCK, Qty. 1, QMSE-LAG-A-12 | 9.92 |  | No | Racking | Vendor De-listing | 9.36 |  | De-Listing & Stock Qty Unavailable |  | Not Applicable
DS-210-1025 | DS-210-1025 | IronRidge, XR10, Rail 132" (11') Black, Qty. 1, XR-10-132B | 23.63 |  | No | Racking | Shippable | 23.38 |  | Shippable but Stock Qty Unavailable |  | Not Applicable
DS-210-1026 | DS-210-1026 | IronRidge, XR10, Rail 168" (14') Black, Qty. 1, XR-10-168B | 35.21 |  | No | Racking | Shippable | 29.72 |  | Shippable but Stock Qty Unavailable |  | Not Applicable
DS-210-1027 | DS-210-1027 | IronRidge, XR10, Rail 204" (17') Black, Qty. 1, XR-10-204B | 36.46 |  | No | Racking | Shippable | 36.06 |  | Shippable but Stock Qty Unavailable |  | Not Applicable
DS-210-1040 | DS-210-1040 | QuickMount, Tile Replacement Flashing, Flat Tile, Use with QM Tile Hook, MILL, Qty.1, QMC-TRF-F-A-12 | 6.11 |  | No | Racking | Shippable | 5.76 |  | Shippable but Stock Qty Unavailable |  | Not Applicable
DS-210-1042 | DS-210-1042 | QuickMount, Tile Replacement Flashing, W-Tile, Use with QM Tile Hook, MILL, Qty. 1, QMC-TRF-W-A-12 | 6.11 |  | No | Racking | Shippable | 5.76 |  | Shippable but Stock Qty Unavailable |  | Not Applicable
DS-210-1044 | DS-210-1044 | QuickMount, Tile Replacement Flashing, S-Tile, Use with QM Tile Hook, MILL, Qty.1Q, QMC-TRF-S-A-12 | 6.11 |  | No | Racking | Shippable | 5.76 |  | Shippable but Stock Qty Unavailable |  | Not Applicable
DS-210-1049 | DS-210-1049 | QuickMount, QMR, Q-Rail Light, 168” (14’) Mill Finish, Qty. 1, QMR-RL14-A-60 | 26.61 |  | No | Racking | Shippable | 22.6 |  | Shippable but Stock Qty Unavailable |  | Not Applicable
DS-210-1066 | DS-210-1066 | IronRidge, XR10, Rail 168" (14') Mill, Qty. 1, XR-10-168M | 30.86 |  | No | Racking | Shippable | 28.15 |  | Shippable but Stock Qty Unavailable |  | Not Applicable
DS-211-0039 | DS-211-0039 | QuickMount, QMR, Q-Splice Internal for Light Rail, Mill Finish, Qty. 1, QMR-ISL-A-15 | 4.73 |  | No | Racking | Shippable | 4.68 |  | Shippable but Stock Qty Unavailable |  | Not Applicable
DS-211-0042 | DS-211-0042 | QuickMount, QMR, Q-Splice Internal for Standard Rail, Mill Finish, Qty. 1, QMR-ISS-A-15 | 5.43 |  | No | Racking | Vendor De-listing | 5.36 |  | De-Listing & Stock Qty Unavailable |  | Not Applicable
DS-211-0057 | DS-211-0057 | QuickMount, Single Slot L-Foot Only, Mill Finish, Qty. 1, QMC-LF-A-12 | 1.97 |  | No | Racking | Vendor De-listing | 1.95 |  | De-Listing & Stock Qty Unavailable |  | Not Applicable
DS-211-0058 | DS-211-0058 | QuickMount, Single Slot L-Foot Only, Black Finish, Qty. 1, QMC-LF-B-12 | 2.06 |  | No | Racking | Vendor De-listing | 2.04 |  | De-Listing & Stock Qty Unavailable |  | Not Applicable
DS-211-0061 | DS-211-0061 | QuickMount, QMR, Light Rail End Cap, Qty. 1 QMR-CPL-B-50 | 1.03 |  | No | Racking | Vendor De-listing | 1.01 |  | De-Listing & Stock Qty Unavailable |  | Not Applicable
DS-211-0063 | DS-211-0063 | QuickMount, 5 Degree Fixed-Tilt L-Foot Only, Mill Finish, Qty. 1, QMC-LF5-A-12 | 2.4 |  | No | Racking | Vendor De-listing | 1.55 |  | De-Listing & Stock Qty Unavailable |  | Not Applicable
DS-211-0064 | DS-211-0064 | QuickMount, 10 Degree Fixed-Tilt L-Foot Only, Mill Finish, Qty. 1, QMC-LF10-A-12 | 1.82 |  | No | Racking | Vendor De-listing | 1.8 |  | De-Listing & Stock Qty Unavailable |  | Not Applicable
DS-211-0095 | DS-211-0095 | IronRidge, Slotted L-Foot, hardware not included, Mill, UFO series, Qty. 1, LFT-03-M1 | 2.88 |  | No | Racking | Shippable | 2.01 |  | Shippable but Stock Qty Unavailable |  | Not Applicable
DS-211-0096 | DS-211-0096 | IronRidge, Slotted L-Foot, hardware not included, Black, UFO series, Qty. 1, LFT-03-B1 | 3.19 |  | No | Racking | Shippable | 2.22 |  | Shippable but Stock Qty Unavailable |  | Not Applicable
DS-211-0097 | DS-211-0097 | IronRidge, Splice XR1000, Bonding, with 4 screws, Mill, UFO series, Qty. 1, XR-1000-SPLC-M1 | 6.53 |  | No | Racking | Vendor De-listing | 4.22 |  | De-Listing & Stock Qty Unavailable |  | Not Applicable
DS-211-0098 | DS-211-0098 | IronRidge, Splice XR100, Bonding, with 4 screws, Mill, UFO series, Qty. 1, XR-100-SPLC-M1 | 5.8 |  | No | Racking | Vendor De-listing | 3.74 |  | De-Listing & Stock Qty Unavailable |  | Not Applicable
DS-211-0099 | DS-211-0099 | IronRidge, Splice XR10, Bonding, with 4 screws, Mill, UFO series, Qty. 1, XR-10-SPLC-M1 | 5.07 |  | No | Racking | Vendor De-listing | 3.27 |  | De-Listing & Stock Qty Unavailable |  | Not Applicable
DS-211-0238 | DS-211-0238 | QuickMount, Mounts for Low Slope Roofs, 4.5" post + 1/2" base, Mill Finish, No Flashing, Q-Base, Qty. 1, QMLSH-5-A-12 | 14.53 |  | No | Racking | Vendor De-listing | 9.38 |  | De-Listing & Stock Qty Unavailable |  | Not Applicable
DS-211-0240 | DS-211-0240 | QuickMount, Post, 1.25” OD X 8.5", Mill Finish, Qty. 1, QM-QBP-8.5-M1 | 5.91 |  | No | Racking | Shippable | 5.84 |  | Shippable but Stock Qty Unavailable |  | Not Applicable
DS-211-0369 | DS-211-0369 | QuickMount, Mounts for Low Slope Roofs -no flashing, 3 1/4" post + 1/2" base, Mill Finish, Q-Base, Qty. 1, QMLSH-3.75-A-12 | 14.38 |  | No | Racking | Vendor De-listing | 9.28 |  | De-Listing & Stock Qty Unavailable |  | Not Applicable
DS-211-0371 | DS-211-0371 | QuickMount, Mounts for Low Slope Roofs -no flashing, 6 1/2" post + 1/2" base, Mill Finish, Q-Base, Qty. 1, QMLSH-7-A-12 | 14.98 |  | No | Racking | Vendor De-listing | 9.67 |  | De-Listing & Stock Qty Unavailable |  | Not Applicable
DS-211-0373 | DS-211-0373 | QuickMount, Mounts for Low Slope Roofs -no flashing, 8 1/2" post + 1/2" base, Mill Finish, Q-Base, Qty. 1, QMLSH-9-A-12 | 16.17 |  | No | Racking | Vendor De-listing | 10.43 |  | De-Listing & Stock Qty Unavailable |  | Not Applicable
DS-211-0375 | DS-211-0375 | QuickMount, Mounts for Low Slope Roofs -no flashing, 11 1/2" post + 1/2" base, Mill Finish, Q-Base, Qty. 1, QMLSH-12-A-12 | 17.47 |  | No | Racking | Vendor De-listing | 11.27 |  | De-Listing & Stock Qty Unavailable |  | Not Applicable
DS-211-0462 | DS-211-0462 | IronRidge, Splice XR1000, Mill , Qty. 1, XR-1000-SPLC | 7.2 |  | No | Racking | Vendor De-listing | 3.64 |  | De-Listing & Stock Qty Unavailable |  | Not Applicable
DS-211-0463 | DS-211-0463 | IronRidge, End Cap XR10, Qty. one bag of 10 Sets, XR-10-CAP | 10.61 |  | No | Racking | Shippable | 8.56 |  | Shippable but Stock Qty Unavailable |  | Not Applicable
DS-211-0464 | DS-211-0464 | IronRidge, End Cap XR100, Qty. one bag of 10 Sets, XR-100-CAP | 10.61 |  | No | Racking | Shippable | 8.56 |  | Shippable but Stock Qty Unavailable |  | Not Applicable
DS-211-0465 | DS-211-0465 | IronRidge, End Cap XR1000, Qty. one bag of 10 Sets, XR-1000-CAP | 11.3 |  | No | Racking | Shippable | 9.17 |  | Shippable but Stock Qty Unavailable |  | Not Applicable
DS-211-0481 | DS-211-0481 | IronRidge, Fixed Tilt Leg, Kit, 10", Mill, Qty. 1, TM-FTL-010 | 24.52 |  | No | Racking | Shippable | 19.9 |  | Shippable but Stock Qty Unavailable |  | Not Applicable
DS-211-0482 | DS-211-0482 | IronRidge, Fixed Tilt Leg, Kit, 15", Mill, Qty. 1, TM-FTL-015 | 26.19 |  | No | Racking | Shippable | 21.12 |  | Shippable but Stock Qty Unavailable |  | Not Applicable
DS-211-0483 | DS-211-0483 | IronRidge, Fixed Tilt Leg, Kit, 20", Mill, Qty. 1, TM-FTL-020 | 28.03 |  | No | Racking | Shippable | 22.6 |  | Shippable but Stock Qty Unavailable |  | Not Applicable
DS-211-0484 | DS-211-0484 | IronRidge, Fixed Tilt Leg, Kit, 25", Mill, Qty. 1, TM-FTL-025 | 29.51 |  | No | Racking | Shippable | 23.8 |  | Shippable but Stock Qty Unavailable |  | Not Applicable
DS-211-0485 | DS-211-0485 | IronRidge, Fixed Tilt Leg, Kit, 30", Mill, Qty. 1, TM-FTL-030 | 31 |  | No | Racking | Shippable | 25 |  | Shippable but Stock Qty Unavailable |  | Not Applicable
DS-211-0486 | DS-211-0486 | IronRidge, Splice XR10, Bonding, with 4 screws, Mill, UFO series, Qty. 1, XR-10-SPLC-BD | 7.99 |  | No | Racking | Soligent De-listing | 0 |  | De-Listing & Stock Qty Unavailable |  | Not Applicable
DS-211-0487 | DS-211-0487 | IronRidge, Splice XR100, Bonding, with 4 screws, Mill, UFO series, Qty. 1, XR-100-SPLC-BD | 8.99 |  | No | Racking | Soligent De-listing | 0 |  | De-Listing & Stock Qty Unavailable |  | Not Applicable
DS-211-0488 | DS-211-0488 | IronRidge, Splice XR1000, Bonding, with 4 screws, Mill, UFO series, Qty. 1, XR-1000-SPLC-BD | 9.99 |  | No | Racking | Soligent De-listing | 0 |  | De-Listing & Stock Qty Unavailable |  | Not Applicable
DS-211-0491 | DS-211-0491 | IronRidge, Slotted L-Foot, hardware not included, Mill, UFO series, Qty. 4, FM-LFT-003 | 10.99 |  | No | Racking | Soligent De-listing | 0 |  | De-Listing & Stock Qty Unavailable |  | Not Applicable
DS-211-0492 | DS-211-0492 | IronRidge, Slotted L-Foot, hardware not included, Black, UFO series, Qty. 4, FM-LFT-003-B | 12.99 |  | No | Racking | Soligent De-listing | 0 |  | De-Listing & Stock Qty Unavailable |  | Not Applicable
DS-211-0497 | DS-211-0497 | IronRidge, BOSS (Bonded Structural Splice) XR10, Tool-Less Bonding Splice, Mill, Qty. 1, XR10-BOSS-01-M1 | 6.12 |  | No | Racking | Shippable | 5.24 |  | Shippable but Stock Qty Unavailable |  | Not Applicable
DS-211-0498 | DS-211-0498 | IronRidge, BOSS (Bonded Structural Splice) XR100, Tool-Less Bonding Splice, Mill, Qty. 1, XR100-BOSS-01-M1 | 7.04 |  | No | Racking | Shippable | 6.03 |  | Shippable but Stock Qty Unavailable |  | Not Applicable
DS-211-0501 | DS-211-0501 | IronRidge, BOSS (Bonded Structural Splice) XR1000, Tool-Less Bonding Splice, Mill, Qty. 1, XR1000-BOSS-01-M1 | 8.12 |  | No | Racking | Shippable | 5.66 |  | Shippable but Stock Qty Unavailable |  | Not Applicable
DS-211-0521 | DS-211-0521 | IronRidge, End Cap XR1000, Qty. one bag of 10 Sets, XR-1000-CAP | 11.3 |  | No | Racking | Shippable | 10.4 |  | Shippable but Stock Qty Unavailable |  | Not Applicable
DS-211-0522 | DS-211-0522 | IronRidge, End Cap XR100, Qty 1 one bag of 10 Sets, XR-100-CAP | 10.54 |  | No | Racking | Shippable | 9.71 |  | Shippable but Stock Qty Unavailable |  | Not Applicable
DS-212-0000 | DS-212-0000 | IronRidge, All Tile Hook Side Mount, (Incl. 2 Lags), Qty. 1, ATH-01-M1 | 8.24 |  | No | Racking | Shippable | 8.14 |  | Shippable but Stock Qty Unavailable |  | Not Applicable
DS-212-0001 | DS-212-0001 | IronRidge, All Tile Hook Flashing, Qty. 1, ATHF-01-M1 | 2.11 |  | No | Racking | Vendor De-listing | 1.99 |  | De-Listing & Stock Qty Unavailable |  | Not Applicable
DS-212-0002 | DS-212-0002 | IronRidge, Tile Replacement Base (Incl. 1 L-Foot (Black), 1 Lag and Hardware) use with Tile Replacement Flashing, Qty. 1, KOB-1L01-B1 | 11.1 |  | No | Racking | Shippable | 10.48 |  | Shippable but Stock Qty Unavailable |  | Not Applicable
DS-212-0003 | DS-212-0003 | IronRidge, Tile Replacement ‘Flat’ Flashing, Tan, Qty. 1, KOF-F01-T1 | 11.68 |  | No | Racking | Shippable | 11.03 |  | Shippable but Stock Qty Unavailable |  | Not Applicable
DS-212-0004 | DS-212-0004 | IronRidge, Tile Replacement ‘S’ Flashing, Tan, Qty. 1, KOF-S01-T1 | 11.76 |  | No | Racking | Shippable | 11.1 |  | Shippable but Stock Qty Unavailable |  | Not Applicable
DS-212-0005 | DS-212-0005 | IronRidge, Tile Replacement ‘W’ Flashing, Tan, Qty. 1, KOF-W01-T1 | 11.76 |  | No | Racking | Shippable | 11.1 |  | Shippable but Stock Qty Unavailable |  | Not Applicable
DS-220-0349 | DS-220-0349 | IronRidge, SGA Top Cap, for 2" pipe, 70-0200-SGA | 36.32 |  | No | Racking | Shippable | 29.48 |  | Shippable but Stock Qty Unavailable |  | Not Applicable
DS-220-0350 | DS-220-0350 | IronRidge, SGA Top Cap, for 3" pipe, 70-0300-SGA | 47.21 |  | No | Racking | Shippable | 38.32 |  | Shippable but Stock Qty Unavailable |  | Not Applicable
DS-220-0359 | DS-220-0359 | IronRidge, SGA 2", 7.5' Brace Assembly, 70-0200-CBR | 129.35 |  | No | Racking | Vendor De-listing | 104.31 |  | De-Listing & Stock Qty Unavailable |  | Not Applicable
DS-220-0360 | DS-220-0360 | IronRidge, SGA 3", 7.5' Brace Assembly, 70-0300-CBR | 149.77 |  | No | Racking | Vendor De-listing | 120.78 |  | De-Listing & Stock Qty Unavailable |  | Not Applicable
DS-220-0361 | DS-220-0361 | IronRidge, SGA 3", 9' Brace Assembly, 70-0305-CBR , 5-panel | 194.03 |  | No | Racking | Vendor De-listing | 156.47 |  | De-Listing & Stock Qty Unavailable |  | Not Applicable
DS-220-0714 | DS-220-0714 | IronRidge, SGA 2” (9’) Brace Assembly, 5-Panel, 70-0205-CBR | 163.39 |  | No | Racking | Vendor De-listing | 131.76 |  | De-Listing & Stock Qty Unavailable |  | Not Applicable
DS-220-0715 | DS-220-0715 | IronRidge, SGA Bonding Rail Connector, for 2" pipe, UFO series, GM-BRC-002 | 12.56 |  | No | Racking | Shippable | 10.6 |  | Shippable but Stock Qty Unavailable |  | Not Applicable
DS-220-0716 | DS-220-0716 | IronRidge, SGA Bonding Rail Connector, for 3" pipe, UFO series, GM-BRC-003 | 12.56 |  | No | Racking | Shippable | 10.6 |  | Shippable but Stock Qty Unavailable |  | Not Applicable
DS-250-1051 | DS-250-1051 | IronRidge, BX 5° Chassis, BX-5D-P1 | 40.25 |  | No | Racking | Shippable | 32.68 |  | Shippable but Stock Qty Unavailable |  | Not Applicable
DS-250-1052 | DS-250-1052 | IronRidge, BX 10° Chassis, BX-10D-P1 | 40.25 |  | No | Racking | Shippable | 32.68 |  | Shippable but Stock Qty Unavailable |  | Not Applicable
DS-250-1053 | DS-250-1053 | IronRidge, BX String Inverter Mounting Kit, includes Rail and Hardware, BX-CMA-SI-M1 | 76.34 |  | No | Racking | Shippable | 61.98 |  | Shippable but Stock Qty Unavailable |  | Not Applicable
DS-250-1054 | DS-250-1054 | IronRidge, BX MLPE Mounting Hardware, BX-CMA-MI-M1 | 1.39 |  | No | Racking | Shippable | 1.19 |  | Shippable but Stock Qty Unavailable |  | Not Applicable
DS-250-1055 | DS-250-1055 | IronRidge, BX Flat Roof Attachment Kit w/L-Feet, BX-MA-FRA-M1 | 10.2 |  | No | Racking | Shippable | 8.28 |  | Shippable but Stock Qty Unavailable |  | Not Applicable
DS-260-0093 | DS-260-0093 | QuickMount, QMR, Universal End Clamp, 30-45mm, Mill Finish, Qty. 1, QMR-UEC3045-A-20 | 2.5 |  | No | Racking | Shippable | 2.36 |  | Shippable but Stock Qty Unavailable |  | Not Applicable
DS-260-0099 | DS-260-0099 | QuickMount, QMR, Universal Bonding Mid Clamp, 30-45mm, Black Finish, Qty. 1, QMR-UMC3045-B-20 | 2.6 |  | No | Racking | Shippable | 2.45 |  | Shippable but Stock Qty Unavailable |  | Not Applicable
DS-260-0101 | DS-260-0101 | IronRidge, Universal Bonding Module Clamp, Clear, Qty. 1, UFO-CL-01-A1 | 3.01 |  | No | Racking | Shippable | 2.09 |  | Shippable but Stock Qty Unavailable |  | Not Applicable
DS-260-0102 | DS-260-0102 | IronRidge, Universal Bonding Module Clamp, Black, Qty. 1, UFO-CL-01-B1 | 3.26 |  | No | Racking | Shippable | 2.26 |  | Shippable but Stock Qty Unavailable |  | Not Applicable
DS-260-0103 | DS-260-0103 | IronRidge, Stopper Sleeve, 30mm, Clear, Qty. 1, UFO-STP-30MM-M1 | 0.71 |  | No | Racking | Shippable | 0.38 |  | Shippable but Stock Qty Unavailable |  | Not Applicable
DS-260-0104 | DS-260-0104 | IronRidge, Stopper Sleeve, 30mm, Black, Qty. 1, UFO-STP-30MM-B1 | 0.48 |  | No | Racking | Shippable | 0.39 |  | Shippable but Stock Qty Unavailable |  | Not Applicable
DS-260-0105 | DS-260-0105 | IronRidge, Stopper Sleeve, 32mm, Clear, Qty. 1, UFO-STP-32MM-M1 | 0.5 |  | No | Racking | Shippable | 0.34 |  | Shippable but Stock Qty Unavailable |  | Not Applicable
DS-260-0106 | DS-260-0106 | IronRidge, Stopper Sleeve, 32mm, Black, Qty. 1, UFO-STP-32MM-B1 | 0.73 |  | No | Racking | Shippable | 0.39 |  | Shippable but Stock Qty Unavailable |  | Not Applicable
DS-260-0107 | DS-260-0107 | IronRidge, Stopper Sleeve, 33mm, Clear, Qty. 1, UFO-STP-33MM-M1 | 0.65 |  | No | Racking | Shippable | 0.34 |  | Shippable but Stock Qty Unavailable |  | Not Applicable
DS-260-0108 | DS-260-0108 | IronRidge, Stopper Sleeve, 33mm, Black, Qty. 1, UFO-STP-33MM-B1 | 0.69 |  | No | Racking | Shippable | 0.37 |  | Shippable but Stock Qty Unavailable |  | Not Applicable
DS-260-0109 | DS-260-0109 | IronRidge, Stopper Sleeve, 35mm, Clear, Qty. 1, UFO-STP-35MM-M1 | 0.71 |  | No | Racking | Shippable | 0.38 |  | Shippable but Stock Qty Unavailable |  | Not Applicable
DS-260-0110 | DS-260-0110 | IronRidge, Stopper Sleeve, 35mm, Black, Qty. 1, UFO-STP-35MM-B1 | 0.73 |  | No | Racking | Shippable | 0.39 |  | Shippable but Stock Qty Unavailable |  | Not Applicable
DS-260-0111 | DS-260-0111 | IronRidge, Stopper Sleeve, 38mm, Clear, Qty. 1, UFO-STP-38MM-M1 | 0.71 |  | No | Racking | Shippable | 0.38 |  | Shippable but Stock Qty Unavailable |  | Not Applicable
DS-260-0112 | DS-260-0112 | IronRidge, Stopper Sleeve, 38mm, Black, Qty. 1, UFO-STP-38MM-B1 | 0.48 |  | No | Racking | Shippable | 0.39 |  | Shippable but Stock Qty Unavailable |  | Not Applicable
DS-260-0113 | DS-260-0113 | IronRidge, Stopper Sleeve, 40mm, Clear, Qty. 1, UFO-STP-40MM-M1 | 0.71 |  | No | Racking | Shippable | 0.38 |  | Shippable but Stock Qty Unavailable |  | Not Applicable
DS-260-0114 | DS-260-0114 | IronRidge, Stopper Sleeve, 40mm, Black, Qty. 1, UFO-STP-40MM-B1 | 0.73 |  | No | Racking | Shippable | 0.39 |  | Shippable but Stock Qty Unavailable |  | Not Applicable
DS-260-0115 | DS-260-0115 | IronRidge, Stopper Sleeve, 42mm, Clear, Qty. 1, UFO-STP-42MM-M1 | 0.37 |  | No | Racking | Vendor De-listing | 0.24 |  | De-Listing & Stock Qty Unavailable |  | Not Applicable
DS-260-0116 | DS-260-0116 | IronRidge, Stopper Sleeve, 42mm, Black, Qty. 1, UFO-STP-42MM-B1 | 0.4 |  | No | Racking | Vendor De-listing | 0.26 |  | De-Listing & Stock Qty Unavailable |  | Not Applicable
DS-260-0117 | DS-260-0117 | IronRidge, Stopper Sleeve, 46mm, Clear, Qty. 1, UFO-STP-46MM-M1 | 0.65 |  | No | Racking | Shippable | 0.34 |  | Shippable but Stock Qty Unavailable |  | Not Applicable
DS-260-0118 | DS-260-0118 | IronRidge, Stopper Sleeve, 46mm, Black, Qty. 1, UFO-STP-46MM-B1 | 0.79 |  | No | Racking | Shippable | 0.42 |  | Shippable but Stock Qty Unavailable |  | Not Applicable
DS-260-0169 | DS-260-0169 | IronRidge, BX Top Clamp Mill Finish, 30mm, BX-TCL-30MM-M1 | 1.27 |  | No | Racking | Shippable | 1.09 |  | Shippable but Stock Qty Unavailable |  | Not Applicable
DS-260-0170 | DS-260-0170 | IronRidge, BX Top Clamp Mill Finish, 32mm, BX-TCL-32MM-M1 | 1.27 |  | No | Racking | Shippable | 1.09 |  | Shippable but Stock Qty Unavailable |  | Not Applicable
DS-260-0171 | DS-260-0171 | IronRidge, BX Top Clamp, Mill Finish 35mm, BX-TCL-35MM-M1 | 1.27 |  | No | Racking | Shippable | 1.09 |  | Shippable but Stock Qty Unavailable |  | Not Applicable
DS-260-0172 | DS-260-0172 | IronRidge, BX Top Clamp Mill Finish, 38mm, BX-TCL-38MM-M1 | 1.27 |  | No | Racking | Shippable | 1.09 |  | Shippable but Stock Qty Unavailable |  | Not Applicable
DS-260-0173 | DS-260-0173 | IronRidge, BX Top Clamp, Mill Finish 40mm, BX-TCL-40MM-M1 | 1.27 |  | No | Racking | Shippable | 1.09 |  | Shippable but Stock Qty Unavailable |  | Not Applicable
DS-260-0174 | DS-260-0174 | IronRidge, BX Top Clamp, Mill Finish 46mm, BX-TCL-46MM-M1 | 1.27 |  | No | Racking | Shippable | 1.09 |  | Shippable but Stock Qty Unavailable |  | Not Applicable
DS-260-0175 | DS-260-0175 | IronRidge, BX Bottom Clamp, Mill Finish with 5/16” Flange Nut, BX-BCL-M1 | 1.59 |  | No | Racking | Shippable | 1.36 |  | Shippable but Stock Qty Unavailable |  | Not Applicable
DS-260-0281 | DS-260-0281 | IronRidge, Universal Bonding Hidden End Clamp, Mill, Qty. 1, CAMO-01-M1 | 5.23 |  | No | Racking | Shippable | 4.22 |  | Shippable but Stock Qty Unavailable |  | Not Applicable
DS-260-0584 | DS-260-0584 | IronRidge, Frameless Mid Clamp, 0.07-0.38” (1.8-9.6mm), Black, FMLS-MC-001-B | 10.56 |  | No | Racking | Shippable | 9.96 |  | Shippable but Stock Qty Unavailable |  | Not Applicable
DS-260-0585 | DS-260-0585 | IronRidge, Frameless End Clamp, 0.07-0.38” (1.8-9.6mm), Black, FMLS-EC-001-B | 9.47 |  | No | Racking | Shippable | 8.94 |  | Shippable but Stock Qty Unavailable |  | Not Applicable
DS-260-0826 | DS-260-0826 | IronRidge, Stopper Sleeve, 32mm, Clear, Qty. 4, UFO-STP-32MM | 1.53 |  | No | Racking | Vendor De-listing | 0 |  | De-Listing & Stock Qty Unavailable |  | Not Applicable
DS-260-0827 | DS-260-0827 | IronRidge, Universal Bonding Module Clamp, Clear, Qty. 4, UFO-CL-001 | 14.99 |  | No | Racking | Soligent De-listing | 0 |  | De-Listing & Stock Qty Unavailable |  | Not Applicable
DS-260-0828 | DS-260-0828 | IronRidge, Universal Bonding Module Clamp, Black, Qty. 4, UFO-CL-001-B | 15.99 |  | No | Racking | Soligent De-listing | 0 |  | De-Listing & Stock Qty Unavailable |  | Not Applicable
DS-260-0830 | DS-260-0830 | IronRidge, Stopper Sleeve, 33mm, Clear, Qty. 4, UFO-STP-33MM | 1.99 |  | No | Racking | Soligent De-listing | 0 |  | De-Listing & Stock Qty Unavailable |  | Not Applicable
DS-260-0831 | DS-260-0831 | IronRidge, Stopper Sleeve, 35mm, Clear, Qty. 4, UFO-STP-35MM | 1.99 |  | No | Racking | Soligent De-listing | 0 |  | De-Listing & Stock Qty Unavailable |  | Not Applicable
DS-260-0832 | DS-260-0832 | IronRidge, Stopper Sleeve, 38mm, Clear, Qty. 4, UFO-STP-38MM | 1.99 |  | No | Racking | Soligent De-listing | 0 |  | De-Listing & Stock Qty Unavailable |  | Not Applicable
DS-260-0833 | DS-260-0833 | IronRidge, Stopper Sleeve, 40mm, Clear, Qty. 4, UFO-STP-40MM | 1.99 |  | No | Racking | Soligent De-listing | 0 |  | De-Listing & Stock Qty Unavailable |  | Not Applicable
DS-260-0834 | DS-260-0834 | IronRidge, Stopper Sleeve, 46mm, Clear, Qty. 4, UFO-STP-46MM | 1.99 |  | No | Racking | Soligent De-listing | 0 |  | De-Listing & Stock Qty Unavailable |  | Not Applicable
DS-260-0835 | DS-260-0835 | IronRidge, Stopper Sleeve, 32mm, Black, Qty. 4, UFO-STP-32MM-B | 1.99 |  | No | Racking | Soligent De-listing | 0 |  | De-Listing & Stock Qty Unavailable |  | Not Applicable
DS-260-0836 | DS-260-0836 | IronRidge, Stopper Sleeve, 33mm, Black, Qty. 4, UFO-STP-33MM-B | 1.99 |  | No | Racking | Soligent De-listing | 0 |  | De-Listing & Stock Qty Unavailable |  | Not Applicable
DS-260-0837 | DS-260-0837 | IronRidge, Stopper Sleeve, 35mm, Black, Qty. 4, UFO-STP-35MM-B | 1.99 |  | No | Racking | Soligent De-listing | 0 |  | De-Listing & Stock Qty Unavailable |  | Not Applicable
DS-260-0838 | DS-260-0838 | IronRidge, Stopper Sleeve, 38mm, Black, Qty. 4, UFO-STP-38MM-B | 1.99 |  | No | Racking | Soligent De-listing | 0 |  | De-Listing & Stock Qty Unavailable |  | Not Applicable
DS-260-0839 | DS-260-0839 | IronRidge, Stopper Sleeve, 40mm, Black, Qty. 4, UFO-STP-40MM-B | 1.99 |  | No | Racking | Soligent De-listing | 0 |  | De-Listing & Stock Qty Unavailable |  | Not Applicable
DS-260-0840 | DS-260-0840 | IronRidge, Stopper Sleeve, 46mm, Black, Qty. 4, UFO-STP-46MM-B | 1.99 |  | No | Racking | Soligent De-listing | 0 |  | De-Listing & Stock Qty Unavailable |  | Not Applicable
DS-270-0045 | DS-270-0045 | IronRidge, FX, Rail-Less Mount 32mm, Black, Qty 1, FX-MOUNT-32MM-B | 10.86 |  | No | Racking | Shippable | 10.73 |  | Shippable but Stock Qty Unavailable |  | Not Applicable
DS-270-0046 | DS-270-0046 | IronRidge, FX, Rail-Less Mount 40mm, Black, Qty 1, FX-MOUNT-40MM-B | 10.86 |  | No | Racking | Shippable | 10.73 |  | Shippable but Stock Qty Unavailable |  | Not Applicable
DS-270-0047 | DS-270-0047 | IronRidge, FX, Rail-Less Flashing, without Hanger-Bolt, Qty 1, FX-FLASH-B | 4.45 |  | No | Racking | Shippable | 4.2 |  | Shippable but Stock Qty Unavailable |  | Not Applicable
DS-270-0048 | DS-270-0048 | IronRidge, FX, Rail-Less Flashing Hardware Kit, 37 Hanger Bolts, 38 Hanger Nuts, Qty 1 Kit, FX-FLASH-HW | 46.37 |  | No | Racking | Shippable | 45.79 |  | Shippable but Stock Qty Unavailable |  | Not Applicable
DS-270-0049 | DS-270-0049 | IronRidge, FX, Rail-Less Bridge, 32mm Black, Qty 1, FX-BRIDGE-32MM-B | 8.01 |  | No | Racking | Shippable | 7.91 |  | Shippable but Stock Qty Unavailable |  | Not Applicable
DS-270-0050 | DS-270-0050 | IronRidge, FX, Rail-Less Bridge, 40mm Black, Qty 1, FX-BRIDGE-40MM-B | 8.01 |  | No | Racking | Shippable | 7.91 |  | Shippable but Stock Qty Unavailable |  | Not Applicable
DS-270-0051 | DS-270-0051 | IronRidge, FX, Rail-Less North Bridge Screw Kit, 12 pcs, Qty 1 Kit, FX-NORTH-SCREW | 3.34 |  | No | Racking | Shippable | 3.3 |  | Shippable but Stock Qty Unavailable |  | Not Applicable
DS-270-0052 | DS-270-0052 | IronRidge, FX, Rail-Less Trim, Black, 32mm, For 1 60 Cell Landscape Module, 1663mm, ~65.5", Qty 1, FX-TRIM-32MM-B-L | 24.47 |  | No | Racking | Shippable | 24.16 |  | Shippable but Stock Qty Unavailable |  | Not Applicable
DS-270-0055 | DS-270-0055 | IronRidge, FX, Rail-Less Trim, Black, 40mm, For 1 60 Cell Landscape Module, 1663mm, ~65.5", Qty 1, FX-TRIM-40MM-B-L | 24.47 |  | No | Racking | Shippable | 24.16 |  | Shippable but Stock Qty Unavailable |  | Not Applicable
DS-270-0056 | DS-270-0056 | IronRidge, FX, Rail-Less Trim, Black, 40mm, For 2 60 Cell Portrait Module, 2008mm, ~79", Qty 1, FX-TRIM-40MM-B-2P | 29.28 |  | No | Racking | Shippable | 28.91 |  | Shippable but Stock Qty Unavailable |  | Not Applicable
DS-270-0058 | DS-270-0058 | IronRidge, FX, Rail-Less Trim End Caps Kit, All Sizes, 1 Pair, Qty 1 Kit, FX-TRIM-CAP | 1.11 |  | No | Racking | Shippable | 1.1 |  | Shippable but Stock Qty Unavailable |  | Not Applicable
DS-270-0145 | DS-270-0145 | QuickMount, L-Mount, 9 X 12” Flashing with Single Slot L-Foot, 5/16 X 4” Lag and EDPM Washer, Mill Finish, Qty. 1, QMLM-A-12 | 5.96 |  | No | Racking | Vendor De-listing | 5.63 |  | De-Listing & Stock Qty Unavailable |  | Not Applicable
DS-270-0146 | DS-270-0146 | QuickMount, L-Mount, 9 X 12” Flashing with Single Slot L-Foot, 5/16 X 4” Lag and EDPM Washer, Black Finish, Qty. 1, QMLM-B-12 | 8.33 |  | No | Racking | Vendor De-listing | 6.25 |  | De-Listing & Stock Qty Unavailable |  | Not Applicable
DS-270-0152 | DS-270-0152 | IronRidge, Mounting Kit for Microinverters & Optimizers, includes One Bonding 1/4" x 3/4" SS T-Bolt and Hardware, UFO series, Qty. 1, BHW-MI-01-A1 | 1.33 |  | No | Racking | Shippable | 0.92 |  | Shippable but Stock Qty Unavailable |  | Not Applicable
DS-270-0157 | DS-270-0157 | QuickMount, Flashing, Tile Replacement, Flat Tile, 3-1/4" Post, order with Base Mount #270-0898, Black Finish, Qty. 1, QMTR-F3.25-B-12 | 13.19 |  | No | Racking | Shippable | 12.45 |  | Shippable but Stock Qty Unavailable |  | Not Applicable
DS-270-0158 | DS-270-0158 | QuickMount, Flashing, Tile Replacement, W-Tile, 4" Post, order with Base Mount #270-0898, Black Finish, Qty. 1, QMTR-W4-B-12 | 13.19 |  | No | Racking | Shippable | 12.45 |  | Shippable but Stock Qty Unavailable |  | Not Applicable
DS-270-0159 | DS-270-0159 | QuickMount, Flashing, Tile Replacement, S-Tile, 3-1/4" Post, order with Base Mount #270-0898, Black Finish, Qty. 1, QMTR-S3.25-B-12 | 13.19 |  | No | Racking | Shippable | 12.45 |  | Shippable but Stock Qty Unavailable |  | Not Applicable
DS-270-0160 | DS-270-0160 | IronRidge, Flashing, Flashfoot2 with Cap-foot, 9" x 12", includes: 5/16" x 4.75" SS Lag Bolt and EPDM washer, Mill, UFO series, Qty. 1,FF2-01-M2 | 13.33 |  | No | Racking | Shippable | 9.3 |  | Shippable but Stock Qty Unavailable |  | Not Applicable
DS-270-0161 | DS-270-0161 | IronRidge, Flashing, Flashfoot2 with Cap-foot, 9" x 12", includes: 5/16" x 4.75" SS Lag Bolt and EPDM washer, Black, UFO series, Qty. 1, FF2-01-B2 | 12.41 |  | No | Racking | Soligent De-listing | 10.46 |  | De-Listing & Stock Qty Unavailable |  | Not Applicable
DS-270-0177 | DS-270-0177 | IronRidge, Flashfoot2 Replacement 5/16 X 4.75” SS Lag Bolt, Qty. 1 Pack of 4, FM-FF2-LGHW | 5.57 |  | No | Racking | Shippable | 5.5 |  | Shippable but Stock Qty Unavailable |  | Not Applicable
DS-270-0182 | DS-270-0182 | QuickMount, Quick Hook HLS, Low Height Hook for Side Mounted Rails, Mill Finish, No Flashing, Qty. 1, QMHLS-NF-A-12 | 12.58 |  | No | Racking | Shippable | 11.88 |  | Shippable but Stock Qty Unavailable |  | Not Applicable
DS-270-0725 | DS-270-0725 | QuickMount, Flashing, Composition Mounts, 12" x 12", 3 1/4" post + 1/2" Q-Base, Mill Finish, Qty. 1, QMNC-A-12 | 22.46 |  | No | Racking | Vendor De-listing | 21.2 |  | De-Listing & Stock Qty Unavailable |  | Not Applicable
DS-270-0746 | DS-270-0746 | QuickMount, Flashing, New Roof Shake and Slate Mounts, 18" x 18", with 3.25" post/ net 3.75, Mill Finish, QBASE, Qty. 1, QMNS-A-12 | 32.64 |  | No | Racking | Shippable | 30.8 |  | Shippable but Stock Qty Unavailable |  | Not Applicable
DS-270-0776 | DS-270-0776 | QuickMount, Flashing, Conduit Penetration Flashings, Mill Finish, CONDUIT, Qty. 1, QMCPC-A-12 | 11.88 |  | No | Racking | Vendor De-listing | 11.21 |  | De-Listing & Stock Qty Unavailable |  | Not Applicable
DS-270-0870 | DS-270-0870 | QuickMount, Flashing, Conduit Penetration Flashings, for Tile, Mill Finish, Qty. 1, QMCPT-A-12 | 19.96 |  | No | Racking | Vendor De-listing | 18.84 |  | De-Listing & Stock Qty Unavailable |  | Not Applicable
DS-270-0894 | DS-270-0894 | IronRidge, Mounting Kit for Microinverters & optimizers, includes two Bonding 1/4" x 3/4" SS T-Bolt and hardware, UFO series, Qty. 1 Kit, MI-BHW | 2.99 |  | No | Racking | Soligent De-listing | 0 |  | De-Listing & Stock Qty Unavailable |  | Not Applicable
DS-270-0898 | DS-270-0898 | QuickMount, Base Mount, for use with Tile Replacement, Mill Finish, QBLOCK, Qty. 1, QMTR-BM-A-12 | 14.46 |  | No | Racking | Vendor De-listing | 12.2 |  | De-Listing & Stock Qty Unavailable |  | Not Applicable
DS-270-0899 | DS-270-0899 | QuickMount, Flashing, Tile Replacement, Flat Tile, 3-1/4" Post, order with Base Mount #270-0898, Mill Finish, Qty. 1, QMTR-F3.25-A-12 | 12.75 |  | No | Racking | Shippable | 12.04 |  | Shippable but Stock Qty Unavailable |  | Not Applicable
DS-270-0900 | DS-270-0900 | QuickMount, Flashing, Tile Replacement, W-Tile, 4" Post, order with Base Mount #270-0898, Mill Finish, Qty. 1, QMTR-W4-A-12 | 11.59 |  | No | Racking | Vendor De-listing | 10.94 |  | De-Listing & Stock Qty Unavailable |  | Not Applicable
DS-270-0901 | DS-270-0901 | QuickMount, Flashing, Tile Replacement, S-Tile, 3-1/4" Post, order with Base Mount #270-0898, Mill Finish, Qty. 1, QMTR-S3.25-A-12 | 11.59 |  | No | Racking | Vendor De-listing | 10.94 |  | De-Listing & Stock Qty Unavailable |  | Not Applicable
DS-270-0902 | DS-270-0902 | QuickMount, Conduit Mount for Tile, Mill Finish, QBLOCK, Qty. 1, QMCMT-A-12 | 6.65 |  | No | Racking | Vendor De-listing | 5.4 |  | De-Listing & Stock Qty Unavailable |  | Not Applicable
DS-270-0905 | DS-270-0905 | QuickMount, Flashing, E-Mount, 9" x 12", with Lag bolt, Bronze, QBLOCK, Qty. 1, QMSE-LAG B 1 | 9.23 |  | No | Racking | Vendor De-listing | 8.48 |  | De-Listing & Stock Qty Unavailable |  | Not Applicable
DS-270-0915 | DS-270-0915 | IronRidge, Flashing, Flashfoot2 kit with Cap-foot, 9" x 12", includes: 5/16" x 4.75" SS Lag Bolt and EPDM washer, Mill, UFO series, Qty. 1 box of 4 flashings, FM-FF2-001 | 68.99 |  | No | Racking | Soligent De-listing | 0 |  | De-Listing & Stock Qty Unavailable |  | Not Applicable
DS-270-0916 | DS-270-0916 | IronRidge, Flashing, Flashfoot2 kit with Cap-foot, 9" x 12", includes: 5/16" x 4.75" SS Lag Bolt and EPDM washer, Black, UFO series, Qty. 1 box of 4 flashings, FM-FF2-001-B | 77.99 |  | No | Racking | Soligent De-listing | 0 |  | De-Listing & Stock Qty Unavailable |  | Not Applicable
DS-270-0941 | DS-270-0941 | QuickMount, Accessory Frame Mount Bracket Universal, UL2703 for SolarEdge Optimizer, or Enphase IQ, module frame thickness and racking agnostic, Mill finish, Qty. 1, QMAFBU-A-25 | 4.85 |  | No | Racking | Vendor De-listing | 3.94 |  | De-Listing & Stock Qty Unavailable |  | Not Applicable
DS-270-0942 | DS-270-0942 | IronRidge, Conduit Mount/Flashing for Composition roofs, for ¾ / 1” EMT, 9" x 12", Black, Qty. 1 box of 4, FM-CM-001-B | 55.84 |  | No | Racking | Shippable | 52.7 |  | Shippable but Stock Qty Unavailable |  | Not Applicable
DS-270-1001 | DS-270-1001 | QuickMount, L-Mount, 9 X 12” Flashing with Single Slot L-Foot, 5/16 X 4-1/2” Structural Screw, (T-30 or ½” socket), and EDPM Washer, Black Finish, Qty. 1, QMLM-ST-B-12 | 8.33 |  | No | Racking | Vendor De-listing | 6.25 |  | De-Listing & Stock Qty Unavailable |  | Not Applicable
DS-270-1002 | DS-270-1002 | IronRidge, FX, Rail-Less Mount 35mm, Black, Qty 1, FX-MOUNT-35MM-B | 13 |  | No | Racking | Vendor De-listing | 11.14 |  | De-Listing & Stock Qty Unavailable |  | Not Applicable
DS-270-1003 | DS-270-1003 | IronRidge, FX, Rail-Less Bridge, 35mm Black, Qty 1, FX-BRIDGE-35MM-B | 18.62 |  | No | Racking | Vendor De-listing | 8.22 |  | De-Listing & Stock Qty Unavailable |  | Not Applicable
DS-270-1004 | DS-270-1004 | IronRidge, FX, Rail-Less Trim, Black, 35mm, For 1 60 Cell Landscape Module, 1663mm, ~65.5", Qty 1, FX-TRIM-35MM-B-L | 29.29 |  | No | Racking | Vendor De-listing | 25.1 |  | De-Listing & Stock Qty Unavailable |  | Not Applicable
DS-270-1005 | DS-270-1005 | IronRidge, FX, Rail-Less Trim, Black, 35mm, For 2 60 Cell Portrait Module, 2008mm, ~79", Qty 1, FX-TRIM-35MM-B-2P | 35.05 |  | No | Racking | Vendor De-listing | 30.04 |  | De-Listing & Stock Qty Unavailable |  | Not Applicable
DS-270-1032 | DS-270-1032 | IronRidge, FlashVue Flashing with GripCap, 8" x 12", includes: 5/16" x 4.25" SS Lag Bolt with EPDM Washer, Mill Finish, Qty. 1, FV-01-M1 | 9.12 |  | No | Racking | Shippable | 7.82 |  | Shippable but Stock Qty Unavailable |  | Not Applicable
DS-270-1033 | DS-270-1033 | IronRidge, FlashVue Flashing with GripCap, 8" x 12", includes: 5/16" x 4.25" SS Lag Bolt with EPDM Washer, Black Finish, Qty. 1, FV-01-B1 | 9.77 |  | No | Racking | Shippable | 8.38 |  | Shippable but Stock Qty Unavailable |  | Not Applicable
DS-270-1045 | DS-270-1045 | QuickMount, L-Mount, 9 X 12” Flashing with Open Slot L-Foot, 5/16 X 4” Lag and EPDM Washer, Mill Finish, Qty. 1, QM-LM-01-M1 | 6.71 |  | No | Racking | Shippable | 6.17 |  | Shippable but Stock Qty Unavailable |  | Not Applicable
DS-270-1046 | DS-270-1046 | QuickMount, L-Mount, 9 X 12” Flashing with Open Slot L-Foot, 5/16 X 4” Lag and EPDM Washer, Black Finish, Qty. 1, QM-LM-01-B1 | 7.46 |  | No | Racking | Shippable | 6.87 |  | Shippable but Stock Qty Unavailable |  | Not Applicable
DS-270-1117 | DS-270-1117 | IronRidge, Flashing, Flashfoot2 with Cap-foot, 8in x 12in, includes: 5/16in x 4.75in SS Lag Bolt with EPDM Washer, Black, UFO series, Qty. 1, FF2-02-B2 | 12.91 |  | No | Racking | Shippable | 12.1 |  | Shippable but Stock Qty Unavailable |  | Not Applicable
DS-270-1118 | DS-270-1118 | IronRidge, Flashing, Flashfoot2 with Cap-foot, 8in x 12in, includes: 5/16in x 4.75in SS Lag Bolt with EPDM Washer, Mill, UFO series, Qty. 1, FF2-02-M2 | 11.39 |  | No | Racking | Shippable | 10.75 |  | Shippable but Stock Qty Unavailable |  | Not Applicable
DS-271-0008 | DS-271-0008 | IronRidge, Flat Roof Attachment Mill Base, with 3/8 X 1.25” SS Bolt and Washers, Qty. 1, FRA-BASE-01-M1 | 30.46 |  | No | Racking | Shippable | 25.71 |  | Shippable but Stock Qty Unavailable |  | Not Applicable
DS-271-0009 | DS-271-0009 | IronRidge, Flat Roof Attachment Membrane, 60 mil, TPO, GAF, White, Qty. 1, FRA-M60T-GF-W1 | 14.09 |  | No | Racking | Shippable | 11.44 |  | Shippable but Stock Qty Unavailable |  | Not Applicable
DS-271-0010 | DS-271-0010 | IronRidge, Flat Roof Attachment Membrane, 60 mil, PVC, GAF, White, Qty. 1, FRA-M60P-GF-W1 | 16.09 |  | No | Racking | Shippable | 13.06 |  | Shippable but Stock Qty Unavailable |  | Not Applicable
DS-271-0012 | DS-271-0012 | IronRidge, Flat Roof Attachment Membrane, 60 mil, TPO, Mule Hide, White, Qty. 1, FRA-M60T-MH-W1 | 11.99 |  | No | Racking | Shippable | 9.73 |  | Shippable but Stock Qty Unavailable |  | Not Applicable
DS-271-0014 | DS-271-0014 | IronRidge, Flat Roof Attachment Membrane, 60 mil, TPO, Firestone, White, Qty. 1, FRA-M60T-FS-W1 | 14.09 |  | No | Racking | Shippable | 11.44 |  | Shippable but Stock Qty Unavailable |  | Not Applicable
DS-271-0015 | DS-271-0015 | IronRidge, Flat Roof Attachment Membrane, 60 mil, TPO, Carlisle, White, Qty. 1, FRA-M60T-CA-W1 | 14.09 |  | No | Racking | Shippable | 11.44 |  | Shippable but Stock Qty Unavailable |  | Not Applicable
DS-341-0123 | DS-341-0123 | SimpliPhi, AccESS with Schneider XW+ 6848, Optional AGS, Auto Gen Start, SCH-865-1060-01 | 390 |  | No | Inverters | Vendor De-listing | 224.14 |  | De-Listing & Stock Qty Unavailable |  | Not Applicable
DS-349-0042 | DS-349-0042 | SimpliPhi, ExprESS with Magnum MS4448PAE, Mini-Magnum Panel, 2 Phi 3.8, LFP Batteries (Lithium Iron Phosphate), 1 PT-100 Charge Controller, ME-ARC Interface, 2 USB & 4 120V/15A GFI Receptacles, Free-Standing 3R Enclosure, E-2PHI-48-60 | 17800 |  | No | Energy Storage | Vendor De-listing | 10229.89 |  | De-Listing & Stock Qty Unavailable |  | Not Applicable
DS-349-0053 | DS-349-0053 | SimpliPhi, AccESS 15.2 with Schneider XW 6848-PRO Inverter, 120/240Vac, SCP, 4 Phi 3.8, LFP Batteries (Lithium Iron Phosphate), 1 MPPT 80/600 Charge Controller, 3R Enclosure, UL-1973, A-4PHI-CC-SCH-PRO | 27900 |  | No | Energy Storage | Vendor De-listing | 15000 |  | De-Listing & Stock Qty Unavailable |  | Not Applicable
DS-349-0054 | DS-349-0054 | SimpliPhi, AccESS 15.2 with Schneider XW 6848-PRO Inverter, 120/240Vac, SCP, 4 Phi 3.8, LFP Batteries (Lithium Iron Phosphate), AC Coupled, 3R Enclosure, UL-1973, A-4PHI-SCH-PRO | 25900 |  | No | Energy Storage | Vendor De-listing | 13924.73 |  | De-Listing & Stock Qty Unavailable |  | Not Applicable
DS-349-0055 | DS-349-0055 | SimpliPhi, AccESS with Schneider XW 6848-PRO Inverter, 120/240Vac, SCP, 3 Phi 3.8, LFP Batteries (Lithium Iron Phosphate), 1 MPPT 80/600 Charge Controller, 3R Enclosure, UL-1973, A-3PHI-CC-SCH-PRO | 24200 |  | No | Energy Storage | Vendor De-listing | 13010.75 |  | De-Listing & Stock Qty Unavailable |  | Not Applicable
DS-349-0056 | DS-349-0056 | SimpliPhi, AccESS with Schneider XW 6848-PRO, Inverter 120/240Vac, SCP, 3 Phi 3.8, LFP Batteries (Lithium Iron Phosphate), AC Coupled, 3R Enclosure, UL-1973, A-3PHI-SCH-PRO | 22200 |  | No | Energy Storage | Vendor De-listing | 11935.48 |  | De-Listing & Stock Qty Unavailable |  | Not Applicable
DS-349-0059 | DS-349-0059 | SimpliPhi, AccESS with Sol-Ark 8kW AC/DC Coupled, 120/240Vac, 4 Phi 3.8, LFP Batteries (Lithium Iron Phosphate), Integrated Charge Controller, 3R Enclosure, UL-1973, UL-1741-SA, A-4PHI-SA-8 | 28040 |  | No | Energy Storage | Vendor De-listing | 15075.27 |  | De-Listing & Stock Qty Unavailable |  | Not Applicable
DS-349-0060 | DS-349-0060 | SimpliPhi, AccESS 22.8 with Sol-Ark 12kW AC/DC Coupled, 208/240Vac, 6 Phi 3.8, LFP Batteries (Lithium Iron Phosphate), Integrated Charge Controller, 3R Enclosure, UL-1973, UL-1741-SA, A-6PHI-SA-12 | 37540 |  | No | Energy Storage | Vendor De-listing | 20182.8 |  | De-Listing & Stock Qty Unavailable |  | Not Applicable
DS-349-0086 | DS-349-0086 | SimpliPhi, ExprESS 24V with Magnum MS2024, Mini-Magnum Panel, 2 Phi 2.9, LFP Batteries (Lithium Iron Phosphate) 5.8kWh, 1, TriStar-45 PWM Charge Controller, ME-ARC Interface, 2 USB & 4, 120V/15A GFI Receptacles, Free-Standing 3R Enclosure with Wheels, E-2PHI-24-60 | 15000 |  | No | Energy Storage | Vendor De-listing | 8620.69 |  | De-Listing & Stock Qty Unavailable |  | Not Applicable
DS-450-0106 | DS-450-0106 | SimpliPhi, Battery Enclosure, for up to 6 Phi 3.8 LFP batteries, with Shelves w/o Buss Bars, BOSS.6 | 3560 |  | No | Electrical BOS | Vendor De-listing | 2045.98 |  | De-Listing & Stock Qty Unavailable |  | Not Applicable
DS-450-0158 | DS-450-0158 | SimpliPhi, Battery Enclosure, for up to 12 Phi 3.5-3.8 LFP batteries, with Shelves w/o Buss Bars, BOSS.12 | 5340 |  | No | Electrical BOS | Vendor De-listing | 3068.97 |  | De-Listing & Stock Qty Unavailable |  | Not Applicable
DS-510-0258 | DS-510-0258 | QuickMount, Q-Box, Flashed Junction Box, 5.5 X 5.75” Polycarbonate Box, 12 X 12” Aluminum Flashing, For Comp Roofs, Bronze Finish, Qty. 1, QMQB-J1-B-10 | 57.42 |  | No | Racking | Shippable | 54.19 |  | Shippable but Stock Qty Unavailable |  | Not Applicable
DS-550-0056 | DS-550-0056 | Multi-Contact, Latching Connector Dis-Assembly Tool Pair, Red, PV-MS, 32.6024 | 0.68 |  | No | Electrical BOS | Shippable | 0.64 |  | Shippable but Stock Qty Unavailable |  | Not Applicable
DS-550-0287 | DS-550-0287 | IronRidge, BX Edge UV Cable Tie/Edge Clip, 1 ea, BX-CT-EC-P1 | 0.69 |  | No | Racking | Shippable | 0.57 |  | Shippable but Stock Qty Unavailable |  | Not Applicable
DS-550-0288 | DS-550-0288 | IronRidge, BX 12” UV Cable Tie, 1 Each, BX-CT-UV-P1 | 0.13 |  | No | Racking | Shippable | 0.11 |  | Shippable but Stock Qty Unavailable |  | Not Applicable
DS-550-0382 | DS-550-0382 | IronRidge, Wire Clip, for XRS & XRL, for (10) 5mm panel wires, or (1) MC4, (1) Enphase wire and (1) dual Enphase wire, PVC plastic, Qty. 1 bag of 20 pieces, 29-4000-077 | 9.92 |  | No | Racking | Shippable | 8.18 |  | Shippable but Stock Qty Unavailable |  | Not Applicable
DS-570-0244 | DS-570-0244 | SimpliPhi, AccESS with Schneider XW 6848-PRO, Gateway, SCH-2430069 | 940 |  | No | Inverters | Vendor De-listing | 540.23 |  | De-Listing & Stock Qty Unavailable |  | Not Applicable
DS-590-0101 | DS-590-0101 | IronRidge, Bonding Strap Expansion Joint, for Rail Splice, Includes Hardware with Bonding T-bolt, Clear, Qty. 1, UFO-RS-GDXP-001 | 8 |  | No | Racking | Vendor De-listing | 5.16 |  | De-Listing & Stock Qty Unavailable |  | Not Applicable
DS-590-0102 | DS-590-0102 | IronRidge, Grounding Lug, Low Profile, with 1/4" T-Bolt and nut, UFO series, Qty. 1 bag of 2, GD-LUG-003 | 14.99 |  | No | Racking | Soligent De-listing | 0 |  | De-Listing & Stock Qty Unavailable |  | Not Applicable
DS-590-0104 | DS-590-0104 | IronRidge, Bonding Attachment hardware for FF2 and L-feet, Square Bolt, UFO series, Qty. 1 bag of 4 sets, FM-SQ-BHW | 8 |  | No | Racking | Vendor De-listing | 0 |  | De-Listing & Stock Qty Unavailable |  | Not Applicable
DS-590-0105 | DS-590-0105 | IronRidge, Bonding Attachment hardware for FF2 and L-feet, T-Bolt, UFO series, Qty. 1 bag of 4 sets, FM-TB-BHW | 7.33 |  | No | Racking | Vendor De-listing | 0 |  | De-Listing & Stock Qty Unavailable |  | Not Applicable
DS-590-0108 | DS-590-0108 | IronRidge, FX, Rail-Less Ground Lug Kit, 2 pcs, Qty 1 Kit, FX-LUG | 2.91 |  | No | Racking | Shippable | 2.37 |  | Shippable but Stock Qty Unavailable |  | Not Applicable
DS-590-0109 | DS-590-0109 | IronRidge, Bonding Attachment hardware for FF2 and L-feet, Square Bolt, UFO series, Qty. 1 bag of 4 sets, FM-SQ-BHW-V2 | 8.99 |  | No | Racking | Soligent De-listing | 0 |  | De-Listing & Stock Qty Unavailable |  | Not Applicable
DS-590-0111 | DS-590-0111 | IronRidge, Bonding Attachment hardware for FF2 and L-feet, Tee-Bolt, UFO series, Qty. 1 bag of 4 Bolts/Nuts, FM-TB-BHW-V2 | 11.99 |  | No | Racking | Soligent De-listing | 0 |  | De-Listing & Stock Qty Unavailable |  | Not Applicable
DS-590-0115 | DS-590-0115 | IronRidge, Bonding Attachment hardware for FF2 and L-feet, Square Bolt, UFO series, Qty. 1, BHW-SQ-02-A1 | 2.4 |  | No | Racking | Shippable | 1.28 |  | Shippable but Stock Qty Unavailable |  | Not Applicable
DS-590-0116 | DS-590-0116 | IronRidge, Bonding Attachment hardware for FF2 and L-feet, T-Bolt, UFO series, Qty. 1, BHW-TB-02-A1 | 2.02 |  | No | Racking | Shippable | 1.4 |  | Shippable but Stock Qty Unavailable |  | Not Applicable
DS-590-0117 | DS-590-0117 | IronRidge, Grounding Lug, Low Profile, with 1/4" T-Bolt and nut, UFO series, Qty. 1, XR-LUG-03-A1 | 5.98 |  | No | Racking | Shippable | 4.15 |  | Shippable but Stock Qty Unavailable |  | Not Applicable
DS-590-0118 | DS-590-0118 | IronRidge, Frameless Clamp Bonding Hardware, Pack of 4, FMLS-BHW | 3.59 |  | No | Racking | Shippable | 2.91 |  | Shippable but Stock Qty Unavailable |  | Not Applicable
DS-590-0119 | DS-590-0119 | IronRidge, BX 8” Module Bonding Jumper, BX-MB8-M1 | 3.64 |  | No | Racking | Shippable | 2.96 |  | Shippable but Stock Qty Unavailable |  | Not Applicable
DS-590-0120 | DS-590-0120 | IronRidge, BX 38” Row Bonding Jumper, BX-RB38-M1 | 7.99 |  | No | Racking | Shippable | 6.48 |  | Shippable but Stock Qty Unavailable |  | Not Applicable
DS-590-0121 | DS-590-0121 | IronRidge, BX Module Ground Lug with Hardware, PV-LUG-01-A1 | 4.86 |  | No | Racking | Shippable | 3.95 |  | Shippable but Stock Qty Unavailable |  | Not Applicable
DS-590-0122 | DS-590-0122 | QuickMount, QMR Quick Rail, M8 X 20mm T-Bolt w/ Nut, w/Nylon Patch, SS,1 bag of 50, QMR-TB20P-A-300 | 0.62 |  | No | Racking | Vendor De-listing | 0.61 |  | De-Listing & Stock Qty Unavailable |  | Not Applicable
DS-FF2-02-B2 | DS-FF2-02-B2 | IronRidge, Flashing, Flashfoot2 with Cap-foot, 8in x 12in, includes: 5/16in x 4.75in SS Lag Bolt with EPDM Washer, Black, UFO series, Qty. 1, FF2-02-B2 | 12.91 |  | No | Racking | Shippable | 12.1 |  | Shippable but Stock Qty Unavailable |  | Not Applicable
error | error | Item Made in error | 0 |  | No | Electrical BOS | Soligent De-listing | 0 |  | Not Applicable |  | Not Applicable
FinChrg |  | Finance Charge on Overdue Balance | [5 empty] | 0 |  | Not Applicable as per Item Classification |  | Not Applicable
Installation | Installation | Installation |  |  | No |  |  | 0 |  | Not Applicable as per Item Classification |  | Not Applicable
KRANDSMOQ-210-0691 | KRANDSMOQ-210-0691 | IronRidge, Standoff, Flush Mount, 4", 1.5" diameter, Aluminum Mill Finish, Qty. 20, 51-6004-500L | 300 |  | No | Racking | Soligent De-listing | 0 |  | De-Listing & Stock Qty Unavailable |  | Not Applicable
KRANDSMOQ-210-0694 | KRANDSMOQ-210-0694 | IronRidge, Standoff, Flush Mount, 7", 1.5" diameter, Aluminum Mill Finish, Qty. 20, 51-6007-500L | 360 |  | No | Racking | Soligent De-listing | 0 |  | De-Listing & Stock Qty Unavailable |  | Not Applicable
KRANDSMOQ-210-0998 | KRANDSMOQ-210-0998 | IronRidge, XR10, Rail 132" (11') Clear, Qty. 160,XR -10-132A | 6048 |  | No | Racking | Soligent De-listing | 0 |  | De-Listing & Stock Qty Unavailable |  | Not Applicable
KRANDSMOQ-210-0999 | KRANDSMOQ-210-0999 | IronRidge, XR10, Rail 168" (14') Clear, Qty. 160, XR-10-168A | 7704 |  | No | Racking | Soligent De-listing | 0 |  | De-Listing & Stock Qty Unavailable |  | Not Applicable
KRANDSMOQ-210-1000 | KRANDSMOQ-210-1000 | IronRidge, XR10, Rail 204" (17') Clear, Qty. 160, XR-10-204A | 9345.6 |  | No | Racking | Soligent De-listing | 0 |  | De-Listing & Stock Qty Unavailable |  | Not Applicable
KRANDSMOQ-210-1001 | KRANDSMOQ-210-1001 | IronRidge, XR100, Rail 132" (11') Clear, Qty. 80, XR-100-132A | 4176 |  | No | Racking | Soligent De-listing | 0 |  | De-Listing & Stock Qty Unavailable |  | Not Applicable
KRANDSMOQ-210-1002 | KRANDSMOQ-210-1002 | IronRidge, XR100, Rail 132" (11') Black, Qty. 80, XR-100-132B | 4896 |  | No | Racking | Soligent De-listing | 0 |  | De-Listing & Stock Qty Unavailable |  | Not Applicable
KRANDSMOQ-210-1003 | KRANDSMOQ-210-1003 | IronRidge, XR100, Rail 168" (14') Clear, Qty. 80, XR-100-168A | 5313.6 |  | No | Racking | Soligent De-listing | 0 |  | De-Listing & Stock Qty Unavailable |  | Not Applicable
KRANDSMOQ-210-1004 | KRANDSMOQ-210-1004 | IronRidge, XR100, Rail 168" (14') Black, Qty. 80, XR-100-168B | 6228 |  | No | Racking | Soligent De-listing | 0 |  | De-Listing & Stock Qty Unavailable |  | Not Applicable
KRANDSMOQ-210-1005 | KRANDSMOQ-210-1005 | IronRidge, XR100, Rail 204" (17') Clear, Qty. 80, XR-100-204A | 6451.2 |  | No | Racking | Soligent De-listing | 0 |  | De-Listing & Stock Qty Unavailable |  | Not Applicable
KRANDSMOQ-210-1006 | KRANDSMOQ-210-1006 | IronRidge, XR100, Rail 204" (17') Black, Qty. 80, XR-100-204B | 7567.2 |  | No | Racking | Soligent De-listing | 0 |  | De-Listing & Stock Qty Unavailable |  | Not Applicable
KRANDSMOQ-210-1007 | KRANDSMOQ-210-1007 | IronRidge, XR1000, Rail 132" (11') Clear, Qty. 80, XR-1000-132A | 5702.4 |  | No | Racking | Soligent De-listing | 0 |  | De-Listing & Stock Qty Unavailable |  | Not Applicable
KRANDSMOQ-210-1008 | KRANDSMOQ-210-1008 | IronRidge, XR1000, Rail 168" (14') Clear, Qty. 80, XR-1000-168A | 7257.6 |  | No | Racking | Soligent De-listing | 0 |  | De-Listing & Stock Qty Unavailable |  | Not Applicable
KRANDSMOQ-210-1009 | KRANDSMOQ-210-1009 | IronRidge, XR1000, Rail 204" (17') Clear, Qty. 80, XR-1000-204A | 8812.8 |  | No | Racking | Soligent De-listing | 0 |  | De-Listing & Stock Qty Unavailable |  | Not Applicable
KRANDSMOQ-210-1025 | KRANDSMOQ-210-1025 | IronRidge, XR10, Rail 132" (11') Black, Qty. 160, XR-10-132B | 7257.6 |  | No | Racking | Soligent De-listing | 0 |  | De-Listing & Stock Qty Unavailable |  | Not Applicable
KRANDSMOQ-210-1026 | KRANDSMOQ-210-1026 | IronRidge, XR10, Rail 168" (14') Black, Qty. 160, XR-10-168B | 9244.8 |  | No | Racking | Soligent De-listing | 0 |  | De-Listing & Stock Qty Unavailable |  | Not Applicable
KRANDSMOQ-210-1027 | KRANDSMOQ-210-1027 | IronRidge, XR10, Rail 204" (17') Black, Qty. 160 , XR-10-204B | 11217.6 |  | No | Racking | Soligent De-listing | 0 |  | De-Listing & Stock Qty Unavailable |  | Not Applicable
KRANDSMOQ-211-0463 | KRANDSMOQ-211-0463 | IronRidge, End Cap XR10, Qty.25, XR-10-CAP | 350 |  | No | Racking | Soligent De-listing | 0 |  | De-Listing & Stock Qty Unavailable |  | Not Applicable
KRANDSMOQ-211-0464 | KRANDSMOQ-211-0464 | IronRidge, End Cap XR100, Qty 25, XR-100-CAP | 350 |  | No | Racking | Soligent De-listing | 0 |  | De-Listing & Stock Qty Unavailable |  | Not Applicable
KRANDSMOQ-211-0465 | KRANDSMOQ-211-0465 | IronRidge, End Cap XR1000, Qty. 25, XR-1000-CAP | 375 |  | No | Racking | Soligent De-listing | 0 |  | De-Listing & Stock Qty Unavailable |  | Not Applicable
KRANDSMOQ-211-0481 | KRANDSMOQ-211-0481 | IronRidge, Fixed Tilt Leg, Kit, 10", Mill, Qty. 20, TM-FTL-010 | 680 |  | No | Racking | Soligent De-listing | 0 |  | De-Listing & Stock Qty Unavailable |  | Not Applicable
KRANDSMOQ-211-0482 | KRANDSMOQ-211-0482 | IronRidge, Fixed Tilt Leg, Kit, 15", Mill, Qty. 20, TM-FTL-015 | 720 |  | No | Racking | Soligent De-listing | 0 |  | De-Listing & Stock Qty Unavailable |  | Not Applicable
KRANDSMOQ-211-0483 | KRANDSMOQ-211-0483 | IronRidge, Fixed Tilt Leg, Kit, 20", Mill, Qty. 20, TM-FTL-020 | 760 |  | No | Racking | Soligent De-listing | 0 |  | De-Listing & Stock Qty Unavailable |  | Not Applicable
KRANDSMOQ-211-0484 | KRANDSMOQ-211-0484 | IronRidge, Fixed Tilt Leg, Kit, 25", Mill, Qty. 20, TM-FTL-025 | 800 |  | No | Racking | Soligent De-listing | 0 |  | De-Listing & Stock Qty Unavailable |  | Not Applicable
KRANDSMOQ-211-0485 | KRANDSMOQ-211-0485 | IronRidge, Fixed Tilt Leg, Kit, 30", Mill, Qty. 20, TM-FTL-030 | 840 |  | No | Racking | Soligent De-listing | 0 |  | De-Listing & Stock Qty Unavailable |  | Not Applicable
KRANDSMOQ-211-0486 | KRANDSMOQ-211-0486 | IronRidge, Splice XR10, Bonding, with 4 screws, Mill, UFO series, Qty. 20, XR-10-SPLC-BD | 140 |  | No | Racking | Soligent De-listing | 0 |  | De-Listing & Stock Qty Unavailable |  | Not Applicable
KRANDSMOQ-211-0487 | KRANDSMOQ-211-0487 | IronRidge, Splice XR100, Bonding, with 4 screws, Mill, UFO series, Qty. 20, XR-100-SPLC-BD | 160 |  | No | Racking | Soligent De-listing | 0 |  | De-Listing & Stock Qty Unavailable |  | Not Applicable
KRANDSMOQ-211-0488 | KRANDSMOQ-211-0488 | IronRidge, Splice XR1000, Bonding, with 4 screws, Mill, UFO series, Qty. 20, XR-1000-SPLC-BD | 180 |  | No | Racking | Soligent De-listing | 0 |  | De-Listing & Stock Qty Unavailable |  | Not Applicable
KRANDSMOQ-211-0491 | KRANDSMOQ-211-0491 | IronRidge, Slotted L-Foot, hardware not included, Mill, UFO series, Qty. 25, FM-LFT-003 | 250 |  | No | Racking | Soligent De-listing | 0 |  | De-Listing & Stock Qty Unavailable |  | Not Applicable
KRANDSMOQ-211-0492 | KRANDSMOQ-211-0492 | IronRidge, Slotted L-Foot, hardware not included, Black, UFO series, Qty. 25, FM-LFT-003-B | 300 |  | No | Racking | Soligent De-listing | 0 |  | De-Listing & Stock Qty Unavailable |  | Not Applicable
KRANDSMOQ-220-0349 | KRANDSMOQ-220-0349 | IronRidge, SGA Top Cap, for 2" pipe, Qty. 12, 70-0200-SGA | 600 |  | No | Racking | Soligent De-listing | 0 |  | De-Listing & Stock Qty Unavailable |  | Not Applicable
KRANDSMOQ-220-0350 | KRANDSMOQ-220-0350 | IronRidge, SGA Top Cap, for 3" pipe, Qty. 12, 70-0300-SGA | 780 |  | No | Racking | Soligent De-listing | 0 |  | De-Listing & Stock Qty Unavailable |  | Not Applicable
KRANDSMOQ-220-0359 | KRANDSMOQ-220-0359 | IronRidge, SGA 2", 7.5' Brace Assembly, Qty. 4, 70-0200-CBR | 700 |  | No | Racking | Soligent De-listing | 0 |  | De-Listing & Stock Qty Unavailable |  | Not Applicable
KRANDSMOQ-220-0360 | KRANDSMOQ-220-0360 | IronRidge, SGA 3", 7.5' Brace Assembly, Qty. 4, 70-0300-CBR | 800 |  | No | Racking | Soligent De-listing | 0 |  | De-Listing & Stock Qty Unavailable |  | Not Applicable
KRANDSMOQ-220-0361 | KRANDSMOQ-220-0361 | IronRidge, SGA 3", 9' Brace Assembly, Qty. 4, 5-panel, 70-0305-CBR | 1040 |  | No | Racking | Soligent De-listing | 0 |  | De-Listing & Stock Qty Unavailable |  | Not Applicable
KRANDSMOQ-220-0714 | KRANDSMOQ-220-0714 | IronRidge, SGA 2” (9’) Brace Assembly, 5-Panel, Qty. 4, 70-0205-CBR | 880 |  | No | Racking | Soligent De-listing | 0 |  | De-Listing & Stock Qty Unavailable |  | Not Applicable
KRANDSMOQ-220-0715 | KRANDSMOQ-220-0715 | IronRidge, SGA Bonding Rail Connector, for 2" pipe, UFO series, Qty. 36, GM-BRC-002 | 648 |  | No | Racking | Soligent De-listing | 0 |  | De-Listing & Stock Qty Unavailable |  | Not Applicable
KRANDSMOQ-220-0716 | KRANDSMOQ-220-0716 | IronRidge, SGA Bonding Rail Connector, for 3" pipe, UFO series, Qty. 36, GM-BRC-003 | 648 |  | No | Racking | Soligent De-listing | 0 |  | De-Listing & Stock Qty Unavailable |  | Not Applicable
KRANDSMOQ-260-0728 | KRANDSMOQ-260-0728 | IronRidge, Grounding Mid Clamp, with 2.00" T-Bolt, Clear, (31.0-34.8mm), UL 2703, Qty.50, RS-GD-MCL-200 | 700 |  | No | Racking | Vendor De-listing | 0 |  | De-Listing & Stock Qty Unavailable |  | Not Applicable
KRANDSMOQ-260-0737 | KRANDSMOQ-260-0737 | IronRidge, Bonding Strap Expansion Joint, for Rail Splice, Clear, UL 2703, Qty. 25, RS-GDXP-001 | 12.05 |  | No | Racking | Soligent De-listing | 0 |  | De-Listing & Stock Qty Unavailable |  | Not Applicable
KRANDSMOQ-260-0827 | KRANDSMOQ-260-0827 | IronRidge, Universal Bonding Module Clamp, Clear, Qty. 50, UFO-CL-001 | 700 |  | No | Racking | Soligent De-listing | 0 |  | De-Listing & Stock Qty Unavailable |  | Not Applicable
KRANDSMOQ-260-0828 | KRANDSMOQ-260-0828 | IronRidge, Universal Bonding Module Clamp, Black, Qty. 50, UFO-CL-001-B | 750 |  | No | Racking | Soligent De-listing | 0 |  | De-Listing & Stock Qty Unavailable |  | Not Applicable
KRANDSMOQ-260-0829 | KRANDSMOQ-260-0829 | IronRidge, Stopper Sleeve, 32mm, Clear, Qty. 25, UFO-STP-32MM | 50 |  | No | Racking | Soligent De-listing | 0 |  | De-Listing & Stock Qty Unavailable |  | Not Applicable
KRANDSMOQ-260-0830 | KRANDSMOQ-260-0830 | IronRidge, Stopper Sleeve, 33mm, Clear, Qty. 25, UFO-STP-33MM | 50 |  | No | Racking | Soligent De-listing | 0 |  | De-Listing & Stock Qty Unavailable |  | Not Applicable
KRANDSMOQ-260-0831 | KRANDSMOQ-260-0831 | IronRidge, Stopper Sleeve, 35mm, Clear, Qty. 25, UFO-STP-35MM | 50 |  | No | Racking | Soligent De-listing | 0 |  | De-Listing & Stock Qty Unavailable |  | Not Applicable
KRANDSMOQ-260-0832 | KRANDSMOQ-260-0832 | IronRidge, Stopper Sleeve, 38mm, Clear, Qty. 25, UFO-STP-38MM | 50 |  | No | Racking | Soligent De-listing | 0 |  | De-Listing & Stock Qty Unavailable |  | Not Applicable
KRANDSMOQ-260-0833 | KRANDSMOQ-260-0833 | IronRidge, Stopper Sleeve, 40mm, Clear, Qty. 25, UFO-STP-40MM | 50 |  | No | Racking | Soligent De-listing | 0 |  | De-Listing & Stock Qty Unavailable |  | Not Applicable
KRANDSMOQ-260-0834 | KRANDSMOQ-260-0834 | IronRidge, Stopper Sleeve, 46mm, Clear, Qty. 25, UFO-STP-46MM | 50 |  | No | Racking | Soligent De-listing | 0 |  | De-Listing & Stock Qty Unavailable |  | Not Applicable
KRANDSMOQ-260-0835 | KRANDSMOQ-260-0835 | IronRidge, Stopper Sleeve, 32mm, Black, Qty. 25, UFO-STP-32MM-B | 56.25 |  | No | Racking | Soligent De-listing | 0 |  | De-Listing & Stock Qty Unavailable |  | Not Applicable
KRANDSMOQ-260-0836 | KRANDSMOQ-260-0836 | IronRidge, Stopper Sleeve, 33mm, Black, Qty. 25, UFO-STP-33MM-B | 56.25 |  | No | Racking | Soligent De-listing | 0 |  | De-Listing & Stock Qty Unavailable |  | Not Applicable
KRANDSMOQ-260-0837 | KRANDSMOQ-260-0837 | IronRidge, Stopper Sleeve, 35mm, Black, Qty. 25, UFO-STP-35MM-B | 56.25 |  | No | Racking | Soligent De-listing | 0 |  | De-Listing & Stock Qty Unavailable |  | Not Applicable
KRANDSMOQ-260-0838 | KRANDSMOQ-260-0838 | IronRidge, Stopper Sleeve, 38mm, Black, Qty. 25, UFO-STP-38MM-B | 56.25 |  | No | Racking | Soligent De-listing | 0 |  | De-Listing & Stock Qty Unavailable |  | Not Applicable
KRANDSMOQ-260-0839 | KRANDSMOQ-260-0839 | IronRidge, Stopper Sleeve, 40mm, Black, Qty. 25, UFO-STP-40MM-B | 56.25 |  | No | Racking | Soligent De-listing | 0 |  | De-Listing & Stock Qty Unavailable |  | Not Applicable
KRANDSMOQ-260-0840 | KRANDSMOQ-260-0840 | IronRidge, Stopper Sleeve, 46mm, Black, Qty. 25, UFO-STP-46MM-B | 56.25 |  | No | Racking | Soligent De-listing | 0 |  | De-Listing & Stock Qty Unavailable |  | Not Applicable
KRANDSMOQ-270-0799 | KRANDSMOQ-270-0799 | IronRidge, Grounding Lug with 1/4" T-Bolt and nut, Qty. 50, RS-GDLG-002 | 15 |  | No | Racking | Soligent De-listing | 0 |  | De-Listing & Stock Qty Unavailable |  | Not Applicable
KRANDSMOQ-270-0894 | KRANDSMOQ-270-0894 | IronRidge, Mounting Kit for Microinverters & optimizers, includes two Bonding 1/4" x 3/4" SS T-Bolt and hardware, UFO series, Qty. 150, MI-BHW | 450 |  | No | Racking | Soligent De-listing | 0 |  | De-Listing & Stock Qty Unavailable |  | Not Applicable
KRANDSMOQ-270-0915 | KRANDSMOQ-270-0915 | IronRidge, Flashing, Flashfoot2 kit with Cap-foot, 9" x 12", includes: 5/16" x 4.75" SS Lag Bolt and EPDM washer, Mill, UFO series, Qty. 1 box of 4 flashings, FM-FF2-001 | 64 |  | No | Racking | Soligent De-listing | 0 |  | De-Listing & Stock Qty Unavailable |  | Not Applicable
KRANDSMOQ-270-0916 | KRANDSMOQ-270-0916 | IronRidge, Flashing, Flashfoot2 kit with Cap-foot, 9" x 12", includes: 5/16" x 4.75" SS Lag Bolt and EPDM washer, Black, UFO series, Qty. 1 box of 4 flashings, FM-FF2-001-B | 72 |  | No | Racking | Soligent De-listing | 0 |  | De-Listing & Stock Qty Unavailable |  | Not Applicable
KRANDSMOQ-550-0382 | KRANDSMOQ-550-0382 | IronRidge, Wire Clip, for XRS & XRL, for (10) 5mm panel wires, or (1) MC4, (1) Enphase wire and (1) dual Enphase wire, PVC plastic, Qty. 25, 29-4000-077 | 350 |  | No | Electrical BOS | Soligent De-listing | 0 |  | De-Listing & Stock Qty Unavailable |  | Not Applicable
KRANDSMOQ-590-0102 | KRANDSMOQ-590-0102 | IronRidge, Grounding Lug, Low Profile, with 1/4" T-Bolt and nut, UFO series, Qty. 50, GD-LUG-003 | 700 |  | No | Racking | Soligent De-listing | 0 |  | De-Listing & Stock Qty Unavailable |  | Not Applicable
KRANDSMOQ-590-0104 | KRANDSMOQ-590-0104 | IronRidge, Bonding Attachment hardware for FF2 and L-feet, Square Bolt, UFO series, Qty. 100, FM-SQ-BHW | 800 |  | No | Racking | Soligent De-listing | 0 |  | De-Listing & Stock Qty Unavailable |  | Not Applicable
KRANDSMOQ-590-0105 | KRANDSMOQ-590-0105 | IronRidge, Bonding Attachment hardware for FF2 and L-feet, T-Bolt, UFO series, Qty. 100, FM-TB-BHW | 1100 |  | No | Racking | Soligent De-listing | 0 |  | De-Listing & Stock Qty Unavailable |  | Not Applicable
Landed Cost - Freight |  |  |  |  | No |  |  | 0 |  | Not Applicable as per Item Classification |  | Not Applicable
Lease Reimbursement | Lease Reimbursement | Reimbursed Leasing Payments | 0 |  | Yes | Service | Shippable | 0 |  | Not Applicable as per Item Classification |  | Not Applicable
LEASE-LG260 | LEASE-LG260 | LG Solar, 260W PV Module, MC4, PV Wire, 42mm Black Frame, 60 Cell Mono, 15A Fuse, 600VDC, 234.4W PTC, LG260S1C-G2 | 0 | 260 | No | PV Modules | Soligent De-listing | 0 |  | Not Applicable |  | Not Applicable
LEASE-LG260-G3 | LEASE-LG260-G3 | LG Solar, 260W PV Module, MC4, PV Wire, 35mm Black Frame, 60 Cell Mono, 15A Fuse, 600VDC, 234.4W PTC, LG260S1C-G3 | 0 | 260 | No | PV Modules | Soligent De-listing | 0 |  | Not Applicable |  | Not Applicable
LEASE-SHIPPING | LEASE-SHIPPING | Leasing Shipping fee used to enable progress billing on invoices. | 0 | 0 | Yes | Other | Shippable | 0 |  | Not Applicable as per Item Classification |  | Not Applicable
LEASE2 |  | Lease Program-Bundle |  |  | No | Other | Soligent De-listing | 0 |  | Not Applicable as per Item Classification |  | Not Applicable
LEASE2-760 | LEASE2-760 | Lease Program, Engineering Service - Lease System Custom Design Fee | 200 |  | Yes | Other | Shippable | 0 |  | Not Applicable as per Item Classification |  | Not Applicable
LEASE2-900 | LEASE2-900 | Lease Program, Lease Service Fee | 0 |  | Yes | Other | Shippable | 0 |  | Not Applicable as per Item Classification |  | Not Applicable
LEASE2-901 | LEASE2-901 | Lease Program, Warranty Reserve Fee | 0 |  | Yes | Other | Shippable | 0 |  | Not Applicable as per Item Classification |  | Not Applicable
LEASE2-902 | LEASE2-902 | Lease Program, Marketing Fee | 0 |  | Yes | Other | Shippable | 0 |  | Not Applicable as per Item Classification |  | Not Applicable
LEASE2-903 | LEASE2-903 | Lease Program, Installation Fee | 0 |  | Yes | Other | Shippable | 0 |  | Not Applicable as per Item Classification |  | Not Applicable
LEASE2-904 | LEASE2-904 | Equipment Direct Pay – Soligent Fee – CPF Program | 175 |  | Yes | Service | Shippable | 0 |  | Not Applicable as per Item Classification |  | Not Applicable
Lease2-905 | Lease2-905 | Equipment Direct Pay – CPF Fee | 150 |  | Yes | Service | Soligent De-listing | 0 |  | Not Applicable as per Item Classification |  | Not Applicable
LEASE2-906 | LEASE2-906 | Lease Originator Fee | 0 |  | Yes | Other | Shippable | 0 |  | Not Applicable as per Item Classification |  | Not Applicable
Lease2-907 | Lease2-907 | Lease Equipment Margin | 0 |  | No | Other | Shippable | 0 |  | Not Applicable as per Item Classification |  | Not Applicable
LEASE2-908 | LEASE2-908 | Lease Services Revenue (site audit/inspection/design) | 0 |  | Yes | Other | Shippable | 0 |  | Not Applicable as per Item Classification |  | Not Applicable
Lease2-909 | Lease2-909 | Lease Originator Fee- External | 0 |  | Yes | Other | Shippable | 0 |  | Not Applicable as per Item Classification |  | Not Applicable
Lease2-910 | Lease2-910 | Lease Originator Fee- NSC/Elevate | 0 |  | Yes | Other | Shippable | 0 |  | Not Applicable as per Item Classification |  | Not Applicable
Loyalty Discount | 1 | Customer Loyalty Discount for Sales Team | 0.01 |  |  |  |  | 0 |  | Not Applicable as per Item Classification |  | Not Applicable
Maintenance | Maintenance | Maintenance |  |  | No |  |  | 0 |  | Not Applicable as per Item Classification |  | Not Applicable
MK-110-1241 | MK-110-1241 | Trina, 325W PV Module, MC-4 Connector, PV Wire~47", 35mm Black Frame with Black Backsheet, BoB, 120 1/2 Cell Mono, 20A Fuse, 1000VDC, 3.2mm glass, 302.8 PTC, TSM-325-DD06M.05(II) | 149.04 | 325 | No | PV Modules | Vendor De-listing | 134.79 |  | De-Listing & Stock Qty Unavailable |  | Not Applicable
MK-110-1241 : MK-110-1241_S | MK-110-1241_S | Trina, 325W PV Module, MC-4 Connector, PV Wire~47", 35mm Black Frame with Black Backsheet, BoB, 120 1/2 Cell Mono, 20A Fuse, 1000VDC, 3.2mm glass, 302.8 PTC, TSM-325-DD06M.05(II) | 149.04 | 325 | No | PV Modules | Shippable | 134.79 |  | Shippable but Stock Qty Unavailable |  | Not Applicable
MK-110-1242 | MK-110-1242 | Trina, 325W PV Module, MC-4 Connector, PV Wire~47", 35mm Black Frame with Black Backsheet, BoB, 120 1/2 Cell Mono, 20A Fuse, 1000VDC, 3.2mm glass, 302.8 PTC, TSM-325-DD06M.05(II)-1690*996*35 | 234 | 325 | No | PV Modules | Vendor De-listing | 133.25 |  | De-Listing & Stock Qty Unavailable |  | Not Applicable
MK-110-1255 | MK-110-1255 | Trina, 330W PV Module, MC-4 Connector, PV Wire~47", 35mm Black Frame with Black Backsheet, BoB, 120 1/2 Cell Mono, 20A Fuse, 1000VDC, 3.2mm glass, 307.5 PTC, TSM-330-DD06M.05(II) | 151.34 | 330 | No | PV Modules | Soligent De-listing | 138.14 |  | De-Listing & Stock Qty Unavailable |  | Not Applicable
MK-110-1255 : MK-110-1255_S | MK-110-1255_S | Trina, 330W PV Module, MC-4 Connector, PV Wire~47", 35mm Black Frame with Black Backsheet, BoB, 120 1/2 Cell Mono, 20A Fuse, 1000VDC, 3.2mm glass, 307.5 PTC, TSM-330-DD06M.05(II) | 151.34 | 330 | No | PV Modules | Shippable | 138.14 |  | Shippable but Stock Qty Unavailable |  | Not Applicable
MK-110-1268 : MK-110-1268_S | MK-110-1268_S | Trina, 330W PV Module, MC-4 Connector, PV Wire 1200mm (~47"), 35mm Black Frame with Black Backsheet, BoB, 120 1/2 Cell Mono, 20A Fuse, 1000VDC, 3.2mm glass, 307.5 PTC, 25/25 Warranty, TSM-330-DD06M.05(II) | 195.48 | 330 | No | PV Modules | Vendor De-listing | 182.68 |  | De-Listing & Stock Qty Unavailable |  | Not Applicable
MK-565-0211 | MK-565-0211 | SolarEdge, Optimizer 370W, Add-On Box for one 60 or 72 cell module, 8-60V, 11A, MC4-compatible In/Out, 1000VDC, P370 | 71.8 | 370 | No | Inverters | Vendor De-listing | 70.2 |  | De-Listing & Stock Qty Unavailable |  | Not Applicable
MK-565-0230 | MK-565-0230 | SolarEdge, Optimizer 400W, Add-On Box for one 60 or 72 cell High Power module, 8-60V, 11.75A, MC4-compatible In/Out, 45" PV wire, UL 1000VDC, P401 | 75.97 | 400 | No | Inverters | Soligent De-listing | 74.28 |  | De-Listing & Stock Qty Unavailable |  | Not Applicable
MK-565-0230 : MK-565-0230 : MK-565-0230_S | MK-565-0230 : MK-565-0230_S | SolarEdge, Optimizer 400W, Add-On Box for one 60 or 72 cell High Power module, 8-60V, 11.75A, MC4-compatible In/Out, 45" PV wire, UL 1000VDC, P401 | 75.97 | 400 | No | Inverters | Soligent De-listing | 74.28 |  | De-Listing & Stock Qty Unavailable |  | Not Applicable
NCNR |  | *ATTENTION: At the time of generation, one or more of the items on this order is a Clearance Item (CI), offered at a special price and under the following special commercial conditions: • Orders for all Clearance Items are Non-Cancellable and Non-Returnable for any reason. • Not all Clearance Items are available for pick-up or shipment from all Soligent locations. Soligent will add freight charges to the sales order to arrange for delivery of the Clearance Items to the shipping destination. If applicable, this would include freight charges to deliver Clearance Items from one Soligent warehouse to another Soligent location for pick-up. • Soligent has only a limited supply of Clearance Items for sale. Sales orders for quantities beyond the available supply of Clearance Items will not be honored at the special Clearance unit price. | [5 empty] | 0 |  | Not Applicable as per Item Classification |  | Not Applicable
NCNR BATTERY |  | *ATTENTION: Batteries are available for sale only in cases where the units are being shipped within the 48 Continental United States. • Orders for all Battery items are Non-Cancellable and Non-Returnable for any reason. • Drop-ship only. | [5 empty] | 0 |  | Not Applicable as per Item Classification |  | Not Applicable
NCNR Top 25 |  | Special Pricing - Limited quantity - only while supply last *ATTENTION: At the time of generation, one or more of the items on this order is a Clearance Item (CI), offered at a special price and under the following special commercial conditions: • Orders for all Clearance Items are Non-Cancellable and Non-Returnable for any reason. • Not all Clearance Items are available for pick-up or shipment from all Soligent locations. Soligent will add freight charges to the sales order to arrange for delivery of the Clearance Items to the shipping destination. If applicable, this would include freight charges to deliver Clearance Items from one Soligent warehouse to another Soligent location for pick-up. • Soligent has only a limited supply of Clearance Items for sale. Sales orders for quantities beyond the available supply of Clearance Items will not be honored at the special Clearance unit price. | [5 empty] | 0 |  | Not Applicable as per Item Classification |  | Not Applicable
NCNR-2 |  | • No substitutions or changes on Kit items. • Individual Kit members are not returnable; Returns must be for entire Kit only. | [5 empty] | 0 |  | Not Applicable as per Item Classification |  | Not Applicable
NCNR-3 |  | • No substitutions or changes on Group bundled items. • Individual Group bundle components are not returnable; Returns must be for entire Group Bundle only. | [5 empty] | 0 |  | Not Applicable as per Item Classification |  | Not Applicable
Non-Cash Fee |  | Non-Cash Fee. |  |  | Yes |  |  | 0 |  | Not Applicable as per Item Classification |  | Not Applicable
Package Discount |  | Customer Package Discount for Sales | 0.01 |  |  |  |  | 0 |  | Not Applicable as per Item Classification |  | Not Applicable
Preferred Customer Discount | 1 | Preferred Customer Discount for Sales | 0.01 |  |  |  |  | 0 |  | Not Applicable as per Item Classification |  | Not Applicable
Price Match Discount | 1 | Price Match Discount for Sales | 0.01 |  |  |  |  | 0 |  | Not Applicable as per Item Classification |  | Not Applicable
PROJLEASE-Inv#-410002471 Potere Solar-#8421-K Moreno | PROJLEASE-Inv#-410002471 Potere Solar-#8421-K Moreno | Inv#-410002471 Potere Solar-#8421-K Moreno | 8845.2 |  | No |  |  | 0 |  | Not Applicable as per Item Classification |  | Not Applicable
PROJLEASE-Inv#-410002588 Scudder-#1544-D.Mar | PROJLEASE-Inv#-410002588 Scudder-#1544-D.Mar | Inv#-410002588 Scudder-#1544-D.Mar | 6810.85 |  | No |  |  | 0 |  | Not Applicable as per Item Classification |  | Not Applicable
PROJLEASE-Inv#4-10000109 Custom Solar-#4382-G Scivener/Raydi | PROJLEASE-Inv#4-10000109 Custom Solar-#4382-G Scivener/Raydi | Inv#4-10000109 Custom Solar-#4382-G Scivener/Raydius | 8669.31 |  | No | Other |  | 0 |  | Not Applicable as per Item Classification |  | Not Applicable
PROJLEASE-Inv#410002303 NorCal Contracting-#5706-T. Lindeli | PROJLEASE-Inv#410002303 NorCal Contracting-#5706-T. Lindeli | Inv#410002303 NorCal Contracting-#5706-T. Lindeli | 7987.28 |  | No | Other |  | 0 |  | Not Applicable as per Item Classification |  | Not Applicable
PROJLEASE-Inv#410002472 Pell Solar-#3921- G. Walsh | PROJLEASE-Inv#410002472 Pell Solar-#3921- G. Walsh | Inv#410002472 Pell Solar-#3921- G. Walsh | 28 |  | No |  |  | 0 |  | Not Applicable as per Item Classification |  | Not Applicable
PROJLEASE-Inv#410002542 Potere Solar-#8421-K. Heylek | PROJLEASE-Inv#410002542 Potere Solar-#8421-K. Heylek | Inv#410002542 Potere Solar-#8421-K. Heylek | 14040.65 |  | No |  |  | 0 |  | Not Applicable as per Item Classification |  | Not Applicable
PROJLEASE-Inv#410002618 Solar-Tec Systems-#8496-S. Pace | PROJLEASE-Inv#410002618 Solar-Tec Systems-#8496-S. Pace | Inv#410002618 Solar-Tec Systems-#8496-S. Pace | 6525.24 |  | No |  |  | 0 |  | Not Applicable as per Item Classification |  | Not Applicable
PROJLEASE-Inv#410002668 Central-Calsolar-#1906-ck Colvin | PROJLEASE-Inv#410002668 Central-Calsolar-#1906-ck Colvin | Inv#410002668 Central-Calsolar-#1906-ck Colvin | 11045.38 |  | No |  |  | 0 |  | Not Applicable as per Item Classification |  | Not Applicable
PROJLEASE-Inv#410002819 Yuma Solar-#1686-D. Dofeimier | PROJLEASE-Inv#410002819 Yuma Solar-#1686-D. Dofeimier | Inv#410002819 Yuma Solar-#1686-D. Dofeimier | 19184.93 |  | No |  |  | 0 |  | Not Applicable as per Item Classification |  | Not Applicable
PROJLEASE-Inv#410002820 &CM-210000604 -Greenpointe-#9638-J R | PROJLEASE-Inv#410002820 &CM-210000604 -Greenpointe-#9638-J R | Inv#410002820 &CM-210000604 -Greenpointe-#9638-J Rego | 3992.62 |  | No |  |  | 0 |  | Not Applicable as per Item Classification |  | Not Applicable
PROJLEASE-Inv#410002822 Streamline-#17808- Weller | PROJLEASE-Inv#410002822 Streamline-#17808- Weller | Inv#410002822 Streamline-#17808- Weller | 19188.56 |  | No |  |  | 0 |  | Not Applicable as per Item Classification |  | Not Applicable
PROJLEASE-Inv#410002825 Solar Tech Sys-#8496 R. Killip | PROJLEASE-Inv#410002825 Solar Tech Sys-#8496 R. Killip | Inv#410002825 Solar Tech Sys-#8496 R. Killip | 7614.27 |  | No |  |  | 0 |  | Not Applicable as per Item Classification |  | Not Applicable
PROJLEASE-Inv#410002836 New Day Solar-18848-J. Moreno | PROJLEASE-Inv#410002836 New Day Solar-18848-J. Moreno | Inv#410002836 New Day Solar-18848-J. Moreno | 2277.09 |  | No |  |  | 0 |  | Not Applicable as per Item Classification |  | Not Applicable
PROJLEASE-Inv#410002838 Custom Solar&Leisure 4382 K. Patel | PROJLEASE-Inv#410002838 Custom Solar&Leisure 4382 K. Patel | Inv#410002838 Custom Solar&Leisure 4382 K. Patel | 17594.22 |  | No |  |  | 0 |  | Not Applicable as per Item Classification |  | Not Applicable
PROJLEASE-Inv#410002839 Desert Sky-#7788-J. Will | PROJLEASE-Inv#410002839 Desert Sky-#7788-J. Will | Inv#410002839 Desert Sky-#7788-J. Will | 9237.12 |  | No |  |  | 0 |  | Not Applicable as per Item Classification |  | Not Applicable
PROJLEASE-Inv#410002840 Streamline-#17808-D. JARC | PROJLEASE-Inv#410002840 Streamline-#17808-D. JARC | Inv#410002840 Streamline-#17808-D. JARC | 8986 |  | No |  |  | 0 |  | Not Applicable as per Item Classification |  | Not Applicable
PROJLEASE-Inv#410002843 DEMOS/SO#3102063 | PROJLEASE-Inv#410002843 DEMOS/SO#3102063 | Inv#410002843 DEMOS/SO#3102063 | 6196.74 |  | No |  |  | 0 |  | Not Applicable as per Item Classification |  | Not Applicable
PROJLEASE-Inv#410002846 The Sun is yours #1874-SCHAFF | PROJLEASE-Inv#410002846 The Sun is yours #1874-SCHAFF | Inv#410002846 The Sun is yours #1874-SCHAFF | 8566.83 |  | No |  |  | 0 |  | Not Applicable as per Item Classification |  | Not Applicable
PROJLEASE-Inv#410002857 BDS-#8576-B. Carson | PROJLEASE-Inv#410002857 BDS-#8576-B. Carson | Inv#410002857 BDS-#8576-B. Carson | 15451.17 |  | No |  |  | 0 |  | Not Applicable as per Item Classification |  | Not Applicable
PROJLEASE-Inv#410002858 Norcal Contracting-#5706-T. Lindelli | PROJLEASE-Inv#410002858 Norcal Contracting-#5706-T. Lindelli | Inv#410002858 Norcal Contracting-#5706-T. Lindelli | 571.21 |  | No |  |  | 0 |  | Not Applicable as per Item Classification |  | Not Applicable
PROJLEASE-Inv#410002859 The Sun is yours-#1874-P. Butler | PROJLEASE-Inv#410002859 The Sun is yours-#1874-P. Butler | Inv#410002859 The Sun is yours-#1874-P. Butler | 12456.75 |  | No |  |  | 0 |  | Not Applicable as per Item Classification |  | Not Applicable
PROJLEASE-Inv#410002871 Scudder-#1544-D. Mar | PROJLEASE-Inv#410002871 Scudder-#1544-D. Mar | Inv#410002871 Scudder-#1544-D. Mar | 427.4 |  | No |  |  | 0 |  | Not Applicable as per Item Classification |  | Not Applicable
PROJLEASE-Inv#410002882 Nor Pacific Power Sys-#9517 R. Padil | PROJLEASE-Inv#410002882 Nor Pacific Power Sys-#9517 R. Padil | Inv#410002882 Nor Pacific Power Sys-#9517 R. Padilla | 7909.82 |  | No |  |  | 0 |  | Not Applicable as per Item Classification |  | Not Applicable
PROJLEASE-Inv#410003735 Dessert Sky-#7788-J Will so#3101751 | PROJLEASE-Inv#410003735 Dessert Sky-#7788-J Will so#3101751 | Inv#410003735 Dessert Sky-#7788-J Will so#3101751 | 1408.69 |  | No | Other |  | 0 |  | Not Applicable as per Item Classification |  | Not Applicable
PROJLEASE-Inv#410003737/Suncap SO#3103321/ David Smith | PROJLEASE-Inv#410003737/Suncap SO#3103321/ David Smith | Inv#410003737/Suncap SO#3103321/ David Smith | 328 |  | No |  |  | 0 |  | Not Applicable as per Item Classification |  | Not Applicable
PROJLEASE-Inv#410003740 Custom Solar and Leisure#4382 J. Ma/ | PROJLEASE-Inv#410003740 Custom Solar and Leisure#4382 J. Ma/ | Inv#410003740 Custom Solar and Leisure#4382 J. Ma/SO#3103430 | 8081.26 |  | No |  |  | 0 |  | Not Applicable as per Item Classification |  | Not Applicable
PROJLEASE-Inv#410003862 Scudder-#1544- J. Smith/ SO#3103686 | PROJLEASE-Inv#410003862 Scudder-#1544- J. Smith/ SO#3103686 | Inv#410003862 Scudder-#1544- J. Smith/ SO#3103686 | 11038.67 |  | No |  |  | 0 |  | Not Applicable as per Item Classification |  | Not Applicable
PROJLEASE-Inv#410003917 Len Stevens-#3053-Thompson/ SO# 3103 | PROJLEASE-Inv#410003917 Len Stevens-#3053-Thompson/ SO# 3103 | Inv#410003917 Len Stevens-#3053-Thompson/ SO# 3103831 | 521 |  | No |  |  | 0 |  | Not Applicable as per Item Classification |  | Not Applicable
PROJLEASE-Inv#410003918 Cavalti-#30386-Thrall/ SO#3103682 | PROJLEASE-Inv#410003918 Cavalti-#30386-Thrall/ SO#3103682 | Inv#410003918 Cavalti-#30386-Thrall/ SO#3103682 | 8385.09 |  | No |  |  | 0 |  | Not Applicable as per Item Classification |  | Not Applicable
PROJLEASE-Inv#410003947 Desert Sky Solar-#7788-Nichols SO#3 | PROJLEASE-Inv#410003947 Desert Sky Solar-#7788-Nichols SO#3 | Inv#410003947 Desert Sky Solar-#7788-Nichols SO#3103840 | 23973.32 |  | No |  |  | 0 |  | Not Applicable as per Item Classification |  | Not Applicable
PROJLEASE-Inv#410003948 Respon Solar-#30648-R. Diaz/ SO#3103 | PROJLEASE-Inv#410003948 Respon Solar-#30648-R. Diaz/ SO#3103 | Inv#410003948 Respon Solar-#30648-R. Diaz/ SO#3103612 | 11115.5 |  | No |  |  | 0 |  | Not Applicable as per Item Classification |  | Not Applicable
PROJLEASE-Inv#410003950 Cavalti LLC-#30386-Schilling SO#3103 | PROJLEASE-Inv#410003950 Cavalti LLC-#30386-Schilling SO#3103 | Inv#410003950 Cavalti LLC-#30386-Schilling SO#3103239 | 9013.77 |  | No |  |  | 0 |  | Not Applicable as per Item Classification |  | Not Applicable
PROJLEASE-Inv#410003982 Len Stevens-#3053-Thompson/ SO#31038 | PROJLEASE-Inv#410003982 Len Stevens-#3053-Thompson/ SO#31038 | Inv#410003982 Len Stevens-#3053-Thompson/ SO#3103831 | 18206.18 |  | No |  |  | 0 |  | Not Applicable as per Item Classification |  | Not Applicable
PROJLEASE-Inv#410003983 Scudder Solar-D Mar-ADD ON/ SO#31035 | PROJLEASE-Inv#410003983 Scudder Solar-D Mar-ADD ON/ SO#31035 | Inv#410003983 Scudder Solar-D Mar-ADD ON/ SO#3103571 | 0 |  | No |  |  | 0 |  | Not Applicable as per Item Classification |  | Not Applicable
PROJLEASE-Inv#410003985 Streamline-#1788-J. Demos/ SO#310206 | PROJLEASE-Inv#410003985 Streamline-#1788-J. Demos/ SO#310206 | Inv#410003985 Streamline-#1788-J. Demos/ SO#3102063 | 9200.4 |  | No |  |  | 0 |  | Not Applicable as per Item Classification |  | Not Applicable
PROJLEASE-Inv#410003999 Renew. Erg. Tech-#12569-Togikawa/SO# | PROJLEASE-Inv#410003999 Renew. Erg. Tech-#12569-Togikawa/SO# | Inv#410003999 Renew. Erg. Tech-#12569-Togikawa/SO#3103236 | 15062.38 |  | No |  |  | 0 |  | Not Applicable as per Item Classification |  | Not Applicable
PROJLEASE-Inv#410004015 Nor pacific Power Sys-#9517 R. Padil | PROJLEASE-Inv#410004015 Nor pacific Power Sys-#9517 R. Padil | Inv#410004015 Nor pacific Power Sys-#9517 R. Padilla/SO# 3102998 | 1500 |  | No | Other |  | 0 |  | Not Applicable as per Item Classification |  | Not Applicable
PROJLEASE-Inv#410004016 the sun is yours-#1874-P. Butler/ SO | PROJLEASE-Inv#410004016 the sun is yours-#1874-P. Butler/ SO | Inv#410004016 the sun is yours-#1874-P. Butler/ SO# 3102724 | 1500 |  | No |  |  | 0 |  | Not Applicable as per Item Classification |  | Not Applicable
PROJLEASE-Inv#410004018 Custom Solar& Leisure 4382 K. Patel/ | PROJLEASE-Inv#410004018 Custom Solar& Leisure 4382 K. Patel/ | Inv#410004018 Custom Solar& Leisure 4382 K. Patel/SO#3101748 | 121.2 |  | No |  |  | 0 |  | Not Applicable as per Item Classification |  | Not Applicable
PROJLEASE-Inv#410004019 New Day Solar-18848-J. Moreno/SO#310 | PROJLEASE-Inv#410004019 New Day Solar-18848-J. Moreno/SO#310 | Inv#410004019 New Day Solar-18848-J. Moreno/SO#3101664 | 60.6 |  | No |  |  | 0 |  | Not Applicable as per Item Classification |  | Not Applicable
PROJLEASE-Inv#410004020 ORC-Streamline Solar-#17808-Weller/S | PROJLEASE-Inv#410004020 ORC-Streamline Solar-#17808-Weller/S | Inv#410004020 ORC-Streamline Solar-#17808-Weller/SO# 3101195 | 101 |  | No |  |  | 0 |  | Not Applicable as per Item Classification |  | Not Applicable
PROJLEASE-Inv#410004021 Aten Solar-#P. Mirfield/SO#3063782 | PROJLEASE-Inv#410004021 Aten Solar-#P. Mirfield/SO#3063782 | Inv#410004021 Aten Solar-#P. Mirfield/SO#3063782 | 15252.42 |  | No |  |  | 0 |  | Not Applicable as per Item Classification |  | Not Applicable
PROJLEASE-Inv#410004119 Yuma Solar-#1686-D. Dofelmier/SO#310 | PROJLEASE-Inv#410004119 Yuma Solar-#1686-D. Dofelmier/SO#310 | Inv#410004119 Yuma Solar-#1686-D. Dofelmier/SO#3101172 | 70.7 |  | No |  |  | 0 |  | Not Applicable as per Item Classification |  | Not Applicable
PROJLEASE-Inv#410004497 Custom Solar and Leisure-#4382-Del R | PROJLEASE-Inv#410004497 Custom Solar and Leisure-#4382-Del R | Inv#410004497 Custom Solar and Leisure-#4382-Del Rio/SO#3103927 | 1482 |  | No |  |  | 0 |  | Not Applicable as per Item Classification |  | Not Applicable
PROJLEASE-Inv#410004498 Certified Solar Pros#9060-F. Gutierr | PROJLEASE-Inv#410004498 Certified Solar Pros#9060-F. Gutierr | Inv#410004498 Certified Solar Pros#9060-F. Gutierrez SO#3104372 | 2452.25 |  | No |  |  | 0 |  | Not Applicable as per Item Classification |  | Not Applicable
PROJLEASE-Inv#410004499 Certified SolarPros-9060-R. Sowers/S | PROJLEASE-Inv#410004499 Certified SolarPros-9060-R. Sowers/S | Inv#410004499 Certified SolarPros-9060-R. Sowers/SO#3102783 | 13290.31 |  | No |  |  | 0 |  | Not Applicable as per Item Classification |  | Not Applicable
PROJLEASE-Inv#410004582 Pell Solar-#3921-M. Hendrich/SO#3101 | PROJLEASE-Inv#410004582 Pell Solar-#3921-M. Hendrich/SO#3101 | Inv#410004582 Pell Solar-#3921-M. Hendrich/SO#3101669 | 44.36 |  | No |  |  | 0 |  | Not Applicable as per Item Classification |  | Not Applicable
PROJLEASE-Inv#410004583 Pell Solar-#3921-N. Shepherd- SO#306 | PROJLEASE-Inv#410004583 Pell Solar-#3921-N. Shepherd- SO#306 | Inv#410004583 Pell Solar-#3921-N. Shepherd- SO#3061291 | 50.5 |  | No |  |  | 0 |  | Not Applicable as per Item Classification |  | Not Applicable
PROJLEASE-Inv#410004623 Custom Solar and Leisure-#4382-Del R | PROJLEASE-Inv#410004623 Custom Solar and Leisure-#4382-Del R | Inv#410004623 Custom Solar and Leisure-#4382-Del Rio/ SO#3103927 | 9622.15 |  | No |  |  | 0 |  | Not Applicable as per Item Classification |  | Not Applicable
PROJLEASE-Inv#410004838 Greenpointe-#9638-K Jaffery/SO#31034 | PROJLEASE-Inv#410004838 Greenpointe-#9638-K Jaffery/SO#31034 | Inv#410004838 Greenpointe-#9638-K Jaffery/SO#3103449 | 2596 |  | No |  |  | 0 |  | Not Applicable as per Item Classification |  | Not Applicable
PROJLEASE-Inv#410004918 Denali Solar-#2210-Rofe/SO#3104239 | PROJLEASE-Inv#410004918 Denali Solar-#2210-Rofe/SO#3104239 | Inv#410004918 Denali Solar-#2210-Rofe/SO#3104239 | 9236.79 |  | No |  |  | 0 |  | Not Applicable as per Item Classification |  | Not Applicable
PROJLEASE-Inv#410005005 Potere solar-#8421-Elander/SO#310455 | PROJLEASE-Inv#410005005 Potere solar-#8421-Elander/SO#310455 | Inv#410005005 Potere solar-#8421-Elander/SO#3104557 | 11405.92 |  | No | Other |  | 0 |  | Not Applicable as per Item Classification |  | Not Applicable
PROJLEASE-Inv#410005006 Potere Solar-#8421-D. Kannel/SO#3104 | PROJLEASE-Inv#410005006 Potere Solar-#8421-D. Kannel/SO#3104 | Inv#410005006 Potere Solar-#8421-D. Kannel/SO#3104369 | 6731.92 |  | No |  |  | 0 |  | Not Applicable as per Item Classification |  | Not Applicable
PROJLEASE-Inv#410005133 BDS-#8576-Cloward/SO#3104803 | PROJLEASE-Inv#410005133 BDS-#8576-Cloward/SO#3104803 | Inv#410005133 BDS-#8576-Cloward/SO#3104803 | 49.74 |  | No |  |  | 0 |  | Not Applicable as per Item Classification |  | Not Applicable
PROJLEASE-Inv#410005161 BDS-#8576-Cloward/SO#3104803 | PROJLEASE-Inv#410005161 BDS-#8576-Cloward/SO#3104803 | Inv#410005161 BDS-#8576-Cloward/SO#3104803 | 3427.2 |  | No |  |  | 0 |  | Not Applicable as per Item Classification |  | Not Applicable
PROJLEASE-Inv#410005315 Custom solar#4382-Bezique/SO#3104859 | PROJLEASE-Inv#410005315 Custom solar#4382-Bezique/SO#3104859 | Inv#410005315 Custom solar#4382-Bezique/SO#3104859 | 15016.08 |  | No |  |  | 0 |  | Not Applicable as per Item Classification |  | Not Applicable
PROJLEASE-Inv#410005316-BDS-#8576-Cloward/ SO#3104803 | PROJLEASE-Inv#410005316-BDS-#8576-Cloward/ SO#3104803 | Inv#410005316-BDS-#8576-Cloward/ SO#3104803 | 3688.28 |  | No |  |  | 0 |  | Not Applicable as per Item Classification |  | Not Applicable
PROJLEASE-Inv#410005317Cavalti LLC-#30386-Thrall/SO#3103682 | PROJLEASE-Inv#410005317Cavalti LLC-#30386-Thrall/SO#3103682 | Inv#410005317Cavalti LLC-#30386-Thrall/SO#3103682 | 521 |  | No |  |  | 0 |  | Not Applicable as per Item Classification |  | Not Applicable
PROJLEASE-Inv#410005700 Streamline#17808 Everts/SO#3103942 | PROJLEASE-Inv#410005700 Streamline#17808 Everts/SO#3103942 | Inv#410005700 Streamline#17808 Everts/SO#3103942 | 6090.38 |  | No |  |  | 0 |  | Not Applicable as per Item Classification |  | Not Applicable
PROJLEASE-Inv#410005709 Certified Solar Pros#9060-T. Guiterr | PROJLEASE-Inv#410005709 Certified Solar Pros#9060-T. Guiterr | Inv#410005709 Certified Solar Pros#9060-T. Guiterrez/SO#3104969 | 4281.36 |  | No |  |  | 0 |  | Not Applicable as per Item Classification |  | Not Applicable
PROJLEASE-Inv#410005715 Scudder-#1544-J. Llorin/SO#3105208 | PROJLEASE-Inv#410005715 Scudder-#1544-J. Llorin/SO#3105208 | Inv#410005715 Scudder-#1544-J. Llorin/SO#3105208 | 23048.25 |  | No |  |  | 0 |  | Not Applicable as per Item Classification |  | Not Applicable
PROJLEASE-Inv#410005717 Yuma Solar-#1686-Guthrie/SO#3105166 | PROJLEASE-Inv#410005717 Yuma Solar-#1686-Guthrie/SO#3105166 | Inv#410005717 Yuma Solar-#1686-Guthrie/SO#3105166 | 19058.41 |  | No |  |  | 0 |  | Not Applicable as per Item Classification |  | Not Applicable
PROJLEASE-Inv#410005719 Custom Solar#4382 Lavalley SO#310511 | PROJLEASE-Inv#410005719 Custom Solar#4382 Lavalley SO#310511 | Inv#410005719 Custom Solar#4382 Lavalley SO#3105111 | 12998.29 |  | No |  |  | 0 |  | Not Applicable as per Item Classification |  | Not Applicable
PROJLEASE-Inv#410005723 Custom Solar-Leisure#4382 Ontiveros/ | PROJLEASE-Inv#410005723 Custom Solar-Leisure#4382 Ontiveros/ | Inv#410005723 Custom Solar-Leisure#4382 Ontiveros/SO#3105108 | 12402.75 |  | No |  |  | 0 |  | Not Applicable as per Item Classification |  | Not Applicable
PROJLEASE-Inv#410005725 ORC 3057615 Shaw Solar-#26129 | PROJLEASE-Inv#410005725 ORC 3057615 Shaw Solar-#26129 | Inv#410005725 ORC 3057615 Shaw Solar-#26129 | 5493.24 |  | No |  |  | 0 |  | Not Applicable as per Item Classification |  | Not Applicable
PROJLEASE-Inv#410005730 Greenpointe-#9638-J. Iqbal | PROJLEASE-Inv#410005730 Greenpointe-#9638-J. Iqbal | Inv#410005730 Greenpointe-#9638-J. Iqbal | 20005.3 |  | No |  |  | 0 |  | Not Applicable as per Item Classification |  | Not Applicable
PROJLEASE-Inv#410005731-Greenpointe-#9638-K Jaffery/SO#31034 | PROJLEASE-Inv#410005731-Greenpointe-#9638-K Jaffery/SO#31034 | Inv#410005731-Greenpointe-#9638-K Jaffery/SO#3103449 | 11518.38 |  | No |  |  | 0 |  | Not Applicable as per Item Classification |  | Not Applicable
PROJLEASE-Inv#410005732 Aten Solar-#4539-J. Clark/ SO#305817 | PROJLEASE-Inv#410005732 Aten Solar-#4539-J. Clark/ SO#305817 | Inv#410005732 Aten Solar-#4539-J. Clark/ SO#3058176 | 8871.31 |  | No |  |  | 0 |  | Not Applicable as per Item Classification |  | Not Applicable
PROJLEASE-Inv#410005733 Certified Solar#9060-F Guiterrez/SO# | PROJLEASE-Inv#410005733 Certified Solar#9060-F Guiterrez/SO# | Inv#410005733 Certified Solar#9060-F Guiterrez/SO#3104372 | 21.78 |  | No |  |  | 0 |  | Not Applicable as per Item Classification |  | Not Applicable
PROJLEASE-Inv#410005743 Potere Solar-#8421-Elander/SO#310455 | PROJLEASE-Inv#410005743 Potere Solar-#8421-Elander/SO#310455 | Inv#410005743 Potere Solar-#8421-Elander/SO#3104557 | 2.33 |  | No |  |  | 0 |  | Not Applicable as per Item Classification |  | Not Applicable
PROJLEASE-Inv#410005747 Potere Solar-#8421-D. Kannel/SO#3104 | PROJLEASE-Inv#410005747 Potere Solar-#8421-D. Kannel/SO#3104 | Inv#410005747 Potere Solar-#8421-D. Kannel/SO#3104369 | 7581.6 |  | No |  |  | 0 |  | Not Applicable as per Item Classification |  | Not Applicable
PROJLEASE-Inv#410005809 Len Stevens-#3053-Cornell/ SO#310527 | PROJLEASE-Inv#410005809 Len Stevens-#3053-Cornell/ SO#310527 | Inv#410005809 Len Stevens-#3053-Cornell/ SO#3105270 | 9720.5 |  | No |  |  | 0 |  | Not Applicable as per Item Classification |  | Not Applicable
PROJLEASE-Inv#410005810 Potere Solar-#8421-M. Svoboda/SO#310 | PROJLEASE-Inv#410005810 Potere Solar-#8421-M. Svoboda/SO#310 | Inv#410005810 Potere Solar-#8421-M. Svoboda/SO#3105102 | 4935.35 |  | No |  |  | 0 |  | Not Applicable as per Item Classification |  | Not Applicable
PROJLEASE-Inv#410005811 Certified Solar Pros-#9060-T. Gutier | PROJLEASE-Inv#410005811 Certified Solar Pros-#9060-T. Gutier | Inv#410005811 Certified Solar Pros-#9060-T. Gutierrez/SO#3104969 | 32.69 |  | No |  |  | 0 |  | Not Applicable as per Item Classification |  | Not Applicable
PROJLEASE-Inv#410005826 Greenpointe-#9638-Rossi(Sho)/So#3104 | PROJLEASE-Inv#410005826 Greenpointe-#9638-Rossi(Sho)/So#3104 | Inv#410005826 Greenpointe-#9638-Rossi(Sho)/So#3104520 | 3615.47 |  | No |  |  | 0 |  | Not Applicable as per Item Classification |  | Not Applicable
PROJLEASE-Inv#410005849 Greenpointe-#9638-J Rego/SO#3105138 | PROJLEASE-Inv#410005849 Greenpointe-#9638-J Rego/SO#3105138 | Inv#410005849 Greenpointe-#9638-J Rego/SO#3105138 | 2295 |  | No |  |  | 0 |  | Not Applicable as per Item Classification |  | Not Applicable
PROJLEASE-Inv#410005903 Cavalti-#30386-Panicucci/SO#3105424 | PROJLEASE-Inv#410005903 Cavalti-#30386-Panicucci/SO#3105424 | Inv#410005903 Cavalti-#30386-Panicucci/SO#3105424 | 521 |  | No |  |  | 0 |  | Not Applicable as per Item Classification |  | Not Applicable
PROJLEASE-Inv#410005905 Certified Solar Pro- Rippon/SO#31040 | PROJLEASE-Inv#410005905 Certified Solar Pro- Rippon/SO#31040 | Inv#410005905 Certified Solar Pro- Rippon/SO#3104065 | 14612.97 |  | No |  |  | 0 |  | Not Applicable as per Item Classification |  | Not Applicable
PROJLEASE-Inv#410005906 Greenpointe-#9638-Rossi(Sho) SO#3104 | PROJLEASE-Inv#410005906 Greenpointe-#9638-Rossi(Sho) SO#3104 | Inv#410005906 Greenpointe-#9638-Rossi(Sho) SO#3104520 | 7114.27 |  | No |  |  | 0 |  | Not Applicable as per Item Classification |  | Not Applicable
PROJLEASE-Inv#410005919 Cavalti LLC-#30386-Panicucci SO#3105 | PROJLEASE-Inv#410005919 Cavalti LLC-#30386-Panicucci SO#3105 | Inv#410005919 Cavalti LLC-#30386-Panicucci SO#3105424 | 7487.92 |  | No |  |  | 0 |  | Not Applicable as per Item Classification |  | Not Applicable
PROJLEASE-Inv#410005947 Solar H20 #30665-Bennet/SO#3105151 | PROJLEASE-Inv#410005947 Solar H20 #30665-Bennet/SO#3105151 | Inv#410005947 Solar H20 #30665-Bennet/SO#3105151 | 10224.69 |  | No |  |  | 0 |  | Not Applicable as per Item Classification |  | Not Applicable
PROJLEASE-Inv#410005980 Clean Energy-#7559-R/SO#3100635 R Be | PROJLEASE-Inv#410005980 Clean Energy-#7559-R/SO#3100635 R Be | Inv#410005980 Clean Energy-#7559-R/SO#3100635 R Benitez | 1539 |  | No |  |  | 0 |  | Not Applicable as per Item Classification |  | Not Applicable
PROJLEASE-Inv#410006095 Streamline Solar#1708 Antoniak/SO#31 | PROJLEASE-Inv#410006095 Streamline Solar#1708 Antoniak/SO#31 | Inv#410006095 Streamline Solar#1708 Antoniak/SO#3105337 | 15800.34 |  | No | Other |  | 0 |  | Not Applicable as per Item Classification |  | Not Applicable
PROJLEASE-Inv#410006200 Streamline-#17808-J Lede/SO#3105314 | PROJLEASE-Inv#410006200 Streamline-#17808-J Lede/SO#3105314 | Inv#410006200 Streamline-#17808-J Lede/SO#3105314 | 3549.37 |  | No |  |  | 0 |  | Not Applicable as per Item Classification |  | Not Applicable
PROJLEASE-Inv#410006201 Solar Gain-#7254-T. Farone/SO#310526 | PROJLEASE-Inv#410006201 Solar Gain-#7254-T. Farone/SO#310526 | Inv#410006201 Solar Gain-#7254-T. Farone/SO#3105264 | 12012.8 |  | No |  |  | 0 |  | Not Applicable as per Item Classification |  | Not Applicable
PROJLEASE-Inv#410006202 American Solar Power-#29873-Kohanoff | PROJLEASE-Inv#410006202 American Solar Power-#29873-Kohanoff | Inv#410006202 American Solar Power-#29873-Kohanoff | 27927.65 |  | No |  |  | 0 |  | Not Applicable as per Item Classification |  | Not Applicable
PROJLEASE-Inv#410006203 Solar H20-#30665-Bennet/SO#3105151 | PROJLEASE-Inv#410006203 Solar H20-#30665-Bennet/SO#3105151 | Inv#410006203 Solar H20-#30665-Bennet/SO#3105151 | 12398.4 |  | No |  |  | 0 |  | Not Applicable as per Item Classification |  | Not Applicable
PROJLEASE-Inv#410006204 Solar Gain EcoSense/Sprigg/SO#310436 | PROJLEASE-Inv#410006204 Solar Gain EcoSense/Sprigg/SO#310436 | Inv#410006204 Solar Gain EcoSense/Sprigg/SO#3104367 | 16448.23 |  | No |  |  | 0 |  | Not Applicable as per Item Classification |  | Not Applicable
PROJLEASE-Inv#41000622 Certified Solar Pro-#9060-H. Garrison | PROJLEASE-Inv#41000622 Certified Solar Pro-#9060-H. Garrison | Inv#41000622 Certified Solar Pro-#9060-H. Garrison SO#3104331 | 4495.42 |  | No |  |  | 0 |  | Not Applicable as per Item Classification |  | Not Applicable
PROJLEASE-Inv#410006263 Streamline Solar-#17808-R. Everts/SO | PROJLEASE-Inv#410006263 Streamline Solar-#17808-R. Everts/SO | Inv#410006263 Streamline Solar-#17808-R. Everts/SO#3103942 | 10455 |  | No |  |  | 0 |  | Not Applicable as per Item Classification |  | Not Applicable
PROJLEASE-Inv#410006266 Certified Solar Pros-#9060-Barber/SO | PROJLEASE-Inv#410006266 Certified Solar Pros-#9060-Barber/SO | Inv#410006266 Certified Solar Pros-#9060-Barber/SO#3105666 | 527.87 |  | No |  |  | 0 |  | Not Applicable as per Item Classification |  | Not Applicable
PROJLEASE-Inv#410006284 Certified Solar Pros-#9060-Barber | PROJLEASE-Inv#410006284 Certified Solar Pros-#9060-Barber | Inv#410006284 Certified Solar Pros-#9060-Barber | 2193.96 |  | No |  |  | 0 |  | Not Applicable as per Item Classification |  | Not Applicable
PROJLEASE-Inv#410006351 Len Stevens-#3053-Cornell/SO#3105270 | PROJLEASE-Inv#410006351 Len Stevens-#3053-Cornell/SO#3105270 | Inv#410006351 Len Stevens-#3053-Cornell/SO#3105270 | 2000 |  | No |  |  | 0 |  | Not Applicable as per Item Classification |  | Not Applicable
PROJLEASE-Inv#410006374 ORC 3061466-Streamline-#17808 J. Led | PROJLEASE-Inv#410006374 ORC 3061466-Streamline-#17808 J. Led | Inv#410006374 ORC 3061466-Streamline-#17808 J. Lede/SO#3105314 | 11709.6 |  | No |  |  | 0 |  | Not Applicable as per Item Classification |  | Not Applicable
PROJLEASE-Inv#410006480 Solar Gain-#7254-T. Farone | PROJLEASE-Inv#410006480 Solar Gain-#7254-T. Farone | Inv#410006480 Solar Gain-#7254-T. Farone | 62.16 |  | No |  |  | 0 |  | Not Applicable as per Item Classification |  | Not Applicable
PROJLEASE-Inv#410006481 Streamline-#17808-S. Brainard | PROJLEASE-Inv#410006481 Streamline-#17808-S. Brainard | Inv#410006481 Streamline-#17808-S. Brainard | 15152.29 |  | No |  |  | 0 |  | Not Applicable as per Item Classification |  | Not Applicable
PROJLEASE-Inv#410006482 Scottsdale Solar-#4925-W. Conover/SO | PROJLEASE-Inv#410006482 Scottsdale Solar-#4925-W. Conover/SO | Inv#410006482 Scottsdale Solar-#4925-W. Conover/SO#3105173 | 18484.73 |  | No |  |  | 0 |  | Not Applicable as per Item Classification |  | Not Applicable
PROJLEASE-Inv#410006568 Streamline-#17808-S Brainard/SO#3105 | PROJLEASE-Inv#410006568 Streamline-#17808-S Brainard/SO#3105 | Inv#410006568 Streamline-#17808-S Brainard/SO#3105341 | 521 |  | No |  |  | 0 |  | Not Applicable as per Item Classification |  | Not Applicable
PROJLEASE-Inv#410006575 Scottsdale Solar-#W. Conover/SO#3105 | PROJLEASE-Inv#410006575 Scottsdale Solar-#W. Conover/SO#3105 | Inv#410006575 Scottsdale Solar-#W. Conover/SO#3105173 | 521 |  | No |  |  | 0 |  | Not Applicable as per Item Classification |  | Not Applicable
PROJLEASE-Inv#410006654 Responsible Solar-S.Wells/SO#3105789 | PROJLEASE-Inv#410006654 Responsible Solar-S.Wells/SO#3105789 | Inv#410006654 Responsible Solar-S.Wells/SO#3105789 | 15885.49 |  | No |  |  | 0 |  | Not Applicable as per Item Classification |  | Not Applicable
PROJLEASE-Inv#410006657 Precis Solar-#2214-Bittner/SO#310209 | PROJLEASE-Inv#410006657 Precis Solar-#2214-Bittner/SO#310209 | Inv#410006657 Precis Solar-#2214-Bittner/SO#3102092 | 20.2 |  | No |  |  | 0 |  | Not Applicable as per Item Classification |  | Not Applicable
PROJLEASE-Inv#410006774 Potere Solar-#8421-M. Svoboda/SO#310 | PROJLEASE-Inv#410006774 Potere Solar-#8421-M. Svoboda/SO#310 | Inv#410006774 Potere Solar-#8421-M. Svoboda/SO#3105102 | 8424 |  | No |  |  | 0 |  | Not Applicable as per Item Classification |  | Not Applicable
PROJLEASE-Inv#410006975 Len Stevens-#3053-Cornell/SO#3105270 | PROJLEASE-Inv#410006975 Len Stevens-#3053-Cornell/SO#3105270 | Inv#410006975 Len Stevens-#3053-Cornell/SO#3105270 | 1.56 |  | No |  |  | 0 |  | Not Applicable as per Item Classification |  | Not Applicable
PROJLEASE-Inv#410007005 Solar Works-3881-Lanthier/SO#3106112 | PROJLEASE-Inv#410007005 Solar Works-3881-Lanthier/SO#3106112 | Inv#410007005 Solar Works-3881-Lanthier/SO#3106112 | 10666.32 |  | No | Other |  | 0 |  | Not Applicable as per Item Classification |  | Not Applicable
PROJLEASE-Inv#410007105 Argent Solar-11118 Dorbath/SO#310633 | PROJLEASE-Inv#410007105 Argent Solar-11118 Dorbath/SO#310633 | Inv#410007105 Argent Solar-11118 Dorbath/SO#3106338 | 7977.7 |  | No |  |  | 0 |  | Not Applicable as per Item Classification |  | Not Applicable
PROJLEASE-Inv#410007134 Certified Solar Pros-#9060-Kharuf/SO | PROJLEASE-Inv#410007134 Certified Solar Pros-#9060-Kharuf/SO | Inv#410007134 Certified Solar Pros-#9060-Kharuf/SO#3106019 | 5827.65 |  | No |  |  | 0 |  | Not Applicable as per Item Classification |  | Not Applicable
PROJLEASE-Inv#410007375-Lanthier/SO#3106464 | PROJLEASE-Inv#410007375-Lanthier/SO#3106464 | Inv#410007375-Lanthier/SO#3106464 | 579.6 |  | No |  |  | 0 |  | Not Applicable as per Item Classification |  | Not Applicable
PROJLEASE-Inv#410007435 Certified Solar Pros-9060 Adam/SO#31 | PROJLEASE-Inv#410007435 Certified Solar Pros-9060 Adam/SO#31 | Inv#410007435 Certified Solar Pros-9060 Adam/SO#3106607 | 2224.97 |  | No |  |  | 0 |  | Not Applicable as per Item Classification |  | Not Applicable
PROJLEASE-Inv#410007436 Certified Solar-#9060-Winkler/SO#310 | PROJLEASE-Inv#410007436 Certified Solar-#9060-Winkler/SO#310 | Inv#410007436 Certified Solar-#9060-Winkler/SO#3106604 | 2919.67 |  | No |  |  | 0 |  | Not Applicable as per Item Classification |  | Not Applicable
PROJLEASE-Inv#410007771 Certified Solar/Stunden/SO#3106743 | PROJLEASE-Inv#410007771 Certified Solar/Stunden/SO#3106743 | Inv#410007771 Certified Solar/Stunden/SO#3106743 | 578.37 |  | No |  |  | 0 |  | Not Applicable as per Item Classification |  | Not Applicable
PROJLEASE-Inv#410007772 Certified Solar/Connors/SO#3105162 | PROJLEASE-Inv#410007772 Certified Solar/Connors/SO#3105162 | Inv#410007772 Certified Solar/Connors/SO#3105162 | 6576.86 |  | No |  |  | 0 |  | Not Applicable as per Item Classification |  | Not Applicable
PROJLEASE-Inv#410007811 Certified Solar/Connors/SO#3105162 | PROJLEASE-Inv#410007811 Certified Solar/Connors/SO#3105162 | Inv#410007811 Certified Solar/Connors/SO#3105162 | 22.08 |  | No |  |  | 0 |  | Not Applicable as per Item Classification |  | Not Applicable
PROJLEASE-Inv#410008092 Certified Solar/Stunden/SO#3106743 | PROJLEASE-Inv#410008092 Certified Solar/Stunden/SO#3106743 | Inv#410008092 Certified Solar/Stunden/SO#3106743 | 3893.5 |  | No | Other |  | 0 |  | Not Applicable as per Item Classification |  | Not Applicable
PROJLEASE-Inv#410008096 Certified Solar/SO#3106607-Adam | PROJLEASE-Inv#410008096 Certified Solar/SO#3106607-Adam | Inv#410008096 Certified Solar/SO#3106607-Adam | 521 |  | No |  |  | 0 |  | Not Applicable as per Item Classification |  | Not Applicable
PROJLEASE-Inv#410008097 Certified Solar/Winkler SO#3106604 | PROJLEASE-Inv#410008097 Certified Solar/Winkler SO#3106604 | Inv#410008097 Certified Solar/Winkler SO#3106604 | 521 |  | No |  |  | 0 |  | Not Applicable as per Item Classification |  | Not Applicable
PROJLEASE-Inv#410008690 Potere Solar/Loundigan/SO#3107387 | PROJLEASE-Inv#410008690 Potere Solar/Loundigan/SO#3107387 | Inv#410008690 Potere Solar/Loundigan/SO#3107387 | 12270.98 |  | No |  |  | 0 |  | Not Applicable as per Item Classification |  | Not Applicable
PROJLEASE-Inv-410002573 Greenpointe Energy-#9638-Brian Roy | PROJLEASE-Inv-410002573 Greenpointe Energy-#9638-Brian Roy | Inv-410002573 Greenpointe Energy-#9638-Brian Roy | 8214.49 |  | No | Other |  | 0 |  | Not Applicable as per Item Classification |  | Not Applicable
PROJLEASE-Invoice# 4085063 Sunline Energy-#29914-J. Swanson | PROJLEASE-Invoice# 4085063 Sunline Energy-#29914-J. Swanson | Invoice# 4085063 Sunline Energy-#29914-J. Swanson | 143.6 |  | No | Other |  | 0 |  | Not Applicable as per Item Classification |  | Not Applicable
PROJLEASE-Invoice#4084540 Sunline Energy-#29914-J. Swanson | PROJLEASE-Invoice#4084540 Sunline Energy-#29914-J. Swanson | Invoice#4084540 Sunline Energy-#29914-J. Swanson | 5839.5 |  | No | Other |  | 0 |  | Not Applicable as per Item Classification |  | Not Applicable
PROJLEASE-Invoice#4085799 Referral Design-#13248-R. Vaghasia | PROJLEASE-Invoice#4085799 Referral Design-#13248-R. Vaghasia | Invoice#4085799 Referral Design-#13248-R. Vaghasia | 7989.4 |  | No |  |  | 0 |  | Not Applicable as per Item Classification |  | Not Applicable
PROJLEASE-Invoice#4085884 Potere Solar-#8421-K. Moreno | PROJLEASE-Invoice#4085884 Potere Solar-#8421-K. Moreno | Invoice#4085884 Potere Solar-#8421-K. Moreno | 6041.31 |  | No |  |  | 0 |  | Not Applicable as per Item Classification |  | Not Applicable
PROJLEASE-Invoice#4086343 Streamline Solar-#17808-M. West | PROJLEASE-Invoice#4086343 Streamline Solar-#17808-M. West | Invoice#4086343 Streamline Solar-#17808-M. West | 11793.37 |  | No |  |  | 0 |  | Not Applicable as per Item Classification |  | Not Applicable
PROJLEASE-Invoice#4087081 Streamline Solar-#17808- M. West | PROJLEASE-Invoice#4087081 Streamline Solar-#17808- M. West | Invoice#4087081 Streamline Solar-#17808- M. West | 1500 |  | No |  |  | 0 |  | Not Applicable as per Item Classification |  | Not Applicable
PROJLEASE-Invoice#4087465/Solar-Tec Systems-#8496-A. Ottney | PROJLEASE-Invoice#4087465/Solar-Tec Systems-#8496-A. Ottney | Invoice#4087465/Solar-Tec Systems-#8496-A. Ottney | 7288.96 |  | No |  |  | 0 |  | Not Applicable as per Item Classification |  | Not Applicable
PROJLEASE-Invoice#4087688/Potere Solar-#8421- K. Heylek | PROJLEASE-Invoice#4087688/Potere Solar-#8421- K. Heylek | Invoice#4087688/Potere Solar-#8421- K. Heylek | 1024.08 |  | No |  |  | 0 |  | Not Applicable as per Item Classification |  | Not Applicable
PROJLEASE-R&R Inv#40671/ Lida(amount due upon delivery) | PROJLEASE-R&R Inv#40671/ Lida(amount due upon delivery) | R&R Inv#40671/ Lida(amount due upon delivery) | 4452.54 |  | No | Other |  | 0 |  | Not Applicable as per Item Classification |  | Not Applicable
PROJLEASE-R&R Inv#41640 Tom, Fung Yau (amount due upon deliv | PROJLEASE-R&R Inv#41640 Tom, Fung Yau (amount due upon deliv | R&R Inv#41640 Tom, Fung Yau (amount due upon delivery) | 9153.33 |  | No | Other |  | 0 |  | Not Applicable as per Item Classification |  | Not Applicable
Promotional Discount | 1 | Promotional Discount Discount for Sales | 0.01 |  |  |  |  | 0 |  | Not Applicable as per Item Classification |  | Not Applicable
RAYDIUS-HANWHA190 | RAYDIUS-HANWHA190 | Raydius Lease Program, Hanwha190W PV Module, H4, 600VDC, SF160-24-M190L-B | 224.94 | 190 | No | PV Modules | Soligent De-listing | 0 |  | De-Listing & Stock Qty Unavailable |  | Not Applicable
RAYDIUS-HANWHA235 | RAYDIUS-HANWHA235 | Raydius Lease Program, Hanwha235W PV Module | 0 | 235 | No | PV Modules | Soligent De-listing | 0 |  | Not Applicable |  | Not Applicable
RAYDIUS-LGATE 101 | RAYDIUS-LGATE 101 | Raydius Lease Program, LGate 101, Residential Solar Monitoring Solution, Revenue grade, RA-SPPVB5-101 | 525 |  | No | Electrical BOS | Soligent De-listing | 0 |  | De-Listing & Stock Qty Unavailable |  | Not Applicable
RAYDIUS-M190-72-240-S12 | RAYDIUS-M190-72-240-S12 | Raydius Lease Program, Enphase, M190 Microinverter, 190W, 240VAC, 60Hz, 22-56VDC for 60 & 72 cell modules, H4 PV in, 70" AC cable in/out, 15 Yr Warr, (321-0102), M190-72-240-S12 | 0 | 7000 | No | Inverters | Soligent De-listing | 0 |  | Not Applicable |  | Not Applicable
RAYDIUS-PVP3000 | RAYDIUS-PVP3000 | Raydius Lease Program, PV Powered, PVP3000 1-Ph Grid Tied Inverter, 3000W, 240VAC, 60Hz, DC/AC Discon, 3 Unfused Input, 1 MPPT, 10 Yr Warr, Neg Gnd, PVP3000-SD-240, (310-0090) | 0 | 3000 | No | Inverters | Soligent De-listing | 0 |  | Not Applicable |  | Not Applicable
RAYDIUS-R&R LEASING SYSTEM | RAYDIUS-R&R LEASING SYSTEM | Raydius Lease Program, DO NOT USE - WRONG ITEM TYPE. R&R services complete leasing system- DROP ship only for Raydius in HI, , Enter Quote Number and Custom Price, | 0 |  | No | Other | Soligent De-listing | 0 |  | Not Applicable as per Item Classification |  | Not Applicable
RAYDIUS-RR | RAYDIUS-RR | Raydius Lease Program, DO NOT USE - WRONG ITEM TYPE. R & R Custom Racking, Enter Quote Number and Custom Price | 0 |  | No | Racking | Soligent De-listing | 0 |  | Not Applicable |  | Not Applicable
RAYDIUS-SB3000HFUS-30 | RAYDIUS-SB3000HFUS-30 | Raydius Lease Program, SMA, Sunny Boy 3000HFUS 1-Ph Grid Tied Inverter, 3000W, 208/240VAC, 60Hz, DC Discon, 1 Unfused Input, 1 MPPT, 10 Yr Warr, Neg Gnd Config, Bluetooth, SB3000HFUS-30, (310-0193) | 0 | 3000 | No | Inverters | Soligent De-listing | 0 |  | Not Applicable |  | Not Applicable
RAYDIUS-SB4000US | RAYDIUS-SB4000US | Raydius Lease Program, SMA, Sunny Boy 4000US 1-Ph Grid Tied Inverter, 4000W, 208/240VAC, 60Hz, DC Discon, 4x15A Fused Input, 1 MPPT, 10 Yr Warr, Neg Gnd Config, SB4000US, (310-0034) | 0 | 4000 | No | Inverters | Soligent De-listing | 0 |  | Not Applicable |  | Not Applicable
RAYDIUS-SB5000US | RAYDIUS-SB5000US | Raydius Lease Program, SMA, Sunny Boy 5000US 1-Ph Grid Tied Inverter, 5000W, 208/240/277VAC, 60Hz, DC Discon, 4x15A Fused Input, 1 MPPT, 10 Yr Warr, Neg Gnd Config, SB5000US, (310-0035) | 0 | 5000 | No | Inverters | Soligent De-listing | 0 |  | Not Applicable |  | Not Applicable
RAYDIUS-SB6000US | RAYDIUS-SB6000US | Raydius Lease Program, SMA, Sunny Boy 6000US 1-Ph Grid Tied Inverter, 6000W, 208/240/277VAC, 60Hz, DC Discon, 4x15A Fused Input, 1 MPPT, 10 Yr Warr, Neg Gnd Config, SB6000US, (310-0036) | 0 | 6000 | No | Inverters | Soligent De-listing | 0 |  | Not Applicable |  | Not Applicable
RAYDIUS-SB7000US | RAYDIUS-SB7000US | Raydius Lease Program, SMA, Sunny Boy 7000US 1-Ph Grid Tied Inverter, 7000W, 208/240/277VAC, 60Hz, DC Discon, 4x15A Fused Input, 1 MPPT, 10 Yr Warr, Neg Gnd Config, SB7000US, (310-0037) | 0 | 7000 | No | Inverters | Soligent De-listing | 0 |  | Not Applicable |  | Not Applicable
re-use item number | re-use item number | error | 0 |  | No | Inverters | Soligent De-listing | 0 |  | Not Applicable |  | Not Applicable
REBATE_ IN-HOUSE | REBATE_ IN-HOUSE | Rebate Item for In-house Rebate | 0 |  | Yes | Service | Shippable | 0 |  | Not Applicable as per Item Classification |  | Not Applicable
REBATE_CM | REBATE_CM | Rebate Item for generating Credit Memo | 0 |  | Yes | Service | Shippable | 0 |  | Not Applicable as per Item Classification |  | Not Applicable
RESTOCK FEE B | 1 | Restock Fee- Negative Discount 15% | -15.00 |  |  |  |  | 0 |  | Not Applicable as per Item Classification |  | Not Applicable
RESTOCKING_FEE | RESTOCKING_FEE | Restocking Fee | 0 |  | Yes | Other | One-Off | 0 |  | Not Applicable as per Item Classification |  | Not Applicable
RETURN_FREIGHT | RETURN_FREIGHT | Return Freight | 0 |  | Yes | Other | Shippable | 0 |  | Not Applicable as per Item Classification |  | Not Applicable
Service | Service | Service |  |  | No |  |  | 0 |  | Not Applicable as per Item Classification |  | Not Applicable
SFG-CUSTOM | SFG-CUSTOM | Complete leasing system- externally purchased | 0 |  | Yes | Other | Shippable | 0 |  | Not Applicable as per Item Classification |  | Not Applicable
Shipping Discount | 1 | Shipping Discount | 0.01 |  |  |  |  | 0 |  | Not Applicable as per Item Classification |  | Not Applicable
Shipping Discount OLD |  | Use this item to discount shipping when using ShipHawk | 0 |  |  |  |  | 0 |  | Not Applicable as per Item Classification |  | Not Applicable
SPA Rebate |  | SPA Rebate from Vendor |  |  | No |  |  | 0 |  | Not Applicable as per Item Classification |  | Not Applicable
STELLAR-100 | STELLAR-100 | Milestone Payment |  |  | No | Other |  | 0 |  | Not Applicable as per Item Classification |  | Not Applicable
STELLAR-ET300 | STELLAR-ET300 | Stellar, 300W PV Module, MC4, 40mm Clear Frame, 72 Cell Poly, 15A Fuse, 600VDC, 268.3W PTC, ET-P672300 | 204 | 300 | No | PV Modules | Soligent De-listing | 0 |  | De-Listing & Stock Qty Unavailable |  | Not Applicable
SUNCAP-IG PLUS 5.0-1 | SUNCAP-IG PLUS 5.0-1 | SunCap Lease Program, Fronius, IG Plus 5.0-1 UNI 1-Ph Grid Tied Inverter, 5000W, 208/240/277VAC, 60Hz, DC Discon, 6 Fused Input, 1 MPPT, 10 Yr Warr, Neg Gnd Config, 4210103800, (310-0069) | 0 | 5000 | No | Inverters | Soligent De-listing | 0 |  | Not Applicable |  | Not Applicable
SUNCAP-IG PLUS 7.5-1 | SUNCAP-IG PLUS 7.5-1 | SunCap Lease Program, Fronius, IG Plus 7.5-1 UNI 1-Ph Grid Tied Inverter, 7500W, 208/240/277VAC, 60Hz, DC Discon, 6 Fused Input, 1 MPPT, 10 Yr Warr, Neg Gnd Config, 4210105800, (310-0071) | 0 | 7500 | No | Inverters | Soligent De-listing | 0 |  | Not Applicable |  | Not Applicable
SUNCAP-LGATE 101 | SUNCAP-LGATE 101 | SunCap Lease Program, LGate 101, Residential Solar Monitoring Solution, Revenue grade, SC-SPPVB5-101 | 0 |  | No | Electrical BOS | Soligent De-listing | 0 |  | Not Applicable |  | Not Applicable
SUNCAP-M215-60-2LL-S22 | SUNCAP-M215-60-2LL-S22 | SunCap Lease Program, Enphase, M215 Microinverter, 215W, 240/208VAC, 60Hz, 16-45VDC for 60 cell modules, H4 PV in, 16" Engage Cable out, 25 Yr Warr, M215-60-2LL-S22, (321-0164) | 0 | 215 | No | Inverters | Soligent De-listing | 0 |  | Not Applicable |  | Not Applicable
SUNCAP-M215-60-2LL-S22-FG | SUNCAP-M215-60-2LL-S22-FG | SunCap Lease Program, FG Enphase, M215 Microinverter, 215W, 240/208VAC, 60Hz, 16-45VDC for 60 cell modules, H4 PV in, 16" Engage Cable out, 25 Yr Warr, M215-60-2LL-S22, (321-0164) | 0 | 215 | No | Inverters | Soligent De-listing | 0 |  | Not Applicable |  | Not Applicable
SUNCAP-M215-60-2LL-S24 | SUNCAP-M215-60-2LL-S24 | SunCap Lease Program, Enphase, M215 Microinverter, 215W, 240/208VAC, 60Hz, 16-45VDC for 60 cell modules, SMK PV in, 16" Engage Cable out, 25 Yr Warr, M215-60-2LL-S24, (321-0168) | 0 | 215 | No | Inverters | Soligent De-listing | 0 |  | Not Applicable |  | Not Applicable
SUNCAP-M215-60-2LL-S24-FG | SUNCAP-M215-60-2LL-S24-FG | SunCap Lease Program, FG Enphase, M215 Microinverter, 215W, 240/208VAC, 60Hz, 16-45VDC for 60 cell modules, SMK PV in, 16" Engage Cable out, 25 Yr Warr, M215-60-2LL-S24, (321-0168) | 0 | 215 | No | Inverters | Soligent De-listing | 0 |  | Not Applicable |  | Not Applicable
SUNCAP-PL9650-WT | SUNCAP-PL9650-WT | SunCap Lease Program, Asoka Monitoring Plug Kit contains: PlugLink/SolarLink 9650 Ethernet Adapter and 6' Ethernet Cable, PL9650 | 0 |  | No | Electrical BOS | Soligent De-listing | 0 |  | Not Applicable |  | Not Applicable
SUNCAP-PVI-6000-OUTD-US | SUNCAP-PVI-6000-OUTD-US | SunCap Lease Program, Power One, PVI-6000 1-Ph Grid Tied Inverter, 6000W, 208/240/277VAC, 60Hz, DC Discon, 4 Unfused Input, 2 MPPT, 10 Yr Warr, Ungrounded, RS485, PVI-6000-OUTD-US, (310-0010) | 0 | 6000 | No | Inverters | Soligent De-listing | 0 |  | Not Applicable |  | Not Applicable
SUNCAP-SB3000US | SUNCAP-SB3000US | SunCap Lease Program, SMA, Sunny Boy 3000US 1-Ph Grid Tied Inverter, 3000W, 208/240VAC, 60Hz, DC Discon, 4x15A Fused Input, 1 MPPT, 10 Yr Warr, Neg Gnd Config, SB3000US, (310-0031) | 0 | 3000 | No | Inverters | Soligent De-listing | 0 |  | Not Applicable |  | Not Applicable
SUNCAP-SB4000US | SUNCAP-SB4000US | SunCap Lease Program, SMA, Sunny Boy 4000US 1-Ph Grid Tied Inverter, 4000W, 208/240VAC, 60Hz, DC Discon, 4x15A Fused Input, 1 MPPT, 10 Yr Warr, Neg Gnd Config, SB4000US, (310-0034) | 0 | 4000 | No | Inverters | Soligent De-listing | 0 |  | Not Applicable |  | Not Applicable
SUNCAP-SB5000US | SUNCAP-SB5000US | SunCap Lease Program, SMA, Sunny Boy 5000US 1-Ph Grid Tied Inverter, 5000W, 208/240/277VAC, 60Hz, DC Discon, 4x15A Fused Input, 1 MPPT, 10 Yr Warr, Neg Gnd Config, SB5000US, (310-0035) | 0 | 5000 | No | Inverters | Soligent De-listing | 0 |  | Not Applicable |  | Not Applicable
SUNCAP-SB6000US | SUNCAP-SB6000US | SunCap Lease Program, SMA, Sunny Boy 6000US 1-Ph Grid Tied Inverter, 6000W, 208/240/277VAC, 60Hz, DC Discon, 4x15A Fused Input, 1 MPPT, 10 Yr Warr, Neg Gnd Config, SB6000US, (310-0036) | 0 | 6000 | No | Inverters | Soligent De-listing | 0 |  | Not Applicable |  | Not Applicable
SUNCAP-SB7000US | SUNCAP-SB7000US | SunCap Lease Program, SMA, Sunny Boy 7000US 1-Ph Grid Tied Inverter, 7000W, 208/240/277VAC, 60Hz, DC Discon, 4x15A Fused Input, 1 MPPT, 10 Yr Warr, Neg Gnd Config, SB7000US, (310-0037) | 0 | 7000 | No | Inverters | Soligent De-listing | 0 |  | Not Applicable |  | Not Applicable
SUNCAP-SB8000 | SUNCAP-SB8000 | SunCap Lease Program, SMA, Sunny Boy 8000US 1-Ph Grid Tied Inverter, 8000W, 240/277VAC, 60Hz, DC Discon, 4 Fused Input, 1 MPPT, 10 Yr Warr, Neg Gnd Config, SB8000US, (310-0190) | 0 | 8000 | No | Inverters | Soligent De-listing | 0 |  | Not Applicable |  | Not Applicable
SWL-349-0032 | SWL-349-0032 | Tesla, Powerwall-2, 7.6kW AC Coupled, 5kW 120/240 AC output, 13.5 Useable kWh Lithium-Ion Battery Pack, NEMA 3R, 10 Yr. Warranty, Powerwall-2 | 0 |  | No | Energy Storage | Soligent De-listing | 0 |  | Not Applicable |  | Not Applicable
TEST Desc item |  | Test*ATTENTION: | [5 empty] | 0 |  | Not Applicable as per Item Classification |  | Not Applicable
Test Item IT-MP | Test Item IT-MP | This item is used for Soligent internal testing. Do not add to shopping cart. |  |  | No | Other | Shippable | 0 |  | Not Applicable as per Item Classification |  | Not Applicable
Test Item IT-MP : Test Item IT-MP-O | Test Item IT-MP-O | This item is used for Soligent internal testing. Do not add to shopping cart. 10-27-2017 to 11-1-2017 | 214.89 |  | No | Electrical BOS | Soligent De-listing | 0 |  | De-Listing & Stock Qty Unavailable |  | Not Applicable
Test Item IT-MP : Test Item IT-MP-R | Test Item IT-MP-R | This item is used for Soligent internal testing. Do not add to shopping cart. |  |  | No | Other | Shippable | 0 |  | Not Applicable as per Item Classification |  | Not Applicable
TEST2015.1 |  | Reuse this item for a Description item needed. | [5 empty] | 0 |  | Not Applicable as per Item Classification |  | Not Applicable
Warranty | Warranty | Warranty |  |  | No |  |  | 0 |  | Not Applicable as per Item Classification |  | Not Applicable
WORK ORDERS | WORK ORDERS | Lease Work order Wash account | 0 |  | Yes | Other | Shippable | 0 |  | Not Applicable as per Item Classification |  | Not Applicable
xxxxx | xxxxx | Re-use this number. made in error | 0 |  | No | Electrical BOS | Vendor De-listing | 0 |  | Not Applicable |  | Not Applicable