## ItemSearchResults
Name | Display Name | Description | Base Price | Wattage | Non-Commissionable | Item Classification | Item Status | Floor Price | Available | Remarks | SKU No | Final Status
550-9084 | 550-9084 | THHN/THWN-2, #10 AWG, White, Stranded, 1FT, 600VAC | 0.24 |  | No | Electrical BOS | Shippable | 0.24 | 194075 | Shippable & Stock Qty Available |  | To be Listed
550-9085 | 550-9085 | THHN/THWN-2, #10 AWG, Green Stranded, 1FT, 600VAC | 0.24 |  | No | Electrical BOS | Shippable | 0.24 | 148510 | Shippable & Stock Qty Available |  | To be Listed
550-9087 | 550-9087 | THHN/THWN-2, #8 AWG, Red Stranded, 1FT, 600VAC | 0.46 |  | No | Electrical BOS | Shippable | 0.44 | 148505 | Shippable & Stock Qty Available |  | To be Listed
360-0329 | 360-0329 | Enphase, IQ, Q-Cable, 240 Volt, for 60 cell 1.7m Landscape Module Pitch. Connector Pitch is 2.0m (78.7"), Continuous Length, Order by Number of Connectors, Q-12-17-240 | 20.53 |  | No | Inverters | Shippable | 18.8 | 134688 | Shippable & Stock Qty Available | USSE100-0192 | Already Listed
211-7001 | 211-7001 | QuickMount, Structural Screw, #14 SS Self Drilling with EPDM Washer, Qty.1, HW-RD-1430-01-M1 | 0.68 |  | No | Racking | Shippable | 0.68 | 126185 | Shippable & Stock Qty Available |  | To be Listed
551-0091 | 551-0091 | 3/4 " EMT one hole straps, Qty: 1, WI 1702 | 0.27 |  | No | Electrical BOS | Shippable | 0.26 | 78248 | Shippable & Stock Qty Available |  | To be Listed
260-0877 | 260-0877 | UniRac, NXT HORIZON 30-40mm Mid/End Combo Clamp – Dark, CCLAMPD1 | 4.2 |  | No | Racking | Shippable | 3.96 | 77943 | Shippable & Stock Qty Available | USMS100-0367 | Already Listed
270-1033 | 270-1033 | IronRidge, FlashVue Flashing with GripCap, 8" x 12", includes: 5/16" x 4.25" SS Lag Bolt with EPDM Washer, Black Finish, Qty. 1, FV-01-B1 | 9.77 |  | No | Racking | Shippable | 8.38 | 76170 | Shippable & Stock Qty Available | USMS100-0111 | Already Listed
260-0102 | 260-0102 | IronRidge, Universal Bonding Module Clamp, Black, Qty. 1, UFO-CL-01-B1 | 3.18 |  | No | Racking | Shippable | 2.73 | 69524 | Shippable & Stock Qty Available | USMS100-0088 | Already Listed
260-0286 | 260-0286 | UniRac, Universal Aesthetic Fastener (Universal-AF) Mid Clamp, 30-46mm, Preassembled Integrated Bonding, Dark Finish, Qty. 1, 302045D | 2.85 |  | No | Racking | Shippable | 2.69 | 66888 | Shippable & Stock Qty Available | USMS100-0317 | Already Listed
360-0328 | 360-0328 | Enphase, IQ, Q-Cable, 240 Volt, for 60/72 cell 1.0m Portrait Module Pitch. Connector Pitch is 1.3m (51"), Continuous Length, Order by Number of Connectors, Q-12-10-240 | 17.45 |  | No | Inverters | Shippable | 15.98 | 61956 | Shippable & Stock Qty Available | USWC001-0027 | Already Listed
550-9086 | 550-9086 | THHN/THWN-2, #8 AWG, Black, Stranded, 1FT, 600VA | 0.46 |  | No | Electrical BOS | Shippable | 0.44 | 61165 | Shippable & Stock Qty Available |  | To be Listed
590-0117 | 590-0117 | IronRidge, Grounding Lug, Low Profile, with 1/4" T-Bolt and nut, UFO series, Qty. 1, XR-LUG-03-A1 | 5.85 |  | No | Racking | Shippable | 5.01 | 59800 | Shippable & Stock Qty Available | USMS100-0119 | Already Listed
550-9088 | 550-9088 | THHN/THWN-2, #8 AWG, White, Stranded, 1FT, 600VAC | 0.46 |  | No | Electrical BOS | Shippable | 0.44 | 58345 | Shippable & Stock Qty Available |  | To be Listed
321-0233 | 321-0233 | Enphase, IQ 8+ Micro Inverter, compatible with 60 -72 cell PV Modules, 240V, 300VA Peak Power, MC4 DC Connectors, Female AC Connector, IQ8PLUS-72-2-US / IQ8PLUS-72-M-US | 160 | 300 | No | Inverters | Shippable | 158.19 | 57800 | Shippable & Stock Qty Available | USIN100-0119 | Already Listed
550-9092 | 550-9092 | THHN/THWN-2, #6 AWG, White, Stranded, 1FT, 600VAC | 0.71 |  | No | Electrical BOS | Shippable | 0.68 | 57130 | Shippable & Stock Qty Available |  | To be Listed
551-0099 | 551-0099 | 1" EMT 1 Hole Strap, Qty: 1, WI 703, 0278-0721 | 0.4 |  | No | Electrical BOS | Shippable | 0.31 | 55540 | Shippable & Stock Qty Available |  | To be Listed
270-0877 | 270-0877 | QuickBolt, All Tile Roof Hook, Side Mount Rails, for flat and Spanish tile, 6mm thickness, 8mm adjustable height, 140 mm wide base, 9mm x 18 mm mounting screw slots, 10mm x 46mm rail attachment slot, includes (2) 1/4 x 3" SS screws, Qty. 1, 17589(1) | 5.4 |  | No | Racking | Shippable | 5.4 | 54082 | Shippable & Stock Qty Available | USMS100-0625 | Already Listed
360-0338 | 360-0338 | Enphase, IQ, Q Cable, 12 AWG, no connectors, Use with Field Wireable M/FM Connectors, by the foot, Non-Cancelable/Non-Returnable on Cut Lengths, Q-12-RAW | 1.42 |  | No | Inverters | Shippable | 1.3 | 50775 | Shippable & Stock Qty Available |  | To be Listed
550-9103 | 550-9103 | 12/2 Tray Cable, PVC 600V, 12 AWG, 12-2/C VNTC | 0.68 |  | No | Electrical BOS | Shippable | 0.65 | 49500 | Shippable & Stock Qty Available |  | To be Listed
590-0116 | 590-0116 | IronRidge, Bonding Attachment hardware for FF2 and L-feet, T-Bolt, UFO series, Qty. 1, BHW-TB-02-A1 | 1.97 |  | No | Racking | Shippable | 1.69 | 47061 | Shippable & Stock Qty Available | USMS100-0047 | Already Listed
210-1125 | 210-1125 | Unirac, STRONGHOLD attachment Base with Butyl, Mill, SBUTYLM1 | 7.5 |  | No | Racking | Shippable | 7.4 | 46222 | Shippable & Stock Qty Available |  | To be Listed
451-0002 | 451-0002 | Enphase, IQ Control Cable for Communication between IQ Controller 3, 5P Battery and Combiner 5, Qty. 1 Foot, Non-Cancelable/Non-Returnable on Cut Lengths, CTRL-SC3-NA-01 | 1.08 |  | No | Energy Storage | Shippable | 1.03 | 42500 | Shippable & Stock Qty Available |  | To be Listed
211-7002 | 211-7002 | QuickMount, Halo Ultra Grip, Mill Finish, QM-HUG-01-M1 | 6.32 |  | No | Racking | Shippable | 6.24 | 41663 | Shippable & Stock Qty Available |  | To be Listed
565-0238 | 565-0238 | SolarEdge, Optimizer 440W, Add-On Box for One Module 8-60V MPPT, 60Voc Max, 14.5A, MC4, ~4” Input, ~90” Positive Output ~4” Negative Output PV wire, UL 1000VDC Max, S440 | 88.99 | 440 | No | Inverters | Shippable | 86.52 | 38234 | Shippable & Stock Qty Available | USSE100-0169 | Already Listed
270-1027 | 270-1027 | UniRac, MicroRail, MLPE Mounting Assembly, for micro inverters or optimizers, Qty. 1, 008114M | 2.14 |  | No | Racking | Shippable | 2.12 | 36745 | Shippable & Stock Qty Available | USSB100-0104 | Already Listed
360-0333 | 360-0333 | Enphase, IQ, Terminator Cap for Q-Cable Ends, Qty. 1, Q-TERM-10 | 18.05 |  | No | Inverters | Shippable | 16.92 | 36014 | Shippable & Stock Qty Available | USEC001-0124 | Already Listed
270-0873 | 270-0873 | UniRac, SolarMount Integrated Bonding, Micro Mount, T-Bolt, 1/4"X 3/4", Clear SS, neoprene washer not needed, Qty. 1, 008013S | 1 |  | No | Racking | Shippable | 0.92 | 35485 | Shippable & Stock Qty Available | USMS100-0336 | Already Listed
260-0114 | 260-0114 | IronRidge, Stopper Sleeve, 40mm, Black, Qty. 1, UFO-STP-40MM-B1 | 0.73 |  | No | Racking | Shippable | 0.56 | 35219 | Shippable & Stock Qty Available | USMS100-0103 | Already Listed
260-0288 | 260-0288 | UniRac, Universal Aesthetic Fastener (Universal-AF) End Clamp, 30-46mm, Preassembled Integrated Bonding, Dark Finish, Qty. 1, 302050D | 3.27 |  | No | Racking | Shippable | 3.09 | 34787 | Shippable & Stock Qty Available | USMS100-0315 | Already Listed
270-1046 | 270-1046 | QuickMount, L-Mount, 9 X 12” Flashing with Open Slot L-Foot, 5/16 X 4” Lag and EPDM Washer, Black Finish, Qty. 1, QMLM-01-B1 | 7.46 |  | No | Racking | Shippable | 7.41 | 34646 | Shippable & Stock Qty Available | USMS100-0160 | Already Listed
270-1035 | 270-1035 | UniRac, Solar Mount Integrated Bonding, T-Bolt & Nut, 3/8" X 1", Clear SS, Qty. 1, 009021S | 1.04 |  | No | Racking | Shippable | 0.96 | 33492 | Shippable & Stock Qty Available | USMS100-0332 | Already Listed
550-9090 | 550-9090 | THHN/THWN-2, #6 AWG, Black, Stranded, 1FT, 600VAC | 0.71 |  | No | Electrical BOS | Shippable | 0.68 | 32930 | Shippable & Stock Qty Available |  | To be Listed
210-1026 | 210-1026 | IronRidge, XR10, Rail 168" (14') Black, Qty. 1, XR-10-168B | 34.99 |  | No | Racking | Shippable | 32.14 | 30701 | Shippable & Stock Qty Available | USMS100-0069 | Already Listed
550-0288 | 550-0288 | IronRidge, BX 12” UV Cable Tie, 1 Each, BX-CT-UV-P1 | 0.15 |  | No | Racking | Shippable | 0.14 | 30555 | Shippable & Stock Qty Available | USMS100-0180 | Already Listed
550-9081 | 550-9081 | PV Wire, #10 AWG, Red, 1FT, 1000VDC-2000VDC | 0.35 |  | No | Electrical BOS | Shippable | 0.34 | 29797 | Shippable & Stock Qty Available |  | To be Listed
550-9111 | 550-9111 | IronRidge, Aire Clip (120 Aire Clips Per Bag), AE-CLIP-01-B1 | 0.23 |  | No | Racking | Shippable | 0.22 | 29716 | Shippable & Stock Qty Available |  | To be Listed
260-0897 | 260-0897 | SnapNrack, Ultra Rail Mid Clamp, Black, 242-02071 | 1.87 |  | No | Racking | Shippable | 1.87 | 26352 | Shippable & Stock Qty Available | USMS100-0537 | Already Listed
270-1118 | 270-1118 | IronRidge, Flashing, Flashfoot2 with Cap-foot, 8in x 12in, includes: 5/16in x 4.75in SS Lag Bolt with EPDM Washer, Mill, UFO series, Qty. 1, FF2-02-M2 | 11.39 |  | No | Racking | Shippable | 10.75 | 26274 | Shippable & Stock Qty Available | USMS100-0116 | Already Listed
260-0887 | 260-0887 | SnapNrack, Universal End Clamp, 242-02215 | 3.12 |  | No | Racking | Shippable | 3.12 | 25281 | Shippable & Stock Qty Available | USMS100-0669 | Already Listed
550-9078 | 550-9078 | SnapNrack, Snap-in Wire Retention Clip, 232-01106 | 0.56 |  | No | Racking | Shippable | 0.55 | 24410 | Shippable & Stock Qty Available |  | To be Listed
260-0878 | 260-0878 | UniRac, NXT HORIZON RL & CLMP CAP KIT, ENDCAPD1 | 0.88 |  | No | Racking | Shippable | 0.83 | 23029 | Shippable & Stock Qty Available | USMS100-0366 | Already Listed
211-0494 | 211-0494 | UniRac, SolarMount Splice-Bar, Integrated Bonding, Mill, Qty. 1, 303019M | 4.51 |  | No | Racking | Shippable | 4.24 | 22824 | Shippable & Stock Qty Available | USMS100-0312 | Already Listed
270-1109 | 270-1109 | SnapNrack, MLPE Rail Attachment Kit, 242-92093 | 1.02 |  | No | Racking | Shippable | 1.02 | 22649 | Shippable & Stock Qty Available | USMS100-0438 | Already Listed
260-0879 | 260-0879 | UniRac, NXT HORIZON STRONGHOLD RAIL CLAMP MILL, SHCLMPM1 | 3.39 |  | No | Racking | Shippable | 3.2 | 22434 | Shippable & Stock Qty Available | USMS100-0284 | Already Listed
270-0152 | 270-0152 | IronRidge, Mounting Kit for Microinverters & Optimizers, includes One Bonding 1/4" x 3/4" SS T-Bolt and Hardware, UFO series, Qty. 1, BHW-MI-01-A1 | 1.3 |  | No | Racking | Shippable | 1.12 | 22162 | Shippable & Stock Qty Available | USMS100-0051 | Already Listed
210-1066 | 210-1066 | IronRidge, XR10, Rail 168" (14') Mill, Qty. 1, XR-10-168M | 30.86 |  | No | Racking | Shippable | 28.15 | 22038 | Shippable & Stock Qty Available | USMS100-0509 | Already Listed
212-0009 | 212-0009 | UniRac, Tile Roof Hook, Universal Side Mount, with 2 #14 X 3.5” Screws, 004CT5H | 9.05 |  | No | Racking | Shippable | 8.93 | 20584 | Shippable & Stock Qty Available | USMS100-0616 | Already Listed
211-0512 | 211-0512 | UniRac, NXT HORIZON RAIL SPLICE, RLSPLCM1 | 5.9 |  | No | Racking | Shippable | 5.83 | 20366 | Shippable & Stock Qty Available | USMS100-0715 | Already Listed
550-9083 | 550-9083 | THHN/THWN-2, #10 AWG, Red Stranded, 1FT, 600VAC | 0.24 |  | No | Electrical BOS | Shippable | 0.24 | 19592 | Shippable & Stock Qty Available |  | To be Listed
270-1054 | 270-1054 | UniRac, NXT HORIZON MLPE & LUG CLAMP, LUGMLPE1 | 2.86 |  | No | Racking | Shippable | 2.7 | 19588 | Shippable & Stock Qty Available | USMS100-0365 | Already Listed
550-9080 | 550-9080 | PV Wire, #10 AWG, Black, 1FT, 1000VDC-2000VDC | 0.35 |  | No | Electrical BOS | Shippable | 0.34 | 19460 | Shippable & Stock Qty Available |  | To be Listed
550-9082 | 550-9082 | THHN/THWN-2, #10 AWG, Black, Stranded, 1FT, 600VAC | 0.24 |  | No | Electrical BOS | Shippable | 0.24 | 19115 | Shippable & Stock Qty Available |  | To be Listed
551-0261 | 551-0261 | 3/4" Press-On Insulated Bushing for EMT, EMT75 | 0.33 |  | No | Electrical BOS | Shippable | 0.25 | 18990 | Shippable & Stock Qty Available |  | To be Listed
270-1045 | 270-1045 | QuickMount, L-Mount, 9 X 12” Flashing with Open Slot L-Foot, 5/16 X 4” Lag and EPDM Washer, Mill Finish, Qty. 1, QM-LM-01-M1 | 6.71 |  | No | Racking | Shippable | 6.66 | 18664 | Shippable & Stock Qty Available | USMS100-0159 | Already Listed
260-0110 | 260-0110 | IronRidge, Stopper Sleeve, 35mm, Black, Qty. 1, UFO-STP-35MM-B1 | 0.73 |  | No | Racking | Shippable | 0.56 | 18210 | Shippable & Stock Qty Available | USMS100-0099 | Already Listed
540-0165 | 540-0165 | Bussmann, Midget Fuse, 20A, 1000VDC, PV-20A10F | 5.26 |  | No | Electrical BOS | Shippable | 4.63 | 17171 | Shippable & Stock Qty Available |  | To be Listed
211-0514 | 211-0514 | SunModo, NanoMount, SS Lag Bolt, for Rafter Mount, Black, Qty. 1, K50049-BK1 | 1.55 |  | No | Racking | Soligent De-listing | 1.46 | 16984 | De-Listing but Stock Qty Available |  | To be Listed
550-0521 | 550-0521 | Enphase, IQ, Q-Cable Rail Mount Cable Management Clip, Each, Q-CLIP-100 | 0.66 |  | No | Inverters | Shippable | 0.5 | 16667 | Shippable & Stock Qty Available | USSE100-0073 | Already Listed
550-9093 | 550-9093 | THHN/THWN-2, #6 AWG, Green Stranded, 1FT, 600VAC | 0.71 |  | No | Electrical BOS | Shippable | 0.68 | 16530 | Shippable & Stock Qty Available |  | To be Listed
550-9118 | 550-9118 | PV Cable Extension/Adapter, 40” MC-4 Female to MC-4 Male, 1500V PV Wire | 8.78 |  | No | Electrical BOS | Shippable | 8.33 | 16127 | Shippable & Stock Qty Available |  | To be Listed
550-9059 | 550-9059 | Multi-Contact, MC4 Male Contact Pin Only for AWG 10-12 PV/USE Wire, 18-32.0507P2000 | 1.05 |  | No | Electrical BOS | Shippable | 0.92 | 16098 | Shippable & Stock Qty Available |  | To be Listed
551-0093 | 551-0093 | 3/4" EMT RT Compression Coupling, Qty: 1, WI MECR-761 | 1.76 |  | No | Electrical BOS | Shippable | 1.67 | 16074 | Shippable & Stock Qty Available |  | To be Listed
550-9058 | 550-9058 | Multi-Contact, MC4 Female Contact Pin Only for AWG 10-12 PV/USE Wire, 18-32.0107P2000 | 1.05 |  | No | Electrical BOS | Shippable | 0.92 | 15471 | Shippable & Stock Qty Available |  | To be Listed
211-0513 | 211-0513 | SunModo, NanoMount, Deck or Rafter, Comp or Single-Ply Roofs, Black, K50058-BK1 | 6.46 |  | No | Racking | Soligent De-listing | 6.1 | 15294 | De-Listing but Stock Qty Available |  | To be Listed
110-1346 |  | Sunergy, Bifacial 370W PV Module, MC-4 Compatible Connector, PV Wire 1300mm ~51.2"), 30mm Black Frame with Transparent Black-Mesh Back-Sheet, 120 1/2 Cell Mono, 20A Max Fuse, 1500VDC, 345.5W PTC, 12/30 Warranty, VSUN370-120BMH-1300 | 105.45 | 370 | No | PV Modules | Soligent De-listing | 105.45 | 15144 | De-Listing but Stock Qty Available |  | To be Listed
260-0281 | 260-0281 | IronRidge, Universal Bonding Hidden End Clamp, Mill, Qty. 1, CAMO-01-M1 | 5.19 |  | No | Racking | Shippable | 4.9 | 15144 | Shippable & Stock Qty Available | USMS100-0086 | Already Listed
260-0101 | 260-0101 | IronRidge, Universal Bonding Module Clamp, Clear, Qty. 1, UFO-CL-01-A1 | 2.94 |  | No | Racking | Shippable | 2.52 | 14983 | Shippable & Stock Qty Available | USMS100-0087 | Already Listed
260-0771 | 260-0771 | UniRac, SolarMount End Clamp, K, Preassembled, 39MM - 41MM, 2.25" Bolt, Dark, Qty. 1, 302026D | 2.46 |  | No | Racking | Shippable | 2.33 | 14774 | Shippable & Stock Qty Available | USSSP110-1500 | Already Listed
590-0115 | 590-0115 | IronRidge, Bonding Attachment hardware for FF2 and L-feet, Square Bolt, UFO series, Qty. 1, BHW-SQ-02-A1 | 2.4 |  | No | Racking | Shippable | 1.83 | 14721 | Shippable & Stock Qty Available | USSP100-0119 | Already Listed
270-9092 | 270-9092 | IronRidge, Aire Dock, Black, AE-DOCK-01-B1 | 2.03 |  | No | Racking | Shippable | 2 | 14715 | Shippable & Stock Qty Available |  | To be Listed
260-9087 | 260-9087 | IronRidge, Aire Lock Mid, Black (30mm - 40mm), AE-MID-01-B1 | 3.01 |  | No | Racking | Shippable | 2.97 | 14164 | Shippable & Stock Qty Available |  | To be Listed
260-0588 | 260-0588 | S-5!, ProteaBracket, Aluminum, for Metal Trapezoidal Rib, includes L-Flange, Bolt and 4 x Self-Tap SS screws, ProteaBracket-AL | 10.29 |  | No | Racking | Shippable | 10.16 | 14051 | Shippable & Stock Qty Available | USMS100-0650 | Already Listed
260-0777 | 260-0777 | UniRac, SolarMount Mid Clamp, D-K, 38mm-41mm, Preassembled Integrated Bonding, Dark SS, Qty. 1, 302029D | 3.07 |  | No | Racking | Shippable | 2.9 | 13897 | Shippable & Stock Qty Available |  | To be Listed
270-0189 | 270-0189 | S-5!, Protea-Bracket Mounting Screws, (use 4 per Bracket), Qty.1, MAC Needle Point Screws | 0.48 |  | No | Racking | Shippable | 0.37 | 13835 | Shippable & Stock Qty Available | USMS100-0407 | Already Listed
550-9055 | 550-9055 | Heyco Sunrunner, 1-2 (5.1-8.3mm)PV Cable Clip to Module Frame, 18-S6445 | 0.27 |  | No | Electrical BOS | Shippable | 0.24 | 13797 | Shippable & Stock Qty Available |  | To be Listed
510-0050 | 510-0050 | Soladeck, DIN Mount Terminal Block End Plate Cover for ER6 & ER10, 1453 | 0.9 |  | No | Electrical BOS | Shippable | 0.71 | 13457 | Shippable & Stock Qty Available |  | To be Listed
110-1336 |  | Sonali, 440W PV Module, MC4 Compatible , 1200mm (~47”) PV Wire, 35mm Black Frame, Black Back Sheet, BOB, 120 1/2 Cell, 25A Fuse, 1500VDC, 412.1 PTC, 25/25 Warranty, SS-M-440W-M60H-M10 | 149.6 | 440 | No | PV Modules | Soligent De-listing | 149.6 | 13156 | De-Listing but Stock Qty Available |  | To be Listed
550-9091 | 550-9091 | THHN/THWN-2, #6 AWG, Red Stranded, 1FT, 600VAC | 0.71 |  | No | Electrical BOS | Shippable | 0.68 | 13110 | Shippable & Stock Qty Available |  | To be Listed
260-1138 | 260-1138 | Unirac, Extra Butyl PAD-Sheet, Kit, XTRABUTL-SH | 1.48 |  | No | Racking | Shippable | 1.29 | 13089 | Shippable & Stock Qty Available |  | To be Listed
590-0099 | 590-0099 | Ilsco, Ground Lug, SGB-4 Solar Ground Bond 7/16, Qty. 1, 18-SGB-4 | 3.02 |  | No | Electrical BOS | Shippable | 2.65 | 12664 | Shippable & Stock Qty Available |  | To be Listed
210-1089 | 210-1089 | UniRac, NXT HORIZON RAIL - 168" MILL, 168RLM1 | 23.55 |  | No | Racking | Shippable | 21.63 | 12651 | Shippable & Stock Qty Available | USMS100-0368 | Already Listed
551-0038 | 551-0038 | 3/4" EMT Rain Tight Compression Coupling, Qty.1, 261-RT | 1.97 |  | No | Electrical BOS | Shippable | 1.73 | 12258 | Shippable & Stock Qty Available |  | To be Listed
211-0497 | 211-0497 | IronRidge, BOSS (Bonded Structural Splice) XR10, Tool-Less Bonding Splice, Mill, Qty. 1, XR10-BOSS-01-M1 | 6.14 |  | No | Racking | Shippable | 5.25 | 11814 | Shippable & Stock Qty Available | USMS100-0081 | Already Listed
540-0164 | 540-0164 | Bussmann, Touch-Safe Fuse Holder DIN mount for PV-(amp rating) Midget Fuses, 30A, 1000VDC, CHPV1U | 6.12 |  | No | Electrical BOS | Shippable | 5.39 | 11745 | Shippable & Stock Qty Available |  | To be Listed
210-1074 | 210-1074 | UniRac, Flash-Kit-Pro, 8 X 12” Flashing, Slotted L-Foot, Lag Bolt, & Rail Mounting Hardware, Mill Finish, 1 ea, 004055M | 8.57 |  | No | Racking | Shippable | 8.08 | 11614 | Shippable & Stock Qty Available | USMS100-0384 | Already Listed
360-0347 | 360-0347 | Enphase, IQ, Male Field-Wireable Connector for Q Cable. Qty 1 connector bodies with 2 Male MC4 Tool crimpable pins, Q-CONN-10M | 12.68 |  | No | Inverters | Shippable | 11.89 | 11200 | Shippable & Stock Qty Available | USSE100-0075 | Already Listed
260-0173 | 260-0173 | IronRidge, BX Top Clamp, Mill Finish 40mm, BX-TCL-40MM-M1 | 1.27 |  | No | Racking | Shippable | 1.09 | 10868 | Shippable & Stock Qty Available | USMS100-0179 | Already Listed
270-1052 | 270-1052 | UniRac, U-LA Rail Mounting Bracket, 2", Aluminum, Qty. 1, 403216M | 8.59 |  | No | Racking | Shippable | 8.08 | 10689 | Shippable & Stock Qty Available | USMS100-0277 | Already Listed
270-1061 | 270-1061 | SunModo, Top Tile Mount, Deck Attachment, 5” Stand-Off, K10461-105 | 26.25 |  | No | Racking | Soligent De-listing | 24.78 | 10428 | De-Listing but Stock Qty Available |  | To be Listed
260-0814 | 260-0814 | ProSolar, Mid Clamp, 1.175 – 1.3" (29.9mm to 32mm), Includes (1) Channel Nut with grounding buss bar, lock washer and hardware, Clear, Qty. 1, C200IMC-1-G | 2.68 |  | No | Racking | Shippable | 2.53 | 10240 | Shippable & Stock Qty Available | USMS100-0484 | Already Listed
551-0183 | 551-0183 | 3/4" EMT & Rigid Conduit Hanger W/Bolt, Qty: 1, WI 1-WBA-B, 0321-1278 | 0.39 |  | No | Electrical BOS | Shippable | 0.31 | 10162 | Shippable & Stock Qty Available |  | To be Listed
110-1374 |  | Bluesun, 370W PV Module, MC-4 or Compatible Connector, PV Wire 1200mm (~47.2"), 35mm Black Frame with Black Back-Sheet, BOB, 120 1/2 Cell Mono PERC, 20A Max Fuse, 1500VDC, 343.5 PTC, 15/25 Warranty, BSM370M-60HPH | 105.45 | 370 | No | PV Modules | Soligent De-listing | 105.45 | 10061 | De-Listing but Stock Qty Available |  | To be Listed
551-0200 | 551-0200 | 3/4" Insulated Zinc Metallic Grounding Bushings, Qty: 1, 332, 0219-6543 | 4.08 |  | No | Electrical BOS | Shippable | 3.59 | 9985 | Shippable & Stock Qty Available |  | To be Listed
270-0879 | 270-0879 | EcoFasten, L Bracket, 3" tall, for corrugated metal roof, includes 3/8-16 x 1-1/4" bolt & flange nut, Black Finish, Qty. 1, L-102-3-BLK | 3.31 |  | No | Racking | Shippable | 3.05 | 9915 | Shippable & Stock Qty Available | USMS100-0583 | Already Listed
270-1108 | 270-1108 | SnapNrack, Comp Flashing, 9" X 12", Black Galvalume,(requires Umbrella Lag), 232-01377 | 2.26 |  | No | Racking | Shippable | 2.26 | 9639 | Shippable & Stock Qty Available |  | To be Listed
260-0776 | 260-0776 | UniRac, SolarMount Mid Clamp, D-K, 38mm-41mm, Preassembled Integrated Bonding, Clear SS, Qty. 1, 302029C | 2.75 |  | No | Racking | Shippable | 2.6 | 9572 | Shippable & Stock Qty Available |  | To be Listed
550-9061 | 550-9061 | UniRac, NXT HORIZON NS WIRE MGMT CLIP, WRMCNSD1 | 3.32 |  | No | Racking | Shippable | 3.28 | 9550 | Shippable & Stock Qty Available |  | To be Listed
270-9093 | 270-9093 | IronRidge, Aire MLPE Mount, AE-MLPE-01-M1 | 1.2 |  | No | Racking | Shippable | 1.19 | 9474 | Shippable & Stock Qty Available |  | To be Listed
360-0346 | 360-0346 | Enphase, IQ, Female Field-Wireable Connector for Q Cable open connector. Qty 1 connector bodies with 2 Female MC4 Tool crimpable pins, Q-CONN-10F | 12.68 |  | No | Inverters | Shippable | 11.89 | 9437 | Shippable & Stock Qty Available | USSE100-0074 | Already Listed
550-0346 | 550-0346 | Heyco, Strain Relief, Cord Grip, 3-Hole, 3/4" Nylon NPT with metal locknut, 7.7mm holes for PV Wire, Skinned, Qty. 1, M3234GBS-SM, 550-0346 | 2.23 |  | No | Electrical BOS | Shippable | 1.96 | 9376 | Shippable & Stock Qty Available |  | To be Listed
250-1379 | 250-1379 | UniRac, RoofMount, RM5 & RMDT, Endclamp, 46-50mm, Qty. 1, 310822 | 3.08 |  | No | Racking | Shippable | 2.91 | 9260 | Shippable & Stock Qty Available | USSSP110-1514 | Already Listed
211-0530 | 211-0530 | K2, Splice Foot Mounting Screw, M5 X 60, 4000115 | 0.98 |  | No | Racking | Shippable | 0.78 | 8941 | Shippable & Stock Qty Available |  | To be Listed
211-0481 | 211-0481 | IronRidge, Fixed Tilt Leg, Kit, 10", Mill, Qty. 1, TM-FTL-010 | 19.69 |  | No | Racking | Shippable | 18.51 | 8938 | Shippable & Stock Qty Available | USMS100-0130 | Already Listed
270-0026 | 270-0026 | UniRac, U-LA Slider, 2", Aluminum, Qty. 1, 403215C | 10.51 |  | No | Racking | Shippable | 10.38 | 8703 | Shippable & Stock Qty Available | USMS100-0278 | Already Listed
510-0276 | 510-0276 | SolaDeck, Flashed Combiner/Wire Entry Box for Comp Roofs, with 8" DIN Rail, 5 Position Ground Busbar, UL, 15.25 X 17.25 X 3” Black, SD-0799-5B | 63.45 |  | No | Electrical BOS | Shippable | 60.19 | 8680 | Shippable & Stock Qty Available |  | To be Listed
270-9090 | 270-9090 | IronRidge, Aire Cap, A1, AE-A1CAP-01-B1 | 0.51 |  | No | Racking | Shippable | 0.5 | 8638 | Shippable & Stock Qty Available |  | To be Listed
551-0236 | 551-0236 | 3/4" Insulated Bonding Bushing with Lug, Qty.1, GIB-75L-4AC 6836594 | 3.7 |  | No | Electrical BOS | Shippable | 3.25 | 8570 | Shippable & Stock Qty Available |  | To be Listed
321-0238 | 321-0238 | Aptos, 800R Micro Inverter, compatible with Dual 60/72-cell PV Modules, 208/240 volt, 60Hz, 800VA Peak Power, 60Vdc 12.5A X 2 Max Input, 25 year Warranty, UL1741-SA, Rule-21, MAC-800R | 125 | 800 | No | Inverters | Vendor De-listing | 125 | 8351 | De-Listing but Stock Qty Available | USMI100-0005 | Already Listed
270-1037 | 270-1037 | EcoFasten, GreenFasten1, Flashing, 8" x 12", Galvalume base for single bracket, Matte Black, includes one 5/16" ID bonded washer, Qty. 1, GF1-GAL-BLK-0812 | 2.85 |  | No | Racking | Shippable | 2.69 | 8302 | Shippable & Stock Qty Available | USMS100-0543 | Already Listed
550-0318 | 550-0318 | Amphenol, Helios H4 Connector with Boot for 5.25 mm to 7.7 mm OD #10AWG PV Wire, Male (-), 1500VDC UL, H4CMC6DI, 18-H4CMC6DM | 1.85 |  | No | Electrical BOS | Shippable | 1.63 | 8185 | Shippable & Stock Qty Available |  | To be Listed
550-0041 | 550-0041 | Multi-Contact, MC4 Connector with Boot for 3 to 6mm OD #10/12 AWG USE-2, Male (-), PV-KST4/6I-UR, 18-32.0015P0001-UR | 1.89 |  | No | Electrical BOS | Shippable | 1.67 | 8176 | Shippable & Stock Qty Available |  | To be Listed
260-1136 | 260-1136 | K2, Mid Clamp, 30-47mm, Dark Finish, 4000602-H | 3.67 |  | No | Racking | Shippable | 3.18 | 8002 | Shippable & Stock Qty Available | USMS100-0009 | Already Listed
210-1004 | 210-1004 | IronRidge, XR100, Rail 168" (14') Black, Qty. 1, XR-100-168B | 47.84 |  | No | Racking | Shippable | 43.94 | 7980 | Shippable & Stock Qty Available | USMS100-0075 | Already Listed
551-0275 | 551-0275 | 3/4" Steel Lock Nut, 102-S | 0.24 |  | No | Electrical BOS | Shippable | 0.19 | 7909 | Shippable & Stock Qty Available |  | To be Listed
110-1329 |  | Emmvee, 440W PV Module, MC-4 Compatible, 500mm (~19.7”) PV Wire, 35mm Black Frame Black Back-Sheet, BOB, 120 Mono ½ Cells, 25A Fuse, 1500VDC, 408.6 PTC, 12/25 Warranty, E440HCM120B | 125.4 | 440 | No | PV Modules | Soligent De-listing | 125.4 | 7871 | De-Listing but Stock Qty Available |  | To be Listed
210-1100 | 210-1100 | UniRac, FlashLoc Duo Comp Kit, Deck or Rafter Mount with 2 Rafter Screws, Sealant and Rail T-Bolt, Dark Finish, Qty. 1 Pack of 20, 004275D | 172.02 |  | No | Racking | Shippable | 192.5 | 7855 | Shippable & Stock Qty Available | USMS100-0380 | Already Listed
590-0010 | 590-0010 | Wiley Electronics, WEEB Grounding clip for IronRidge, UniRac with Low-Lip mods, & Old DPW PowerRail, WEEB-DMC | 1.71 |  | No | Electrical BOS | Shippable | 1.51 | 7779 | Shippable & Stock Qty Available |  | To be Listed
550-9089 | 550-9089 | THHN/THWN-2, #8 AWG, Green Stranded, 1FT, 600VAC | 0.46 |  | No | Electrical BOS | Shippable | 0.44 | 7715 | Shippable & Stock Qty Available |  | To be Listed
210-1109 | 210-1109 | SnapNrack, UR-40 Rail, 172", Mill, 232-02536 | 22.73 |  | No | Racking | Shippable | 22.73 | 7635 | Shippable & Stock Qty Available | USMS100-0267 | Already Listed
260-0113 | 260-0113 | IronRidge, Stopper Sleeve, 40mm, Clear, Qty. 1, UFO-STP-40MM-M1 | 0.71 |  | No | Racking | Shippable | 0.54 | 7622 | Shippable & Stock Qty Available | USMS100-0102 | Already Listed
551-0095 | 551-0095 | 3/4" LL Aluminum, with Cover & Gasket, Qty: 1, WI LL75 | 4.26 |  | No | Electrical BOS | Shippable | 4.09 | 7610 | Shippable & Stock Qty Available |  | To be Listed
360-0336 | 360-0336 | Enphase, IQ, Male Sealing Cap for Branch Aggregator Unused Connections, Q-BA-CAP-10 | 3.64 |  | No | Inverters | Vendor De-listing | 3.12 | 7564 | De-Listing but Stock Qty Available | USSE100-0119 | Already Listed
260-9088 | 260-9088 | IronRidge, Aire Lock End, Black (30mm - 40mm), AE-END-01-B1 | 3.42 |  | No | Racking | Shippable | 3.38 | 7544 | Shippable & Stock Qty Available |  | To be Listed
551-0217 | 551-0217 | 3/4" EMT Conduit, Full 10' Stick | 14.65 |  | No | Electrical BOS | Shippable | 12.89 | 7461 | Shippable & Stock Qty Available |  | To be Listed
550-9096 | 550-9096 | Bare, #6, Solid, 1FT, 600VAC | 0.59 |  | No | Electrical BOS | Shippable | 0.57 | 7395 | Shippable & Stock Qty Available |  | To be Listed
210-1090 | 210-1090 | UniRac, NXT HORIZON RAIL - 168" DARK, 168RLD1 | 21.15 |  | No | Racking | Shippable | 21.15 | 7328 | Shippable & Stock Qty Available | USMS100-0369 | Already Listed
210-1121 | 210-1121 | IronRidge, Aire Rail A1, Mill, 170", AE-A1-170M | 27.85 |  | No | Racking | Shippable | 27.5 | 7291 | Shippable & Stock Qty Available |  | To be Listed
550-9117 | 550-9117 | PV Cable Extension/Adapter, 18” MC-4 Female to MC-4 Male, 1500V PV Wire | 8.33 |  | No | Electrical BOS | Shippable | 7.33 | 7218 | Shippable & Stock Qty Available |  | To be Listed
540-0090 | 540-0090 | Bussmann, Midget Fuse, 15A, 1000VDC, PV-15A10F | 5.26 |  | No | Electrical BOS | Shippable | 4.63 | 7202 | Shippable & Stock Qty Available |  | To be Listed
550-0319 | 550-0319 | Amphenol, Helios H4 Connector with Boot for 5.25 mm to 7.7 mm OD #10AWG PV Wire, Female (+), 1500VDC UL, H4CFC6DI, 18-H4CFC6DM | 1.85 |  | No | Electrical BOS | Shippable | 1.63 | 6770 | Shippable & Stock Qty Available |  | To be Listed
550-0040 | 550-0040 | Multi-Contact, MC4 Connector with Boot for 3 to 6mm OD #10/12 AWG USE-2, Female (+), PV-KBT4/6I-UR, 18-32.0014P0001-UR | 1.89 |  | No | Electrical BOS | Shippable | 1.67 | 6749 | Shippable & Stock Qty Available |  | To be Listed
580-0168 | 580-0168 | Eaton-Cutler Hammer 60A 2 Pole 240V Non Fused Disconnect, NEMA 3R, 18-C-H DG222URB | 100.45 |  | No | Electrical BOS | Shippable | 94.04 | 6580 | Shippable & Stock Qty Available |  | To be Listed
551-0187 | 551-0187 | 3/4" EMT RainTight Compression Connector, Qty: 1, 652SRT, 0259-2750 | 1.38 |  | No | Electrical BOS | Shippable | 1.21 | 6428 | Shippable & Stock Qty Available |  | To be Listed
550-9054 | 550-9054 | Heyco, Strain Relief, Cord Grip, 1-Hole, 3/4" NPT Nylon (No locknut), .250-.490” Cable, Qty. 1, M3460 | 1.82 |  | No | Electrical BOS | Shippable | 1.6 | 6262 | Shippable & Stock Qty Available |  | To be Listed
550-9028 | 550-9028 | PV Cable Extension/Adapter, 18” T4 Male to MC-4 Female, 1500V PV Wire, Use with 550-9027, 19-AMC4FT4M10PVSB20018 | 7.58 |  | No | Electrical BOS | Shippable | 6.67 | 6250 | Shippable & Stock Qty Available |  | To be Listed
110-1337 |  | Sonali, 390W PV Module, MC4 Compatible, 1200mm (~47”) PV Wire, 35mm Black Frame, Black Back Sheet, BOB, 108 Mono 1/2 Cell, 25A Fuse, 1500VDC, No PTC, 25/25 Warranty, SS-M-390-B | 132.6 | 390 | No | PV Modules | Soligent De-listing | 132.6 | 6180 | De-Listing but Stock Qty Available |  | To be Listed
210-1114 | 210-1114 | SnapNrack, UR-60 Rail, 172", Silver, 232-02540 | 34.09 |  | No | Racking | Soligent De-listing | 34.09 | 6172 | De-Listing but Stock Qty Available |  | To be Listed
550-9027 | 550-9027 | PV Cable Extension/Adapter, 18” T4 Female to MC-4 Male, 1500V PV Wire, Use with 550-9028, 19-AMC4MT4F10PVSB20018 | 7.58 |  | No | Electrical BOS | Shippable | 6.67 | 5950 | Shippable & Stock Qty Available |  | To be Listed
551-0081 | 551-0081 | 1" EMT 1H strut straps, Qty: 1, WI 1703 | 0.15 |  | No | Electrical BOS | Shippable | 0.14 | 5870 | Shippable & Stock Qty Available |  | To be Listed
250-1382 | 250-1382 | UniRac, RoofMount, RM5 & RMDT, Clip U-NUT, SS 18-8, Qty. 1, 310860 | 0.48 |  | No | Racking | Shippable | 0.44 | 5703 | Shippable & Stock Qty Available | USSSP110-1518 | Already Listed
360-0332 | 360-0332 | Enphase, IQ, Female Sealing Cap for unused Q-Cable Connectors, Qty. 1 bag of 10 pieces, Q-SEAL-10 | 40.76 |  | No | Inverters | Shippable | 34.94 | 5597 | Shippable & Stock Qty Available | USMS100-0634 | Already Listed
250-1371 | 250-1371 | UniRac, RoofMount, Hex Bolt, RM-10, Bulk Packaging, Qty. 1, 310749, 310751 | 1.02 |  | No | Racking | Shippable | 0.94 | 5590 | Shippable & Stock Qty Available | USMS100-0359 | Already Listed
211-0096 | 211-0096 | IronRidge, Slotted L-Foot, hardware not included, Black, UFO series, Qty. 1, LFT-03-B1 | 3.12 |  | No | Racking | Shippable | 2.68 | 5561 | Shippable & Stock Qty Available | USMS100-0680 | Already Listed
260-0104 | 260-0104 | IronRidge, Stopper Sleeve, 30mm, Black, Qty. 1, UFO-STP-30MM-B1 | 0.48 |  | No | Racking | Shippable | 0.45 | 5479 | Shippable & Stock Qty Available | USMS100-0090 | Already Listed
270-0068 | 270-0068 | UniRac, E-Boss Rail Tray, Rail Attached Wire Management Tray~39”, 00802RT | 3.16 |  | No | Racking | Shippable | 2.71 | 5367 | Shippable & Stock Qty Available | USMS100-0335 | Already Listed
110-1398 |  | Mission, 395W PV Module, 1.2m (~47.2”) PV Wire, 40mm Black Frame, Black Back Sheet, BOB, 66 Cell Mono-Perc, 20A Fuse, 1000VDC, 9BB, BAA, 366.9 PTC, 25/25 Warranty, MSE395SX9R | 294.17 | 395 | No | PV Modules | Shippable | 288.12 | 5341 | Shippable & Stock Qty Available |  | To be Listed
211-0520 | 211-0520 | IronRidge, End Cap XR10, Qty 1 one bag of 10 Sets, XR-10-CAP | 10.54 |  | No | Racking | Shippable | 9.71 | 5310 | Shippable & Stock Qty Available | USMS100-0083 | Already Listed
550-9095 | 550-9095 | Bare, #4, Solid, 1FT, 600VAC | 0.89 |  | No | Electrical BOS | Shippable | 0.86 | 5230 | Shippable & Stock Qty Available |  | To be Listed
260-0109 | 260-0109 | IronRidge, Stopper Sleeve, 35mm, Clear, Qty. 1, UFO-STP-35MM-M1 | 0.71 |  | No | Racking | Shippable | 0.54 | 5183 | Shippable & Stock Qty Available | USMS100-0098 | Already Listed
550-0888 | 550-0888 | SnapNrack, Universal Wire Clamp for Rail, 242-02150 | 2.18 |  | No | Racking | Shippable | 2.16 | 5121 | Shippable & Stock Qty Available |  | To be Listed
565-0108 | 565-0108 | SolarEdge, Optimizer 505W, Add-On Box for one High Current module, 12.5-83V, 14A, MC4-compatible In/Out, 47" PV wire, UL 1000VDC, P505 (P505-4NM4MBM) | 88.99 | 505 | No | Inverters | Vendor De-listing | 86.52 | 5106 | De-Listing but Stock Qty Available | USSPO001-0002 | Already Listed
210-1009 | 210-1009 | IronRidge, XR1000, Rail 204" (17') Clear, Qty. 1, XR-1000-204A | 85.18 |  | No | Racking | Shippable | 78.21 | 4981 | Shippable & Stock Qty Available | USMS100-0079 | Already Listed
550-0350 | 550-0350 | UniRac, Two-Wire Clip for PV, Wire Management Clip, SS, Qty. 1, 008004S | 0.37 |  | No | Racking | Shippable | 0.35 | 4919 | Shippable & Stock Qty Available | USMS100-0337 | Already Listed
551-0094 | 551-0094 | 3/4" LB Aluminum, with Cover & Gasket, Qty: 1, WI LB75 | 3.7 |  | No | Electrical BOS | Shippable | 3.56 | 4754 | Shippable & Stock Qty Available |  | To be Listed
210-1073 | 210-1073 | UniRac, Flash-Kit-Pro, 8 X 12” Flashing, Slotted L-Foot, Lag Bolt, & Rail Mounting Hardware, Dark Finish, Qty. 1, 004055D | 9.75 |  | No | Racking | Shippable | 9.21 | 4737 | Shippable & Stock Qty Available | USSSP110-1455 | Already Listed
250-1370 | 250-1370 | UniRac, RoofMount, Module Clip, RM-10, Bulk Packaging, Qty. 1, 310749, 310750 | 1.7 |  | No | Racking | Shippable | 1.56 | 4636 | Shippable & Stock Qty Available | USMS100-0360 | Already Listed
551-0218 | 551-0218 | 1" EMT Conduit, Full 10" Stick | 26.62 |  | No | Electrical BOS | Shippable | 25.94 | 4624 | Shippable & Stock Qty Available |  | To be Listed
551-0082 | 551-0082 | 1" EMT RT Compression Connector, Qty: 1, WI MECR-752 | 1.55 |  | No | Electrical BOS | Shippable | 1.47 | 4568 | Shippable & Stock Qty Available |  | To be Listed
210-0550 | 210-0550 | SnapNrack, UR-40 Rail Splice, Silver, 242-01213 | 4.62 |  | No | Racking | Shippable | 4.56 | 4565 | Shippable & Stock Qty Available |  | To be Listed
510-0275 | 510-0275 | SolaDeck, Flashed Combiner/Wire Entry Box for Comp Roofs, with 8" DIN Rail, 5 Position Ground Busbar, UL, 15.25 X 17.25 X 3” Grey, SD-0799-5G | 63.74 |  | No | Electrical BOS | Shippable | 60.47 | 4529 | Shippable & Stock Qty Available |  | To be Listed
551-0235 | 551-0235 | 3/4" EMT Rain Tight Compression Connector, Qty.1, Bridgeport 251-SRT, 6679329 | 3.03 |  | No | Electrical BOS | Shippable | 2.67 | 4518 | Shippable & Stock Qty Available |  | To be Listed
551-0096 | 551-0096 | 3/4" LR Aluminum, with Cover & Gasket, Qty: 1, WI LR75 | 3.54 |  | No | Electrical BOS | Shippable | 3.41 | 4466 | Shippable & Stock Qty Available |  | To be Listed
510-0049 | 510-0049 | Soladeck, DIN Mount Terminal Block, ER6, 600VDC, 30A, #26-8 AWG, 1450 | 1.73 |  | No | Electrical BOS | Shippable | 1.52 | 4427 | Shippable & Stock Qty Available |  | To be Listed
550-9062 | 550-9062 | Heyco, Strain Relief/Cord Grip, 3/4" NPT for 2 Enphase Q-Cable + #8 ground, Qty. 1, 18-M3234GDA-SM | 2.15 |  | No | Electrical BOS | Shippable | 1.89 | 4422 | Shippable & Stock Qty Available |  | To be Listed
510-0286 | 510-0286 | QuickMount, JayBox, Roof-Mounted ~8 X 9” with 9 X 12” Flashing and Mounting Screws for Comp/Asphalt Shingle, QM-JBX-RF01-B1 | 45.46 |  | No | Electrical BOS | Vendor De-listing | 42.9 | 4387 | De-Listing but Stock Qty Available |  | To be Listed
270-1110 | 270-1110 | SnapNrack, Umbrella Lag, 4”, 242-92266 | 0.86 |  | No | Racking | Shippable | 0.85 | 4352 | Shippable & Stock Qty Available | USMS100-0567 | Already Listed
270-1032 | 270-1032 | IronRidge, FlashVue Flashing with GripCap, 8" x 12", includes: 5/16" x 4.25" SS Lag Bolt with EPDM Washer, Mill Finish, Qty. 1, FV-01-M1 | 9.12 |  | No | Racking | Shippable | 7.82 | 4351 | Shippable & Stock Qty Available | USMS100-0110 | Already Listed
510-0289 | 510-0289 | EZ-Solar, Flashed Wire Entry/Junction Box for Comp Roofs, 10.9 X 10.4” Flashing, Polycarbonate with mounting Screws, JB-1.2 | 42.43 |  | No | Electrical BOS | Shippable | 40.26 | 4338 | Shippable & Stock Qty Available |  | To be Listed
210-1112 | 210-1112 | UniRac, NXT HORIZON STRONGHOLD Attachment Base and Open Slot L-Foot Kit (20 L feet, 2 sealant)for Comp Roof, Mill, SHCPKTM1 | 116.02 |  | No | Racking | Shippable | 109.06 | 4324 | Shippable & Stock Qty Available | USMS100-0364 | Already Listed
551-0009 | 551-0009 | 3/4" EMT 1 Hole Steel Strap, Qty.1, ARL 371 | 0.28 |  | No | Electrical BOS | Vendor De-listing | 0.22 | 4321 | De-Listing but Stock Qty Available |  | To be Listed
260-0061 | 260-0061 | UniRac, SolarMount End Clamp, F, 45-47mm, Clear, Qty. 1, 302006C | 0.87 |  | No | Racking | Vendor De-listing | 0.82 | 4275 | De-Listing but Stock Qty Available | USMS100-0328 | Already Listed
260-0864 | 260-0864 | S-5!, Clamp, Size U, Mini, Universal Clamp, S-5-U mini | 4.58 |  | No | Racking | Shippable | 4.52 | 4250 | Shippable & Stock Qty Available | USMS100-0525 | Already Listed
590-0011 | 590-0011 | Wiley Electronics, WEEB Grounding Lug with 1/4" mounting hardware, WEEB-LUG-6.7 | 6.88 |  | No | Electrical BOS | Shippable | 6.05 | 4119 | Shippable & Stock Qty Available |  | To be Listed
260-0015 | 260-0015 | UniRac, SolarMount Pro-Series, Universal Mid Clamp, 30-51mm, Preassembled Integrated Bonding, Dark, Qty. 1, 302030D | 2.66 |  | No | Racking | Shippable | 2.51 | 4118 | Shippable & Stock Qty Available | USMS100-0321 | Already Listed
110-1385-LUM |  | Jinko, 390W PV Module, MC4, 1400mm (~55”) PV Wire, 40mm Black Frame, Black Back Sheet, BOB, 144 Mono PERC 1/2 Cells, 20A Fuse, 1500VDC, 361.7 PTC, 25/25 Warranty, JKM390M-72HBL-V | 180.35 | 390 | No | PV Modules | Shippable | 178.74 | 4088 | Shippable & Stock Qty Available |  | To be Listed
590-0131 | 590-0131 | SnapNrack, Ground Lug R, 6-12 AWG, 242-02101 | 3.04 |  | No | Racking | Shippable | 3 | 4012 | Shippable & Stock Qty Available |  | To be Listed
550-9127 | 550-9127 | THHN/THWN-2, #12 AWG, White, 19 Strand, 1FT, 600V | 0.24 |  | No | Electrical BOS | Shippable | 0.19 | 4000 | Shippable & Stock Qty Available |  | To be Listed
550-9128 | 550-9128 | THHN/THWN-2, #12 AWG, Green, 19 Strand, 1FT, 600V | 0.24 |  | No | Electrical BOS | Shippable | 0.19 | 4000 | Shippable & Stock Qty Available |  | To be Listed
250-1386 | 250-1386 | UniRac, RoofMount, RMDT, Valley Bay, 8 Degree Dual Directional Tilt, Qty. 1, 310802 | 33.66 |  | No | Racking | Shippable | 31 | 3994 | Shippable & Stock Qty Available | USMS100-0356 | Already Listed
110-1370 |  | Hyundai, 400W Bifacial PV Module, 1200mm (~47.2”) PV Wire, MC4, 32mm Black Frame/Black Back-Sheet, BOB, 132 1/2 Cell Mono, 20A Max Fuse, 1500VDC, 376.3 PTC, 25/25 Warranty, HiS-S400YH(BK) | 160 | 400 | No | PV Modules | Shippable | 178.82 | 3948 | Shippable & Stock Qty Available |  | To be Listed
580-0178 | 580-0178 | APsmart, Rapid Shutdown PLC Device (RSD-S-PLC), 1000V UL/TUV, 8-80Vdc Input, 250mm (~9.8”) Input/1200mm (~47”) Output Cable, MC4, IP68, SunSpec Certified, SMA Approved, 415002 | 27.65 |  | No | Inverters | Shippable | 26.4 | 3945 | Shippable & Stock Qty Available | USSS100-0051 | Already Listed
551-0223 | 551-0223 | 1" Metallic Liquid Tight Straight Connector, Qty. 1, TOPAZ ELECTRIC 473 | 8.36 |  | No | Electrical BOS | Shippable | 7.94 | 3916 | Shippable & Stock Qty Available |  | To be Listed
551-0260 | 551-0260 | 1" EMT Rain Tight Compression Connector, with Extended Threads, Qty.1, 252-RT2XL | 18.68 |  | No | Electrical BOS | Shippable | 14.37 | 3892 | Shippable & Stock Qty Available |  | To be Listed
260-0194 | 260-0194 | UniRac, SolarMount Bottom Mount Clamp, Clear, Qty. 1, 302000C | 0.68 |  | No | Racking | Shippable | 0.64 | 3877 | Shippable & Stock Qty Available | USMS100-0330 | Already Listed
211-0528 | 211-0528 | SunModo, SMR100 Rail End Cap, Black, A20440-BK1 | 0.49 |  | No | Racking | Soligent De-listing | 0.49 | 3876 | De-Listing but Stock Qty Available |  | To be Listed
590-0013 | 590-0013 | Wiley Electronics, WEEB Bonding Jumper 6.7 for Splicing, WEEB-BNDJMP6.7 | 9.12 |  | No | Electrical BOS | Shippable | 9 | 3808 | Shippable & Stock Qty Available |  | To be Listed
260-1134 | 260-1134 | SunModo, SMR Pop-On End Clamp, Black, K10418-BK3 | 2.03 |  | No | Racking | Soligent De-listing | 2 | 3774 | De-Listing but Stock Qty Available |  | To be Listed
565-0239 | 565-0239 | SolarEdge, Optimizer 500W, Add-On Box for One Module 8-60V MPPT, 60Voc Max, 15A, MC4, ~4” Input, ~90” Positive Output ~4” Negative Output PV wire, UL 1000VDC Max, S500 | 88.99 | 500 | No | Inverters | Vendor De-listing | 86.52 | 3763 | De-Listing but Stock Qty Available | USSE100-0170 | Already Listed
551-0092 | 551-0092 | 3/4" EMT RainTight Compression Connector, Qty: 1, WI MECR-751 | 1.22 |  | No | Electrical BOS | Shippable | 1.16 | 3725 | Shippable & Stock Qty Available |  | To be Listed
270-0142 | 270-0142 | UniRac, Lag Bolt, 5/16 x 4", Qty. 1, 030027C | 0.88 |  | No | Racking | Shippable | 0.87 | 3693 | Shippable & Stock Qty Available | USMS100-0568 | Already Listed
270-0841 | 270-0841 | UniRac, SolarMount Integrated Bonding, T-Bolt & Nut, 3/8" X 3/4", Clear SS, Qty. 1, 009020S | 0.88 |  | No | Racking | Shippable | 0.81 | 3672 | Shippable & Stock Qty Available | USMS100-0333 | Already Listed
590-0034 | 590-0034 | Ilsco, Ground Lug, Qty. 1, ILSGBL4DBT | 3.64 |  | No | Electrical BOS | Shippable | 3.2 | 3668 | Shippable & Stock Qty Available |  | To be Listed
360-0340 | 360-0340 | Enphase, IQ, Q-Cable, 240 Volt, for 72 cell 2.0m Landscape Module Pitch. Connector Pitch is 2.3m (90.5"), Continuous Length, Order by Number of Connectors, Q-12-20-200 | 30.75 |  | No | Inverters | Shippable | 28.16 | 3656 | Shippable & Stock Qty Available | USWC001-0029 | Already Listed
550-0475 | 550-0475 | Multi-Contact, MC4 panel mount Connector for #10 AWG wire, Female (+), PV-ADBP4-S2/6, 32.0078P0001 | 6.47 |  | No | Electrical BOS | Shippable | 5.69 | 3638 | Shippable & Stock Qty Available |  | To be Listed
550-9126 | 550-9126 | THHN/THWN-2, #12 AWG, Black, 19 Strand, 1FT, 600V | 0.24 |  | No | Electrical BOS | Shippable | 0.19 | 3600 | Shippable & Stock Qty Available |  | To be Listed
551-0247 | 551-0247 | Ilsco Piercing Connector 4/0-2 Main to 2/0-6 AWG, 15-IPC-4/0-2/0 | 32.23 |  | No | Electrical BOS | Shippable | 30.58 | 3588 | Shippable & Stock Qty Available |  | To be Listed
270-0047 | 270-0047 | IronRidge, FX, Rail-Less Flashing, without Hanger-Bolt, Qty 1, FX-FLASH-B | 4.45 |  | No | Racking | Shippable | 4.2 | 3573 | Shippable & Stock Qty Available | USMS100-0502 | Already Listed
212-1115 | 212-1115 | IronRidge, Tile Replacement Base Incl. 1 L-Foot, Black, 1 Lag and Hardware. Use with Tile Replacement Flashing, Qty. 1,KOB-1L02-B1 | 11.68 |  | No | Racking | Shippable | 11.03 | 3535 | Shippable & Stock Qty Available | USMS100-0124 | Already Listed
270-0120 | 270-0120 | UniRac, Break Away Nut, 1/4", Clear, Qty. 1, 030003C | 0.53 |  | No | Racking | Vendor De-listing | 0.48 | 3493 | De-Listing but Stock Qty Available | USMS100-0462 | Already Listed
551-0225 | 551-0225 | 1" Metallic Liquid Tight 90° Connector, Qty. 1, TOPAZ ELECTRIC 493 | 15.03 |  | No | Electrical BOS | Shippable | 14.26 | 3491 | Shippable & Stock Qty Available |  | To be Listed
270-1117 | 270-1117 | IronRidge, Flashing, Flashfoot2 with Cap-foot, 8in x 12in, includes: 5/16in x 4.75in SS Lag Bolt with EPDM Washer, Black, UFO series, Qty. 1, FF2-02-B2 | 12.33 |  | No | Racking | Shippable | 11.32 | 3466 | Shippable & Stock Qty Available | USMS100-0117 | Already Listed
321-0219 | 321-0219 | Enphase, IQ 7X Micro Inverter, compatible with 96-cell PV modules, 208/240 volt, 320VA Peak Power, MC4 DC connectors, Female AC Connector, IQ7X-96-2-US | 135.23 | 320 | No | Inverters | Shippable | 135.23 | 3415 | Shippable & Stock Qty Available | USMI100-0037 | Already Listed
590-0119 | 590-0119 | IronRidge, BX 8” Module Bonding Jumper, BX-MB8-M1 | 3.64 |  | No | Racking | Shippable | 3.35 | 3414 | Shippable & Stock Qty Available | USMS100-0067 | Already Listed
110-1336 : 110-2000 |  | Sonali, 440W PV Module, MC4 Compatible , 1200mm (~47”) PV Wire, 35mm Black Frame, Black Back Sheet, BOB, 120 1/2 Cell, 25A Fuse, 1500VDC, 412.1 PTC, 25/25 Warranty, SS-M-440W-M60H-M10-MISS | 149.6 | 440 | No | PV Modules | Soligent De-listing | 149.6 | 3347 | De-Listing but Stock Qty Available |  | To be Listed
260-0880 | 260-0880 | UniRac, NXT HORIZON STRONGHOLD RAIL CLAMP DRK, SHCLMPD1 | 3.51 |  | No | Racking | Shippable | 3.31 | 3321 | Shippable & Stock Qty Available |  | To be Listed
211-0498 | 211-0498 | IronRidge, BOSS (Bonded Structural Splice) XR100, Tool-Less Bonding Splice, Mill, Qty. 1, XR100-BOSS-01-M1 | 7.04 |  | No | Racking | Shippable | 6.03 | 3253 | Shippable & Stock Qty Available | USMS100-0082 | Already Listed
360-0331 | 360-0331 | Enphase, IQ Micro inverter Replacement Adaptor for MultiContact MC4 DC, Q-DCC-2 | 10.44 |  | No | Inverters | Shippable | 9.79 | 3222 | Shippable & Stock Qty Available | USSE100-0079 | Already Listed
260-0106 | 260-0106 | IronRidge, Stopper Sleeve, 32mm, Black, Qty. 1, UFO-STP-32MM-B1 | 0.73 |  | No | Racking | Shippable | 0.56 | 3210 | Shippable & Stock Qty Available | USMS100-0092 | Already Listed
260-0770 | 260-0770 | UniRac, SolarMount End Clamp, K, Preassembled, 39MM - 41MM, 2.25" Bolt, Clear, Qty. 1 ,302026C | 2.34 |  | No | Racking | Shippable | 2.21 | 3209 | Shippable & Stock Qty Available | USSSP110-1499 | Already Listed
260-0009 | 260-0009 | K2, Flex Foot, Mill Finish, with EverSeal, 4000718 | 6.36 |  | No | Racking | Shippable | 5.53 | 3200 | Shippable & Stock Qty Available |  | To be Listed
550-9110 | 550-9110 | K2, Top Channel Wire Clip, Black Polyamide, 4000069 | 0.46 |  | No | Racking | Shippable | 0.37 | 3199 | Shippable & Stock Qty Available |  | To be Listed
250-1054 | 250-1054 | IronRidge, BX MLPE Mounting Hardware, BX-CMA-MI-M1 | 1.39 |  | No | Racking | Shippable | 1.19 | 3151 | Shippable & Stock Qty Available | USMS100-0094 | Already Listed
210-0949 | 210-0949 | QuickMount, Flashing, Universal Tile Mounts, 18" x 18", Mill Finish, QBASE, Qty. 1, QMUTM-A-12 | 30.46 |  | No | Racking | Shippable | 28.75 | 3124 | Shippable & Stock Qty Available | USMS100-0158 | Already Listed
270-0067 | 270-0067 | UniRac, E-Boss J-Box Mount, for Rail or L-Foot Attachment, 00802JB | 5.31 |  | No | Racking | Shippable | 4.55 | 3101 | Shippable & Stock Qty Available | USMS100-0399 | Already Listed
501-0116 | 501-0116 | Hellermann, Labels, PV AC DISONNECT RATING, Variable Imprint Rating Label, Qty. 1, 596-00239 | 1.01 |  | No | Electrical BOS | Shippable | 0.87 | 3097 | Shippable & Stock Qty Available |  | To be Listed
270-0126 | 270-0126 | UniRac, SunFrame Cap Strip Screws, 1", use with F & G, Clear, Qty. 1, 209001C | 0.3 |  | No | Racking | Soligent De-listing | 0.27 | 3092 | De-Listing but Stock Qty Available | USMS100-0283 | Already Listed
550-0476 | 550-0476 | Multi-Contact, MC4 panel mount Connector for #10 AWG wire, Male (-), PV-ADSP4-S2/6, 32.0079P0001 | 6.47 |  | No | Electrical BOS | Shippable | 5.69 | 3068 | Shippable & Stock Qty Available |  | To be Listed
270-1030 | 270-1030 | QuickMount, Q-Base Sub Kit with 5/16-18-8 SS Bolt, Qty. 1, QM-QBB-01-M1 | 9.64 |  | No | Racking | Shippable | 8.88 | 3063 | Shippable & Stock Qty Available | USMS100-0163 | Already Listed
110-1369 |  | ZNShine, 370W PV Module, MC4-compatible, 1200mm (~47.2”) PV Wire, 35mm Black Frame/Black Back-Sheet, BOB, 120 1/2 Cell Mono PERC, 20A Max Fuse, 1500VDC, 345.7 W PTC, 12/25 Warranty, ZXM6-NH120-370/M | 105.45 | 370 | No | PV Modules | Soligent De-listing | 105.45 | 3025 | De-Listing but Stock Qty Available |  | To be Listed
260-0899 | 260-0899 | UniRac, Solar-Mount Pro-Series, Universal End Clamp, with Rail End Cap, Preassembled, Qty. 1 Pack of 4, 302035M | 11.94 |  | No | Racking | Shippable | 11.27 | 3013 | Shippable & Stock Qty Available |  | To be Listed
210-0553 | 210-0553 | SnapNrack, Ultra Rail Umbrella L Foot, Black, 242-01220 | 4.1 |  | No | Racking | Shippable | 3.87 | 3002 | Shippable & Stock Qty Available | USMS100-0448 | Already Listed
550-0298 | 550-0298 | 12/3 Tray Cable,(Black, Red, Blue) PVC 600V, 12 AWG, 12-3/C VNTC | 0.81 |  | No | Electrical BOS | Shippable | 0.79 | 3000 | Shippable & Stock Qty Available |  | To be Listed
110-1388 |  | QCells, 400W PV Module, MC4, PV Wire ~49.2” (1250mm), 32mm Black Frame/Black Back Sheet, BOB, 132 Cell 12 BB Mono, 20A Fuse, 1000Vdc, 371.5 PTC, 25/25 Warranty, Q.PEAK DUO BLK ML G10+ 400 | 237.42 | 400 | No | PV Modules | Shippable | 235.29 | 2987 | Shippable & Stock Qty Available |  | To be Listed
211-0473 | 211-0473 | UniRac, SolarMount L-Foot Serrated, Integrated Bonding, withT-Bolt, Clear, Qty. 1,304001C | 2.78 |  | No | Racking | Shippable | 2.75 | 2985 | Shippable & Stock Qty Available | USMS100-0311 | Already Listed
211-0532 | 211-0532 | IronRidge, Aire Tie, A1 (Bonded Splice), AE-A1TIE-01-M1 | 4.75 |  | No | Racking | Shippable | 4.69 | 2967 | Shippable & Stock Qty Available |  | To be Listed
565-0235 | 565-0235 | SolarEdge, Optimizer 960W, Add-On Optimizer for two 72 cell modules, Dual input, Parallel Connection Isc 11.5A Each, 12.5-60V MPPT, MC4 In/Out, 1000VDC, (Use only with SolarEdge 3-Phase Inverters), P960 | 84.27 | 960 | No | Inverters | Vendor De-listing | 82.4 | 2952 | De-Listing but Stock Qty Available | USSPO001-0011 | Already Listed
210-0551 | 210-0551 | SnapNrack, UR-40 Rail Splice, Black, 242-01214 | 4.9 |  | No | Racking | Shippable | 4.84 | 2916 | Shippable & Stock Qty Available | USMS100-0522 | Already Listed
210-1003 | 210-1003 | IronRidge, XR100, Rail 168" (14') Clear, Qty. 1, XR-100-168A | 44.55 |  | No | Racking | Shippable | 40.9 | 2906 | Shippable & Stock Qty Available | USMS100-0072 | Already Listed
551-0259 | 551-0259 | 3/4" EMT Rain Tight Compression Connector, with Extended Threads, Qty.1, 251-RT2XL | 12.12 |  | No | Electrical BOS | Shippable | 9.32 | 2860 | Shippable & Stock Qty Available |  | To be Listed
250-1385 | 250-1385 | UniRac, RoofMount, RMDT, Ridge Bay, 8 Degree Dual Directional Tilt, Qty. 1, 310801 | 37.82 |  | No | Racking | Shippable | 34.82 | 2837 | Shippable & Stock Qty Available | USMS100-0357 | Already Listed
565-0000 | 565-0000 | SolarEdge, Optimizer 505W, Add-On Box for one Higher Current module, 12.5-83V, 14A, MC4 In/Out, 2.1M (~82.6") PV wire, UL 1000VDC, P505 (P505-4NM4MBX) | 91.45 | 505 | No | Inverters | Vendor De-listing | 88.91 | 2828 | De-Listing but Stock Qty Available |  | To be Listed
550-0061 | 550-0061 | Multi-Contact, MC4 Connector with Boot for 5.5 to 9mm OD #10/12 AWG PV Wire, Female (+), 1500VDC, PV-KBT4/6II-UR, 18-32.0016P0001-UR | 1.48 |  | No | Electrical BOS | Shippable | 1.31 | 2789 | Shippable & Stock Qty Available |  | To be Listed
212-1117 | 212-1117 | IronRidge, Aire All Tile Hook (Incl. 2 Lags), AE-ATH-01-M1 | 10.13 |  | No | Racking | Shippable | 10 | 2781 | Shippable & Stock Qty Available |  | To be Listed
590-0133 | 590-0133 | SunModo, SMR Ground Lug, K10469-001 | 4.62 |  | No | Racking | Soligent De-listing | 4.56 | 2773 | De-Listing but Stock Qty Available |  | To be Listed
501-0127 | 501-0127 | Hellermann, Labels, WARNING: INVERTER OUTPUT CONNECTION. DO NOT RELOCATE THIS OVERCURRENT DEVICE, 4.12" X .75" , White text on Red, Qty. 1, 596-00368 | 1.44 |  | No | Electrical BOS | Shippable | 1.24 | 2762 | Shippable & Stock Qty Available |  | To be Listed
270-0025 | 270-0025 | UniRac, U-LA Rear Cap, 2", Aluminum, Qty. 1, 403214C | 22.06 |  | No | Racking | Shippable | 21.79 | 2718 | Shippable & Stock Qty Available | USMS100-0295 | Already Listed
260-0780 | 260-0780 | S-5!, VersaGard, L-Foot for face-fastened roof system or for snow retention to support one- or two-pipe system, with Butyl, hardware not included, VersaGard | 4.49 |  | No | Racking | Shippable | 4.13 | 2666 | Shippable & Stock Qty Available | USMS100-0587 | Already Listed
270-0046 | 270-0046 | IronRidge, FX, Rail-Less Mount 40mm, Black, Qty 1, FX-MOUNT-40MM-B | 10.86 |  | No | Racking | Vendor De-listing | 10.73 | 2651 | De-Listing but Stock Qty Available |  | To be Listed
210-1042 | 210-1042 | QuickMount, Tile Replacement Flashing, W-Tile, Use with QM Tile Hook, MILL, Qty. 1, QMC-TRF-W-A-12 | 7.12 |  | No | Racking | Shippable | 6.72 | 2648 | Shippable & Stock Qty Available | USMS100-0231 | Already Listed
565-0237 | 565-0237 | SolarEdge, Optimizer 1100W, Add-On Box for two modules, Single Input, Series Connected Modules, Isc 14A, 125V Max, MC4 Output 2.4m, Input 1.6m, 1000VDC, (Use only with SolarEdge 3-Phase Inverters UL-3741 PVRSS), P1101 | 99.16 | 1100 | No | Inverters | Vendor De-listing | 93.26 | 2625 | De-Listing but Stock Qty Available | USSPO001-0012 | Already Listed
270-9089 | 270-9089 | K2, 44X CrossRail End Cap, Black Polyamide, 4000176 | 0.82 |  | No | Racking | Shippable | 0.71 | 2600 | Shippable & Stock Qty Available |  | To be Listed
212-0004 | 212-0004 | IronRidge, Tile Replacement ‘S’ Flashing, Tan, Qty. 1, KOF-S01-T1 | 11.76 |  | No | Racking | Shippable | 11.1 | 2551 | Shippable & Stock Qty Available | USMS100-0126 | Already Listed
212-0003 | 212-0003 | IronRidge, Tile Replacement ‘Flat’ Flashing, Tan, Qty. 1, KOF-F01-T1 | 11.68 |  | No | Racking | Shippable | 11.03 | 2549 | Shippable & Stock Qty Available | USMS100-0125 | Already Listed
260-0775 | 260-0775 | UniRac, SolarMount Mid Clamp, E-F, 45mm-52mm, Preassembled Integrated Bonding, Dark SS, Qty. 1, 302028D | 3.07 |  | No | Racking | Shippable | 2.9 | 2549 | Shippable & Stock Qty Available | USMS100-0322 | Already Listed
510-0283 | 510-0283 | UniRac, E-Boss Solo-Box Junction Box, 8 X 8 X 3.5”, with Mounting Screws, SOLOBOX | 32.58 |  | No | Racking | Shippable | 30.64 | 2545 | Shippable & Stock Qty Available |  | To be Listed
210-0999 | 210-0999 | IronRidge, XR10, Rail 168" (14') Clear, Qty. 1, XR-10-168A | 31.85 |  | No | Racking | Shippable | 29.24 | 2543 | Shippable & Stock Qty Available | USMS100-0068 | Already Listed
260-0876 | 260-0876 | UniRac, NXT HORIZON 30-40mm Mid/End Combo Clamp – Mill, CCLAMPM1 | 4.06 |  | No | Racking | Shippable | 3.83 | 2518 | Shippable & Stock Qty Available |  | To be Listed
570-0240 : 570-0240-EXP | 570-0240-EXP | SolarEdge, Cell Modem, for all SetApp Enabled Single Phase Inverters, 5 Yr Sprint Prepaid Data Plan, for use in US Only, CELL-B-R05-US-S-S2 | 204.55 |  | No | Inverters | Soligent De-listing | 204.55 | 2496 | De-Listing but Stock Qty Available |  | To be Listed
210-1099 | 210-1099 | UniRac, FlashLoc Duo Comp Kit, Deck or Rafter Mount with 2 Rafter Screws, Sealant and Rail T-Bolt, Mill Finish, Qty. 1 Pack of 20, 004275M | 152.13 |  | No | Racking | Shippable | 150.53 | 2481 | Shippable & Stock Qty Available | USMS100-0379 | Already Listed
550-0478 | 550-0478 | Heyco, Strain Relief, Cord Grip, 5-Hole, 3/4" Nylon NPT with metal locknut, 5.5mm holes, for USE-2 Wire, TPE Sealing Gland, Qty. 1, M3234GBR-SM, 550-0478 | 2.27 |  | No | Electrical BOS | Shippable | 2 | 2476 | Shippable & Stock Qty Available |  | To be Listed
580-0167 | 580-0167 | Eaton-Cutler Hammer 30A 2 Pole 240V Non Fused Disconnect, NEMA 3R, 18-C-H DG221URB | 62.17 |  | No | Electrical BOS | Shippable | 59.47 | 2417 | Shippable & Stock Qty Available |  | To be Listed
530-0195 | 530-0195 | Eaton, Circuit Breaker, BR Breaker, 20A, 240VAC, 2-Pole, for Enphase IQ Combiner+, and Enpower Smart Switch, BR220 | 15.14 |  | No | Electrical BOS | Shippable | 12.15 | 2366 | Shippable & Stock Qty Available |  | To be Listed
260-0410 | 260-0410 | EJOT, Stainless Steel Hanger Bolt for wood, 8mm dia x 80mm long Lag, 10mm dia x 50mm Stud, JA3-SB-8.0x80/50-FZD, Qty. 1, 6660108006 | 3.97 |  | No | Racking | Shippable | 3.66 | 2355 | Shippable & Stock Qty Available | USMS100-0588 | Already Listed
110-1385 |  | Jinko, 390W PV Module, MC4, 1400mm (~55”) PV Wire, 40mm Black Frame, Black Back Sheet, BOB, 144 Mono PERC 1/2 Cells, 20A Fuse, 1500VDC, 361.7 PTC, 25/25 Warranty, JKM390M-72HBL-V | 250 | 390 | No | PV Modules | Shippable | 247.76 | 2347 | Shippable & Stock Qty Available |  | Not Applicable
551-0020 | 551-0020 | 1" EMT 1 Hole Steel Strap, Qty.1, ARL 372 | 0.38 |  | No | Electrical BOS | Shippable | 0.3 | 2347 | Shippable & Stock Qty Available |  | To be Listed
110-1347 |  | REC, 390W PV Module, 1.1/1.2m (43/47”)PV Wire, MC-4, 30mm Black Frame on Black Back-Sheet, BOB, 132 Heterojunction Cells, 25A Max Fuse, 1000VDC, 371.3 PTC, 20/25 Standard Warranty, REC390AA Pure | 195 | 390 | No | PV Modules | Vendor De-listing | 195 | 2345 | De-Listing but Stock Qty Available |  | To be Listed
550-0062 | 550-0062 | Multi-Contact, MC4 Connector with Boot for 5.5 to 9mm OD #10/12 AWG PV Wire, Male (-), 1500VDC, PV-KST4/6II-UR, 18-32.0017P0001-UR | 1.59 |  | No | Electrical BOS | Shippable | 1.4 | 2335 | Shippable & Stock Qty Available |  | To be Listed
550-0382 | 550-0382 | IronRidge, Wire Clip, for XRS & XRL, for (10) 5mm panel wires, or (1) MC4, (1) Enphase wire and (1) dual Enphase wire, PVC plastic, Qty. 1 bag of 20 pieces, 29-4000-077 | 11.07 |  | No | Racking |  | 10.45 | 2331 | Price & Stock Qty. Available | USMS100-0135 | Already Listed
213-0083 | 213-0083 | Roof Tech, 5/16 X 1” Hex Bolt and Flange Nut, for RT Mini, and RT Mini-II, Qty.1 bag of 100 each, RT2-04-FBN25 | 55.7 |  | No | Racking | Shippable | 55 | 2319 | Shippable & Stock Qty Available | USMS100-0511 | Already Listed
110-1349 |  | REC, 365W PV Module, 1.1/1.2m (43/47”)PV Wire, MC-4, 30mm Black Frame on Black Back-Sheet, BOB, 120 ½ Cut Mono Cells, 25A Max Fuse, 1000VDC, 340.8 PTC, 20/25 Standard Warranty, REC365TP4 Black | 182.5 | 365 | No | PV Modules | Soligent De-listing | 182.5 | 2303 | De-Listing but Stock Qty Available |  | To be Listed
530-1115 | 530-1115 | Siemens, Circuit Breaker, Q Breaker, 20A, 240VAC, 2-Pole, Q220, 0028-4502 | 16.8 |  | No | Electrical BOS | Shippable | 13.48 | 2291 | Shippable & Stock Qty Available |  | To be Listed
321-0001 | 321-0001 | NEP, BDM-600X, Micro Inverter, Compatible with 2 PV Modules, 60Vdc/2 X 14Imp Max, 208/240Vac, 580 Peak Power, Portrait AC Cables, NC0142-US-BQ-A | 193.9 | 580 | No | Inverters | Shippable | 187.06 | 2288 | Shippable & Stock Qty Available | USMI100-0048 | Already Listed
260-0818 | 260-0818 | ProSolar, Mid Clamp, 2.50" (42.0mm to 46.4mm), Includes (1) Channel Nut with grounding buss bar, lock washer and hardware, Clear, Qty. 1, C250IMC-1-G | 2.77 |  | No | Racking | Shippable | 2.61 | 2260 | Shippable & Stock Qty Available |  | To be Listed
110-1378 |  | REC, 360W PV Module, 1.1/1.2m (43/47”)PV Wire, MC-4, 30mm Black Frame on Black Back-Sheet, BOB, 120 ½ Cut Mono Cells, 25A Max Fuse, 1000VDC, 338.9 PTC, 25/25 Standard Warranty, REC360NP2 Black | 187.2 | 360 | No | PV Modules | Vendor De-listing | 187.2 | 2249 | De-Listing but Stock Qty Available |  | To be Listed
240-0190 | 240-0190 | UniRac, U-LA Front Cap, 2", Aluminum, Qty. 1, 403211C | 23.09 |  | No | Racking | Shippable | 21.79 | 2242 | Shippable & Stock Qty Available | USMS100-0279 | Already Listed
210-1032 | 210-1032 | UniRac, SolarMount Light Rail, 168", Dark, Qty. 1, 315168D | 41.13 |  | No | Racking | Shippable | 37.78 | 2215 | Shippable & Stock Qty Available | USMS100-0303 | Already Listed
211-0521 | 211-0521 | IronRidge, End Cap XR1000, Qty. one bag of 10 Sets, XR-1000-CAP | 11.3 |  | No | Racking | Shippable | 10.4 | 2211 | Shippable & Stock Qty Available | USMS100-0085 | Already Listed
211-0095 | 211-0095 | IronRidge, Slotted L-Foot, hardware not included, Mill, UFO series, Qty. 1, LFT-03-M1 | 2.84 |  | No | Racking | Shippable | 2.43 | 2199 | Shippable & Stock Qty Available | USMS100-0108 | Already Listed
260-0769 | 260-0769 | UniRac, SolarMount End Clamp, F, Preassembled, 45MM - 47MM, 2.50" Bolt, Dark, Qty. 1, 302025D | 2.46 |  | No | Racking | Shippable | 2.33 | 2196 | Shippable & Stock Qty Available | USSSP110-1498 | Already Listed
210-1000 | 210-1000 | IronRidge, XR10, Rail 204" (17') Clear, Qty. 1, XR-10-204A | 38.61 |  | No | Racking | Shippable | 35.45 | 2164 | Shippable & Stock Qty Available | USMS100-0070 | Already Listed
270-9081 | 270-9081 | IronRidge, Contour Clamp, Qty. 1, CTR-CL-01-B1 | 5.66 |  | No | Racking | Shippable | 5.29 | 2144 | Shippable & Stock Qty Available | USMS100-0174 | Already Listed
270-0050 | 270-0050 | IronRidge, FX, Rail-Less Bridge, 40mm Black, Qty 1, FX-BRIDGE-40MM-B | 8.01 |  | No | Racking | Soligent De-listing | 7.91 | 2141 | De-Listing but Stock Qty Available | USMS100-0500 | Already Listed
250-1052 | 250-1052 | IronRidge, BX 10° Chassis, BX-10D-P1 | 40.25 |  | No | Racking | Shippable | 37.06 | 2133 | Shippable & Stock Qty Available | USMS100-0060 | Already Listed
551-0085 | 551-0085 | 1" LB Aluminum, with Cover & Gasket, Qty: 1, WI LB100 | 4.85 |  | No | Electrical BOS | Shippable | 4.6 | 2132 | Shippable & Stock Qty Available |  | To be Listed
270-0708 | 270-0708 | EcoFasten, GreenFasten1, Flashing, 8" x 12", Aluminum base for single bracket, Mill Finish, includes one 5/16" ID bonded washer, Qty. 1, GF1-MLL-0812 | 3.11 |  | No | Racking | Vendor De-listing | 2.94 | 2120 | De-Listing but Stock Qty Available | USMS100-0475 | Already Listed
271-0007 | 271-0007 | Chemlink, Solar penetration seals, Low-Slope, 5” Diameter E-Curb Round Kit, contains: (3) curbs, (1) 1/2 gallon pouch 1-Part Pourable Sealer, (2) 10.1 oz cartridges of M-1 Adhesive/Sealant, Gray, Qty. 1 KIT, F1367GR | 135.01 |  | No | Electrical BOS | Shippable | 127.75 | 2105 | Shippable & Stock Qty Available |  | To be Listed
260-0841 | 260-0841 | S-5!, Clamp, Size N 1.5, fits 1.5" nail strip metal roof profiles including triangle type profiles, includes 2 set screws, S-5-N 1.5 | 5.97 |  | No | Racking | Shippable | 5.64 | 2099 | Shippable & Stock Qty Available | USMS100-0653 | Already Listed
270-9085 | 270-9085 | K2, Micro, MLPE, Accessory Mount, 4000629-H | 1.35 |  | No | Racking | Shippable | 1.17 | 2089 | Shippable & Stock Qty Available | USMS100-0002 | Already Listed
590-0135 | 590-0135 | IronRidge, Aire Lug, AE-LUG-01-M1 | 4.87 |  | No | Racking | Shippable | 4.81 | 2078 | Shippable & Stock Qty Available |  | To be Listed
550-9032 | 550-9032 | PV Cable Extension/Adapter, 40” T4 Male to MC-4 Female, 1500V PV Wire, Use with 550-9031, 19-AMC4FT4M10PVSB20040 | 8.78 |  | No | Electrical BOS | Shippable | 8.33 | 2068 | Shippable & Stock Qty Available |  | To be Listed
360-0032 | 360-0032 | NEP, BQ End Cap for Female Connector, M1080258 | 10.67 |  | No | Inverters | Shippable | 10 | 2045 | Shippable & Stock Qty Available | USEC001-0135 | Already Listed
321-0232 | 321-0232 | Enphase, IQ 8M Micro Inverter, compatible with 60 -72 cell PV Modules, 240V, 330VA Peak Power, MC4 DC Connectors, Female AC Connector, IQ8M-72-2-US / IQ8M-72-M-US | 177.14 | 330 | No | Inverters | Shippable | 175.14 | 2039 | Shippable & Stock Qty Available | USIN100-0114 | Already Listed
250-1394 | 250-1394 | UniRac, Ecolibrium, EcoFoot2+ Base, 5° Portrait, 10° Landscape, UniRac, Ecolibrium, EcoFoot2+ Base, 5° Portrait, 10° Landscape, ES20207 | 26.08 |  | No | Racking | Shippable | 24.01 | 2034 | Shippable & Stock Qty Available | USMS100-0394 | Already Listed
551-0193 | 551-0193 | 3/4" Flex Metallic Squeeze Connector, Qty: 1, 152, 0011-0620 | 1.06 |  | No | Electrical BOS | Shippable | 0.93 | 1988 | Shippable & Stock Qty Available |  | To be Listed
551-0069 | 551-0069 | Ground Rod Clamp, 15-NSI-GRC-58 | 4.52 |  | No | Electrical BOS | Shippable | 3.97 | 1943 | Shippable & Stock Qty Available |  | To be Listed
260-0886 | 260-0886 | SnapNrack, Ultra Rail Mid Clamp, Silver, 242-02070 | 2.35 |  | No | Racking | Shippable | 2.32 | 1933 | Shippable & Stock Qty Available |  | To be Listed
210-0674 | 210-0674 | QuickMount, Flashing, Conduit Mount for Composition roofs, 9" x 12", Mill Finish, CONDUIT, Qty. 1, QMCC-A-12 | 9.28 |  | No | Racking | Shippable | 8.76 | 1920 | Shippable & Stock Qty Available | USMS100-0235 | Already Listed
211-0529 | 211-0529 | K2, Splice Foot for XL, with Hardware, Mill Finish, 4000162 | 8.87 |  | No | Racking | Shippable | 8.45 | 1920 | Shippable & Stock Qty Available |  | To be Listed
260-0851 | 260-0851 | S-5!, Clamp, Size N, fits 1" nail strip metal roof profiles including triangle type profiles, S-5-N (New) | 5.68 |  | No | Racking | Shippable | 5.36 | 1919 | Shippable & Stock Qty Available | USMS100-0654 | Already Listed
110-7000 | 110-7000 | ZNShine, 550W Bifacial PV Module, MC Compatible, 1200mm (~47.2”) PV Wire, 30mm Clear Frame/White Back-Sheet, 144 Bifacial 1/2 Cell Mono PERC, 10BB, 30A Max Fuse, 1500VDC, 515.6W PTC, 12/25 Warranty, ZXM7-SHDB144-550/M | 262.86 | 550 | No | PV Modules | Shippable | 230 | 1907 | Shippable & Stock Qty Available |  | To be Listed
551-0264 | 551-0264 | 1" Die Cast Screw-In Flex Coupling, 532-DC | 9.03 |  | No | Electrical BOS | Shippable | 6.94 | 1900 | Shippable & Stock Qty Available |  | To be Listed
360-0350 | 360-0350 | Aptos, Male AC Connector, AC_Connector_M | 10.8 |  | No | Inverters | Vendor De-listing | 10.8 | 1894 | De-Listing but Stock Qty Available |  | To be Listed
210-0213 | 210-0213 | IronRidge, XR100, Rail 168" (14') Mill, Qty. 1, XR-100-168M | 38.2 |  | No | Racking | Shippable | 35.09 | 1892 | Shippable & Stock Qty Available |  | To be Listed
551-0263 | 551-0263 | 1" Flex to 1" EMT, 583-DC | 12.8 |  | No | Electrical BOS | Shippable | 9.85 | 1890 | Shippable & Stock Qty Available |  | To be Listed
250-1372 | 250-1372 | UniRac, RoofMount, Roof Pad, Qty. 1, 310760 | 2.18 |  | No | Racking | Shippable | 2.01 | 1882 | Shippable & Stock Qty Available | USMS100-0401 | Already Listed
590-0040 | 590-0040 | Wiley Electronics, WEEB Grounding clip for DPW PowerTube CRS Ballast Trays, Unistrut 1 5/8", WEEB-WMC | 1.71 |  | No | Electrical BOS | Shippable | 1.51 | 1823 | Shippable & Stock Qty Available |  | To be Listed
550-0349 | 550-0349 | UniRac, One-Wire Clip, Wire Management Clip, SS, Qty. 1, 008003S | 0.29 |  | No | Racking | Shippable | 0.27 | 1815 | Shippable & Stock Qty Available | USSE100-0290 | Already Listed
211-7004 | 211-7004 | K2, 5/16 X 3" SS Lag Bolt with EPDM Sealing Washer, 4000170 | 0.98 |  | No | Racking | Shippable | 0.86 | 1800 | Shippable & Stock Qty Available |  | To be Listed
270-1002 | 270-1002 | IronRidge, FX, Rail-Less Mount 35mm, Black, Qty 1, FX-MOUNT-35MM-B | 10.86 |  | No | Racking | Shippable | 9.53 | 1795 | Shippable & Stock Qty Available |  | To be Listed
565-0236 | 565-0236 | SolarEdge, Optimizer 1100W, Add-On Box for two modules, Single Input, Series Connected Modules, Isc 14A, 125V Max, MC4 Output 2.4m, Input 1.6m, 1000VDC, (Use only with SolarEdge 3-Phase Inverters 30kW & up), P1100 | 82.49 | 1100 | No | Inverters | Vendor De-listing | 77.54 | 1789 | De-Listing but Stock Qty Available | USSE100-0212 | Already Listed
211-0482 | 211-0482 | IronRidge, Fixed Tilt Leg, Kit, 15", Mill, Qty. 1, TM-FTL-015 | 26.01 |  | No | Racking | Shippable | 24.55 | 1787 | Shippable & Stock Qty Available | USMS100-0131 | Already Listed
110-1377 |  | REC, 365W PV Module, 1.1/1.2m (43/47”)PV Wire, MC-4, 30mm Black Frame on Black Back-Sheet, BOB, 120 ½ Cut Mono Cells, 25A Max Fuse, 1000VDC, 343.7 PTC, 25/25 Standard Warranty, REC365NP2 Black | 198.925 | 365 | No | PV Modules | Vendor De-listing | 198.93 | 1772 | De-Listing but Stock Qty Available |  | To be Listed
110-1345 |  | Mitrex, 390W PV Module, MC-4 Connector, 1,000mm (~39.4”) PV Wire, 40mm Black Frame with Black Back-Sheet, BoB, 72 Cell Mono, 20A Fuse, 1000VDC, 3.2mm glass, 359.4 PTC, 25/25 Warranty, M390-A1F | 128.7 | 390 | No | PV Modules | Soligent De-listing | 128.7 | 1764 | De-Listing but Stock Qty Available |  | To be Listed
551-0195 | 551-0195 | 3/4" Flex to EMT Zinc Die Cast Set Screw to Clamp Change over, Qty: 1, 182, 0240-0507 | 3.26 |  | No | Electrical BOS | Shippable | 2.87 | 1750 | Shippable & Stock Qty Available |  | To be Listed
551-0232 | 551-0232 | 3/4" 90 Schedule 40, PVC ELBOW, 0320-9118, EL90407 | 0.82 |  | No | Electrical BOS | Shippable | 0.72 | 1740 | Shippable & Stock Qty Available |  | To be Listed
360-0348 | 360-0348 | Aptos, Female AC Connector, AC_Connector_F | 10.8 |  | No | Inverters | Vendor De-listing | 10.8 | 1724 | De-Listing but Stock Qty Available | USWC001-0057 | Already Listed
250-1051 | 250-1051 | IronRidge, BX 5° Chassis, BX-5D-P1 | 40.25 |  | No | Racking | Shippable | 37.06 | 1708 | Shippable & Stock Qty Available | USMS100-0059 | Already Listed
213-0079 | 213-0079 | Roof Tech, Screw 5x60mm Qty., 1 bag of 100, RT2-04-SD5-60 | 77.22 |  | No | Racking | Shippable | 76.25 | 1703 | Shippable & Stock Qty Available | USMS100-0547 | Already Listed
220-0716 | 220-0716 | IronRidge, SGA Bonding Rail Connector, for 3" pipe, UFO series, GM-BRC-003 | 12.48 |  | No | Racking | Shippable | 12.33 | 1703 | Shippable & Stock Qty Available | USMS100-0053 | Already Listed
260-0112 | 260-0112 | IronRidge, Stopper Sleeve, 38mm, Black, Qty. 1, UFO-STP-38MM-B1 | 0.48 |  | No | Racking | Shippable | 0.45 | 1682 | Shippable & Stock Qty Available | USMS100-0101 | Already Listed
220-0350 | 220-0350 | IronRidge, SGA Top Cap, for 3" pipe, 70-0300-SGA | 47.21 |  | No | Racking | Shippable | 44.55 | 1681 | Shippable & Stock Qty Available | USMS100-0137 | Already Listed
213-0067 | 213-0067 | UniRac, Ecolibrium, MetalX, Hex Bolt 5/16-18 X 3”, ES10271 | 0.86 |  | No | Racking | Shippable | 0.79 | 1662 | Shippable & Stock Qty Available |  | To be Listed
551-0088 | 551-0088 | 1" LL PVC, with Cover & Gasket, Qty: 1, LL1 | 4.17 |  | No | Electrical BOS | Shippable | 3.96 | 1647 | Shippable & Stock Qty Available |  | To be Listed
210-1001 | 210-1001 | IronRidge, XR100, Rail 132" (11') Clear, Qty. 1, XR-100-132A | 34.7 |  | No | Racking | Shippable | 31.87 | 1644 | Shippable & Stock Qty Available | USMS100-0594 | Already Listed
551-0083 | 551-0083 | 1" EMT RT Compression Coupling, Qty: 1, WI MECR-762 | 2.04 |  | No | Electrical BOS | Shippable | 1.94 | 1622 | Shippable & Stock Qty Available |  | To be Listed
551-0090 | 551-0090 | 1" LR PVC, with Cover & Gasket, Qty: 1, LR1 | 4.12 |  | No | Electrical BOS | Shippable | 3.91 | 1604 | Shippable & Stock Qty Available |  | To be Listed
211-0475 | 211-0475 | ProSolar, Universal Self-Grounding Splice, includes hardware, Clear, Qty. 1, A-SPLICE-1-G | 3.82 |  | No | Racking | Shippable | 3.77 | 1591 | Shippable & Stock Qty Available | USMS100-0571 | Already Listed
211-0511 | 211-0511 | QuickMount, Single Slot L-Foot Only, Mill Finish, Qty. 1, QM-LF-M1 | 1.9 |  | No | Racking | Shippable | 1.88 | 1589 | Shippable & Stock Qty Available | USMS100-0157 | Already Listed
210-1091 | 210-1091 | UniRac, NXT HORIZON STRONGHOLD Attachment Base and Open Slot L-Foot Kit for Comp Roof, Mill, SHCPKTM1 | 7.22 |  | No | Racking | Soligent De-listing | 6.82 | 1578 | De-Listing but Stock Qty Available |  | To be Listed
270-9078 | 270-9078 | SunModo, SMR Microinverter Mount Kit (Short Version), K50052-003 | 1.7 |  | No | Racking | Soligent De-listing | 1.68 | 1571 | De-Listing but Stock Qty Available |  | To be Listed
570-2241 | 570-2241 | Enphase, IQ Combiner-4 with IQ Gateway and 2 Split Core Consumption CTs, Single Phase, Revenue Grade accuracy (ANSI C12.20 +/- 0.5%) (IEEE1547:2018)Calibrated Solid-Core Production CT, Space for 4 PV Branch Circuits with Hold Down kits, Breakers NOT included, Use with IQ-6, IQ-7 or IQ-8, 80A, X2-IQ-AM1-240-4 | 724.37 |  | No | Inverters | Shippable | 654.55 | 1569 | Shippable & Stock Qty Available | USBE100-0061 | Already Listed
260-1132 | 260-1132 | SnapNrack, Ultra Rail Mounting Clamp, Black, 242-01230 | 2.14 |  | No | Racking | Shippable | 2.11 | 1567 | Shippable & Stock Qty Available |  | To be Listed
501-1031 | 501-1031 | Hellermann, Labels, WARNING: DUAL POWER SOURCES, .75" x 4.12", NEC.2014. Qty. 1, 596-00495 | 1.34 |  | No | Electrical BOS | Shippable | 1.27 | 1555 | Shippable & Stock Qty Available |  | To be Listed
260-0014 | 260-0014 | UniRac, SolarMount Pro-Series, Universal Mid Clamp, 30-51mm, Preassembled Integrated Bonding, Clear, Qty. 1, 302030M | 2.49 |  | No | Racking | Shippable | 2.35 | 1546 | Shippable & Stock Qty Available | USMS100-0319 | Already Listed
260-0280 | 260-0280 | S-5!, Clamp, VersaBracket-47, for face-fastened roof system, 1.86" foot with butyl pad without Hardware, VersaBracket-47 | 2.66 |  | No | Racking | Shippable | 2.51 | 1538 | Shippable & Stock Qty Available | USMS100-0627 | Already Listed
212-0005 | 212-0005 | IronRidge, Tile Replacement ‘W’ Flashing, Tan, Qty. 1, KOF-W01-T1 | 11.76 |  | No | Racking | Shippable | 11.1 | 1536 | Shippable & Stock Qty Available | USMS100-0129 | Already Listed
250-1377 | 250-1377 | UniRac, RoofMount, RM5 & RMDT, Endclamp, 30-40mm, Qty. 1, 310820 | 3.08 |  | No | Racking | Shippable | 2.83 | 1534 | Shippable & Stock Qty Available | USMS100-0354 | Already Listed
250-1374 | 250-1374 | UniRac, RoofMount, RM5, Ballast Bay, 5 Degree Tilt, Qty. 1, 310800 | 45.68 |  | No | Racking | Shippable | 42.06 | 1532 | Shippable & Stock Qty Available | USMS100-0358 | Already Listed
270-0051 | 270-0051 | IronRidge, FX, Rail-Less North Bridge Screw Kit, 12 pcs, Qty 1 Kit, FX-NORTH-SCREW | 3.34 |  | No | Racking | Shippable | 2.93 | 1520 | Shippable & Stock Qty Available | USMS100-0499 | Already Listed
550-9031 | 550-9031 | PV Cable Extension/Adapter, 40” T4 Female to MC-4 Male, 1500V PV Wire, Use with 550-9032, 19-AMC4MT410PVSB200040 | 8.78 |  | No | Electrical BOS | Shippable | 8.33 | 1520 | Shippable & Stock Qty Available |  | To be Listed
550-0515 | 550-0515 | Heyco, Sunbundler Stainless Steel Cable Tie,14" Long, 1/16" Diameter, Black, Qty. 1, 18-S6414 | 0.8 |  | No | Electrical BOS | Shippable | 0.76 | 1510 | Shippable & Stock Qty Available |  | To be Listed
213-0053 | 213-0053 | UniRac, Ecolibrium, MetalX, Mid Clamp Kit, ES10829 | 5.15 |  | No | Racking | Shippable | 4.86 | 1507 | Shippable & Stock Qty Available |  | To be Listed
360-0351 | 360-0351 | Aptos, Male AC End Cap, AC_CON_M_CAP | 8 |  | No | Inverters | Vendor De-listing | 7.69 | 1492 | De-Listing but Stock Qty Available | USSE100-0116 | Already Listed
360-0349 | 360-0349 | Aptos, Female AC End Cap, AC_CON_F_CAP | 8 |  | No | Inverters | Vendor De-listing | 7.69 | 1486 | De-Listing but Stock Qty Available | USSE100-0115 | Already Listed
270-0679 | 270-0679 | Stainless 5/16'-18 x 3/4" Hex head Flange bolt, use with Pro Solar CN 210-0045 for mounting Enphase, Qty. 1 | 0.98 |  | No | Racking | Shippable | 0.75 | 1485 | Shippable & Stock Qty Available |  | To be Listed
211-0515 | 211-0515 | SunModo, NanoMount, Decking SS Screw, for Deck Mount (4 Required), Black, Qty. 1, K50055-BK1 | 0.56 |  | No | Racking | Soligent De-listing | 0.52 | 1443 | De-Listing but Stock Qty Available |  | To be Listed
590-0014 | 590-0014 | Wiley Electronics, WEEB Grounding clip for UniRac, WEEB-UMC | 1.71 |  | No | Electrical BOS | Shippable | 1.51 | 1434 | Shippable & Stock Qty Available |  | To be Listed
530-1107 | 530-1107 | Enphase, 20A 2 Pole Breaker for IQ System Controller and IQ Combiner-4, for use with Hold Down Kit, Eaton BR220B, BRK-20A-2P-240V-B | 27.69 |  | No | Energy Storage | Shippable | 21.69 | 1430 | Shippable & Stock Qty Available | USSE100-0185 | Already Listed
551-0086 | 551-0086 | 1" LB PVC, with Cover & Gasket, Qty: 1, LB1 | 3.77 |  | No | Electrical BOS | Shippable | 3.58 | 1412 | Shippable & Stock Qty Available |  | To be Listed
110-1382 |  | REC, 410W PV Module, 67”PV Wire, MC-4, 30mm Black Frame on Black Back-Sheet, BOB, 80 ½ Cut Heterojunction Cells, 25A Max Fuse, 1000VDC, 392.7 PTC, 20/25 Standard Warranty, REC410AA Pure-R | 260.35 | 410 | No | PV Modules | Shippable | 260.35 | 1406 | Shippable & Stock Qty Available |  | To be Listed
260-0120 | 260-0120 | ProSolar, End Clamp, 1.175-1.2” (29.9-30.5mm), Includes (1) non-bonding Channel Nut and hardware, Clear, Qty. 1, C1180EC-1-G | 2.77 |  | No | Racking | Shippable | 2.61 | 1401 | Shippable & Stock Qty Available | USMS100-0531 | Already Listed
210-1065 | 210-1065 | ProSolar, Bonding Channel Nut, Qty. 1, P-CN-1-Bond | 0.77 |  | No | Racking | Shippable | 0.59 | 1395 | Shippable & Stock Qty Available | USMS100-0488 | Already Listed
211-0019 | 211-0019 | QuickMount, Post, 1.25” OD X 11.5", Mill Finish, Qty. 1, QM-QBP-11.5-M1 | 6.15 |  | No | Racking | Shippable | 6.08 | 1395 | Shippable & Stock Qty Available | USMS100-0662 | Already Listed
551-0084 | 551-0084 | 1" Insulated Bonding Bushing with Lug, Qty: 1, WI CBGI-100 | 3.88 |  | No | Electrical BOS | Shippable | 3.68 | 1390 | Shippable & Stock Qty Available |  | To be Listed
110-1400 |  | QCells, 405W PV Module, MC4, PV Wire ~49.2” (1250mm), 32mm Black Frame/Black Back Sheet, BOB, 132 Cell 12BB Mono, 20A Fuse, 1000Vdc, 376.3 PTC, 25/25 Warranty, Q.PEAK DUO BLK ML-G10+ 405 | 240.38 | 405 | No | PV Modules | Shippable | 238.24 | 1387 | Shippable & Stock Qty Available |  | To be Listed
110-1392 |  | REC, 400W PV Module, 47.2” PV Wire, MC-4, 30mm Black Frame on Black Back-Sheet, BOB, 132 ½ Cut Mono Cells, 25A Max Fuse, 1000VDC, 373.5 PTC, 20/25 Standard Warranty, REC400NP3 Black | 254 | 400 | No | PV Modules | Shippable | 254 | 1376 | Shippable & Stock Qty Available |  | To be Listed
260-0855 | 260-0855 | S-5!, Clamp, Size V, for Vertical-Folded Seam Profiles with 8 X 16mm Bolt, S-5-V | 7.05 |  | No | Racking | Shippable | 6.04 | 1360 | Shippable & Stock Qty Available | USMS100-0528 | Already Listed
570-1222 | 570-1222 | Enphase, Mobile Connect, LTE CAT M1 Cell Modem, Plug and Play Modem, includes 5 Year T-Mobile Data Plan for US, Puerto Rico, US Virgin Islands, Canada, Mexico up to 60 Inverters, CELLMODEM-M1-06-SP-05 | 357.73 |  | No | Inverters | Shippable | 345.53 | 1329 | Shippable & Stock Qty Available | USEC001-0051 | Already Listed
551-0087 | 551-0087 | 1" LL Aluminum, with Cover & Gasket, Qty: 1, WI LL100 | 4.85 |  | No | Electrical BOS | Shippable | 4.6 | 1325 | Shippable & Stock Qty Available |  | To be Listed
210-0045 | 210-0045 | ProSolar, Channel Nut, Qty. 1, P-CN-1 | 0.38 |  | No | Racking | Shippable | 0.38 | 1323 | Shippable & Stock Qty Available | USMS100-0555 | Already Listed
211-0236 | 211-0236 | ProSolar, SolarWedge, 10 Degrees, with 1 ea 5" lower & 12" upper post, Qty. 1, SW10A-1 | 23.16 |  | No | Racking | Shippable | 22.87 | 1304 | Shippable & Stock Qty Available |  | To be Listed
260-0824 | 260-0824 | S-5!, Clamp, Size U, universal Clamp with 8mm bolt, S-5-U M8 | 7.68 |  | No | Racking | Shippable | 7.25 | 1284 | Shippable & Stock Qty Available | USMS100-0608 | Already Listed
270-0995 | 270-0995 | K2, 13 X 25mm SS T-Bolt w/Serrated Nut, Pack of 100, 4000048 | 1.1 |  | No | Racking | Shippable | 1.09 | 1280 | Shippable & Stock Qty Available |  | To be Listed
370-0060 | 370-0060 | Enphase, IQ, Disconnect Tool for Q-Cable connectors, MC and Amphenol DC Connectors, Q-DISC-10 | 4.08 |  | No | Inverters | Shippable | 3.49 | 1254 | Shippable & Stock Qty Available | USSE100-0006 | Already Listed
551-0149 | 551-0149 | 1-1/4" EMT 1 Hole Strap, Qty: 1, 514, 0011-0536 | 0.46 |  | No | Electrical BOS | Shippable | 0.37 | 1250 | Shippable & Stock Qty Available |  | To be Listed
270-0175 | 270-0175 | QuickBolt, 90° Flat Tile Roof Hook, Side Mount Rails, 5mm thickness, 38mm Height, 10mm x 38mm rail attachment slot, includes (2) 5/16 x 3" SS screws, Qty. 1, 17608 | 6.56 |  | No | Racking | Shippable | 5.62 | 1241 | Shippable & Stock Qty Available | USMS100-0632 | Already Listed
211-0459 | 211-0459 | EcoFasten, L Bracket, 3" tall with one open slot in the Vertical leg, for composition roof, for GF1/QF, includes one 3/8-16" x 1-1/4" bolt and one 3/8" flange nut, Mill finish, Qty. 1, SCL-101-3 | 3.31 |  | No | Racking | Vendor De-listing | 3.13 | 1234 | De-Listing but Stock Qty Available | USMS100-0569 | Already Listed
551-0192 | 551-0192 | 3/4" Flex Metallic 90 DEG Squeeze Connector, Qty: 1, WI L110-2, 0285-2790 | 1.67 |  | No | Electrical BOS | Shippable | 1.47 | 1230 | Shippable & Stock Qty Available |  | To be Listed
211-0147 | 211-0147 | ProSolar, FastJack, Standoff, Commercial E-Series, 10"H, 1.25" Dia, Hardware not included, Qty. 1, CFJE-1000-1 | 9.71 |  | No | Racking | Shippable | 9.59 | 1217 | Shippable & Stock Qty Available | USMS100-0577 | Already Listed
551-0089 | 551-0089 | 1" LR Aluminum, with Cover & Gasket, Qty: 1, WI LR100 | 4.85 |  | No | Electrical BOS | Shippable | 4.6 | 1205 | Shippable & Stock Qty Available |  | To be Listed
360-0003 | 360-0003 | APsystems, Y-Conn Cap, to seal off unused AC Bus Cable Connectors, for DS3, YC600 & QS1, 2061702007 | 4 |  | No | Inverters | Shippable | 3.75 | 1203 | Shippable & Stock Qty Available | USEC001-0014 | Already Listed
212-1118 | 212-1118 | IronRidge, Replacement Lag Bolt Kit for All Tile Hook ATH-01-M1 (212-0000), Qty. 2 Lag Bolts, 23-3118-400LGF | 1.02 |  | No | Racking | Shippable | 0.88 | 1200 | Shippable & Stock Qty Available |  | To be Listed
211-0527 | 211-0527 | SunModo, SMR100 Structural Splice, K10421-002 | 5.42 |  | No | Racking | Soligent De-listing | 5.35 | 1198 | De-Listing but Stock Qty Available |  | To be Listed
211-0496 | 211-0496 | UniRac, SolarMount Splice-Bar, Integrated Bonding, Dark Qty. 1, 303019D | 6.13 |  | No | Racking | Shippable | 6.06 | 1190 | Shippable & Stock Qty Available | USMS100-0313 | Already Listed
271-0008 | 271-0008 | IronRidge, Flat Roof Attachment Mill Base, with 3/8 X 1.25” SS Bolt and Washers, Qty. 1, FRA-BASE-01-M1 | 30.27 |  | No | Racking | Shippable | 29.89 | 1186 | Shippable & Stock Qty Available | USMS100-0038 | Already Listed
510-0048 | 510-0048 | Soladeck, Power Panel Component, DIN Mount Terminal Block, ER10, 600VDC, 65A, #6-16 AWG, 1451 | 2.21 |  | No | Electrical BOS | Shippable | 1.95 | 1184 | Shippable & Stock Qty Available |  | To be Listed
260-0386 | 260-0386 | S-5!, Clamp, Size S, for snap-together roofs with horizontal seams under .540 in, S-5-S | 5.88 |  | No | Racking | Shippable | 5.55 | 1181 | Shippable & Stock Qty Available | USMS100-0487 | Already Listed
220-0715 | 220-0715 | IronRidge, SGA Bonding Rail Connector, for 2" pipe, UFO series, GM-BRC2-01-M1 | 12.48 |  | No | Racking | Shippable | 12.33 | 1164 | Shippable & Stock Qty Available |  | To be Listed
270-0902 | 270-0902 | QuickMount, Conduit Mount for Tile, Mill Finish, QBLOCK, Qty. 1, QMCMT-A-12 | 6.65 |  | No | Racking | Shippable | 6.12 | 1164 | Shippable & Stock Qty Available | USMS100-0591 | Already Listed
551-0059 | 551-0059 | 3/4 Watertight Connector, Myers Hub, Qty.1, 15-WH-75 | 6.29 |  | No | Electrical BOS | Shippable | 5.53 | 1160 | Shippable & Stock Qty Available |  | To be Listed
260-0282 | 260-0282 | S-5!, PV Kit 2.0, MidGrab, Bonding and Mounting Universal Mid-Clamp, for 30-46mm (1.18-1.81”) Frame, with 8mm Bolt, Stainless Steel Mounting Disc, Use with S5! Clamps or Brackets, UL 2703, S-5-PV Kit 2.0 Mid | 7.23 |  | No | Racking | Shippable | 6.82 | 1148 | Shippable & Stock Qty Available | USMS100-0261 | Already Listed
213-0068 | 213-0068 | UniRac, Ecolibrium, MetalX, Hex Bolt 5/16-18 Flanged Hex Nut, ES10325 | 0.11 |  | No | Racking | Shippable | 0.1 | 1140 | Shippable & Stock Qty Available |  | To be Listed
260-0815 | 260-0815 | ProSolar, Mid Clamp, 1.175 – 1.3" (29.9mm to 32mm), Includes (1) Channel Nut with grounding buss bar, lock washer and hardware, Black, Qty. 1, C200IMC-1B-G | 2.97 |  | No | Racking | Shippable | 2.8 | 1132 | Shippable & Stock Qty Available | USMS100-0574 | Already Listed
551-0102 | 551-0102 | 1" EMT RainTight Compression Coupling, Qty: 1, 663SRT, 0253-9899 | 2.89 |  | No | Electrical BOS | Shippable | 2.55 | 1130 | Shippable & Stock Qty Available |  | To be Listed
110-1397 |  | Emmvee, 440W PV Module, MC-4 Compatible, 1400mm (~55.2”) PV Wire, 35mm Black Frame Black Back-Sheet, BOB, 120 Mono ½ Cells, 25A Fuse, 1500VDC, 408.6 PTC, 12/25 Warranty, E440HCM120B-1400 | 125.4 | 440 | No | PV Modules | Soligent De-listing | 125.4 | 1128 | De-Listing but Stock Qty Available |  | To be Listed
550-9026 | 550-9026 | CanadianSolar, T4 Male (-) Connector for 5.8 to 7.2mm OD #10/12 AWG PV Wire, 1500V, 18-T4-PC-1-M | 1.74 |  | No | Electrical BOS | Shippable | 1.53 | 1127 | Shippable & Stock Qty Available |  | To be Listed
270-0160 | 270-0160 | IronRidge, Flashing, Flashfoot2 with Cap-foot, 9" x 12", includes: 5/16" x 4.75" SS Lag Bolt and EPDM washer, Mill, UFO series, Qty. 1,FF2-01-M2 | 13.13 |  | No | Racking | Vendor De-listing | 11.24 | 1121 | De-Listing but Stock Qty Available | USMS100-0113 | Already Listed
550-0294 | 550-0294 | UniRac, Ecolibrium, Wire Management EcoTray, Rivet, ES10813 | 0.17 |  | No | Racking | Shippable | 0.17 | 1119 | Shippable & Stock Qty Available |  | To be Listed
260-0171 | 260-0171 | IronRidge, BX Top Clamp, Mill Finish 35mm, BX-TCL-35MM-M1 | 1.27 |  | No | Racking | Shippable | 1.09 | 1110 | Shippable & Stock Qty Available | USMS100-0063 | Already Listed
270-9077 | 270-9077 | SnapNrack, Array Edge Screen, 4” Black (100’), 232-03998 | 33.81 |  | No | Racking | Shippable | 33.81 | 1094 | Shippable & Stock Qty Available |  | To be Listed
210-0991 | 210-0991 | UniRac, SolarMount Rail, 168", Mill Finish, Qty. 1, 320168M | 43.47 |  | No | Racking | Shippable | 39.93 | 1088 | Shippable & Stock Qty Available | USMS100-0298 | Already Listed
250-1383 | 250-1383 | UniRac, RoofMount, RM5, Hardware kit for Wind Deflector, Qty. 1, 310861 | 0.37 |  | No | Racking | Shippable | 0.34 | 1087 | Shippable & Stock Qty Available | USMS100-0348 | Already Listed
551-0268 | 551-0268 | 1" Insulated Bonding Bushing with Lug, Qty., 1, TOPAZ 333 | 3.88 |  | No | Electrical BOS | Shippable | 3.68 | 1082 | Shippable & Stock Qty Available |  | To be Listed
260-0801 | 260-0801 | ProSolar, End Clamp, 1.567"-1.592" (39.9mm-40.4mm), Includes (1) non-bonding Channel Nut and hardware, Clear, Qty. 1, C1572EC-1-G | 2.77 |  | No | Racking | Shippable | 2.61 | 1078 | Shippable & Stock Qty Available | USMS100-0519 | Already Listed
590-0076 | 590-0076 | Wiley Electronics, WEEB Grounding Clip for Generac PV-Link, WEEB-UIR | 1.71 |  | No | Electrical BOS | Shippable | 1.51 | 1059 | Shippable & Stock Qty Available |  | To be Listed
211-0526 | 211-0526 | SunModo, SMR100 L Foot Adaptor, Black, K10433-BK1 | 1.81 |  | No | Racking | Soligent De-listing | 1.79 | 1047 | De-Listing but Stock Qty Available |  | To be Listed
551-0118 | 551-0118 | 1" Threaded LB Type Rigid Conduit Body with Cover & Gasket, Qty: 1, LB3CG, 0219-0183 | 6.84 |  | No | Electrical BOS | Shippable | 6.49 | 1047 | Shippable & Stock Qty Available |  | To be Listed
210-0711 | 210-0711 | UniRac, SM-I Splice kit with grounding, Clear, Qty. 1, 003001S | 3.21 |  | No | Racking | Vendor De-listing | 3.01 | 1037 | De-Listing but Stock Qty Available |  | To be Listed
250-1369 | 250-1369 | UniRac, Roof Mount, RM-10 Ballast Bay, 10 Degrees, Qty. 1, 310710 | 45.66 |  | No | Racking | Shippable | 42.04 | 1015 | Shippable & Stock Qty Available | USMS100-0361 | Already Listed
551-0104 | 551-0104 | 1" EMT, Qty.1FT -Full 10" Stick | 3.03 |  | No | Electrical BOS | Shippable | 2.91 | 1000 | Shippable & Stock Qty Available |  | To be Listed
570-1109 | 570-1109 | Enphase, Envoy S, Envoy IQ Consumption Monitoring CT, split core current Transformers, Qty. 1, CT-200-SPLIT | 22.36 |  | No | Inverters | Shippable | 21.6 | 999 | Shippable & Stock Qty Available | USSE100-0071 | Already Listed
210-1008 | 210-1008 | IronRidge, XR1000, Rail 168" (14') Clear, Qty. 1, XR-1000-168A | 70.28 |  | No | Racking | Shippable | 64.53 | 997 | Shippable & Stock Qty Available | USMS100-0078 | Already Listed
250-1392 | 250-1392 | UniRac, RoofMount, RMDT, Mid Clamp, 30-35mm, Qty. 1, 310826 | 2.99 |  | No | Racking | Shippable | 2.83 | 996 | Shippable & Stock Qty Available | USMS100-0351 | Already Listed
211-0130 | 211-0130 | ProSolar, End Cap, 1.5", Clear Anodized, Qty. 1, A-EZECAP-1 | 0.8 |  | No | Racking | Vendor De-listing | 0.73 | 963 | De-Listing but Stock Qty Available | USMS100-0425 | Already Listed
110-1399 |  | Mission, 430W PV Module, 1.4m (~55.1”) PV Wire, 40mm Black Frame, Black Back Sheet, BOB, 72 Cell Mono-Perc, 20A Fuse, 1500VDC, 9BB, BAA, 401.1 PTC, 25/25 Warranty, MSE430SX9Z | 175.62 | 430 | No | PV Modules | Shippable | 172 | 955 | Shippable & Stock Qty Available |  | To be Listed
210-1006 | 210-1006 | IronRidge, XR100, Rail 204" (17') Black, Qty. 1, XR-100-204B | 58.13 |  | No | Racking | Shippable | 53.4 | 954 | Shippable & Stock Qty Available | USMS100-0077 | Already Listed
260-0108 | 260-0108 | IronRidge, Stopper Sleeve, 33mm, Black, Qty. 1, UFO-STP-33MM-B1 | 0.73 |  | No | Racking | Shippable | 0.56 | 948 | Shippable & Stock Qty Available | USMS100-0097 | Already Listed
550-9057 | 550-9057 | SolarEdge, Energy Bank Battery, Branch Connectors, 1 Pair MC-4, DC + DC-, required for multiple Batteries with 1 Inverter, IAC-RBAT-USYCBL-01 | 35.83 |  | No | Energy Storage | Shippable | 33.93 | 933 | Shippable & Stock Qty Available | USWC001-0072 | Already Listed
211-0522 | 211-0522 | IronRidge, End Cap XR100, Qty 1 one bag of 10 Sets, XR-100-CAP | 10.54 |  | No | Racking | Shippable | 9.71 | 932 | Shippable & Stock Qty Available | USMS100-0084 | Already Listed
260-0800 | 260-0800 | ProSolar, End Clamp, 1.481"-1.520" (37.7mm-38.6mm), Includes (1) non-bonding Channel Nut and hardware, Black, Qty. 1, C1486EC-1B-G | 2.97 |  | No | Racking | Shippable | 2.8 | 928 | Shippable & Stock Qty Available |  | To be Listed
260-1137 | 260-1137 | K2, Yeti Hidden End Clamp, for CrossRail, 4000050-H | 3.92 |  | No | Racking | Shippable | 3.41 | 922 | Shippable & Stock Qty Available |  | To be Listed
321-0229 | 321-0229 | Enphase, IQ 8 Micro Inverter, compatible with 60 cell PV Modules, 240V, 245VA Peak Power, MC4 DC Connectors, Female AC Connector, IQ8-60-2-US / IQ8-72-M-US | 140.94 | 245 | No | Inverters | Shippable | 139.34 | 918 | Shippable & Stock Qty Available | USIN100-0116 | Already Listed
270-0908 | 270-0908 | ProSolar, End Cap, 3", UV resistant plastic, Clear, Qty. 1, A-ENDCAPXD-1 | 0.74 |  | No | Racking | Shippable | 0.73 | 910 | Shippable & Stock Qty Available |  | To be Listed
551-0255 | 551-0255 | 3/4" X 4" Galvanized Nipple | 9.8 |  | No | Electrical BOS | Shippable | 9.29 | 909 | Shippable & Stock Qty Available |  | To be Listed
550-0189 | 550-0189 | Trina, TS4 Female (+) Connector for 6.0 to 7.2mm OD #10/12 AWG PV Wire, 1500VDC, TS4-F4, 18-TRINA-7A000984 | 2.65 |  | No | Electrical BOS | Shippable | 2.33 | 904 | Shippable & Stock Qty Available |  | To be Listed
551-0214 | 551-0214 | 3/4" Insulated Bonding Bushing with Lug, Qty: 1, WI CBGI-75 Malleable | 3.3 |  | No | Electrical BOS | Shippable | 3.13 | 899 | Shippable & Stock Qty Available |  | To be Listed
210-1098-B | 210-1098-B | "B" Grade UniRac, FlashLoc Comp Kit, with Lag Bolt, Chemlink Sealant and Rail Hardware, Mill Finish, Qty. 1 Box of 20, 004085M | 107.57 |  | No | Racking | Soligent De-listing | 103.18 | 889 | De-Listing but Stock Qty Available |  | To be Listed
270-0881 | 270-0881 | EcoFasten, SimpleSeal, Bushing, Qty. 1, POLY KIT SIMPLE SEAL (no washer) | 0.37 |  | No | Racking | Shippable | 0.34 | 888 | Shippable & Stock Qty Available | USMS100-0443 | Already Listed
570-2236 | 570-2236 | Aptos, Data Transfer Unit, (DTU) Wi-Fi Connection to the local Network, DTU_MAC_WIFI | 159.09 |  | No | Inverters | Soligent De-listing | 159.09 | 884 | De-Listing but Stock Qty Available | USCG001-0013 | Already Listed
271-0014 | 271-0014 | IronRidge, Flat Roof Attachment Membrane, 60 mil, TPO, Firestone, White, Qty. 1, FRA-M60T-FS-W1 | 14.09 |  | No | Racking | Shippable | 13.3 | 882 | Shippable & Stock Qty Available | USMS100-0122 | Already Listed
250-1397 | 250-1397 | UniRac, Ecolibrium, Ecofoot2+ 70" Wind Deflector, ES20311B | 16.03 |  | No | Racking | Shippable | 14.76 | 870 | Shippable & Stock Qty Available | USMS100-0393 | Already Listed
110-1380 | 110-1380 | QCells, Bifacial 480W PV Module, MC4, ~27.5” (700mm) Positive/~13.7” ( 350mm) Negative PV-Wire, 35mm Clear Frame/White Back Sheet, Double Glass, 156 Cell, 20A Fuse, 1500Vdc, 449.5 PTC, 12/30 Warranty, Q.PEAK DUO XL-G10.3/BFG 480 | 227.92 | 480 | No | PV Modules | Shippable | 223.26 | 863 | Shippable & Stock Qty Available | USSP100-0018 | Already Listed
530-0032 | 530-0032 | Midnite, Circuit Breaker, 20A, 150Vdc, DIN Mount, 1 Pole, 0.5” (13 mm) wide, DIN-20-DC , MNEPV-20 | 14.97 |  | No | Electrical BOS | Shippable | 14.86 | 860 | Shippable & Stock Qty Available |  | To be Listed
550-0190 | 550-0190 | Trina, TS4 Male (-) Connector for 6.0 to 7.2mm OD #10/12 AWG PV Wire, 1500VDC, TS4-M4, 18-TRINA-7A000985 | 2.65 |  | No | Electrical BOS | Shippable | 2.33 | 859 | Shippable & Stock Qty Available |  | To be Listed
501-1055 | 501-1055 | Hellermann, Labels, NEC-2017 Packaged Set, 45 Warning Labels, 596-03942 | 20.71 |  | No | Electrical BOS | Shippable | 19.65 | 856 | Shippable & Stock Qty Available |  | To be Listed
590-0009 | 590-0009 | Wiley Electronics, WEEB Grounding clip for Pole/Ground Mount, WEEB-9.5 | 1.71 |  | No | Electrical BOS | Shippable | 1.51 | 851 | Shippable & Stock Qty Available |  | To be Listed
210-1030 | 210-1030 | UniRac, SolarMount Light Rail, 168", Mill Finish, Qty. 1, 315168M | 31.23 |  | No | Racking | Shippable | 28.69 | 845 | Shippable & Stock Qty Available | USMS100-0302 | Already Listed
110-1332 |  | Emmvee, 395W PV Module, MC-4 Compatible, 1200mm (~47.27”) PV Wire, 35mm Black Frame Black Back-Sheet, BOB, 72 Cell Mono, 20A Max Fuse, 1500VDC, No PTC, 10/25 Warranty, E395M72-B | 112.575 | 395 | No | PV Modules | Soligent De-listing | 112.58 | 842 | De-Listing but Stock Qty Available |  | To be Listed
550-0518 | 550-0518 | Enphase, Connector Clip, Qty. 1, EFM-CC | 2.49 |  | No | Inverters | Soligent De-listing | 2.26 | 840 | De-Listing but Stock Qty Available | USMS100-0620 | Already Listed
580-0028 | 580-0028 | Square D, AC Disconnect, NEMA 3R, 100A, 240VAC, 3-Pole Unfused, Hub, 60096, DU323RB | 361.75 |  | No | Electrical BOS | Shippable | 352.47 | 833 | Shippable & Stock Qty Available |  | To be Listed
551-0034 | 551-0034 | F4P ELEC PVC TAPE 0.007"X3/4"X66FT RED | 0.82 |  | No | Electrical BOS | Shippable | 0.72 | 827 | Shippable & Stock Qty Available |  | To be Listed
530-1109 | 530-1109 | Enphase, Combiner-4 Breaker Hold Down Kit, X-IQ-NA-HD-125A | 9.95 |  | No | Energy Storage | Shippable | 7.8 | 819 | Shippable & Stock Qty Available | USSE100-0205 | Already Listed
551-0256 | 551-0256 | 3/4" X 6" Galvanized Nipple | 13.43 |  | No | Electrical BOS | Shippable | 12.74 | 814 | Shippable & Stock Qty Available |  | To be Listed
590-0072 | 590-0072 | Wiley Electronics, WEEB Grounding Lug with WEEB-8.0 clip, hardware not included, WEEB-LUG-8.0 | 6.86 |  | No | Electrical BOS | Shippable | 6.04 | 813 | Shippable & Stock Qty Available |  | To be Listed
110-1376 |  | Panasonic, 360W EverVolt PV Module, MC4, 1m/1.2m (~39/47.2”) PV Wire, 30mm Black Frame on Black Back-Sheet, BOB, 120 ½ Mono PERC Cells, 20A Fuse, 1000VDC, 336.0 PTC, 25/25 Warranty, EVPV360PK | 187.2 | 360 | No | PV Modules | Vendor De-listing | 187.2 | 807 | De-Listing but Stock Qty Available |  | To be Listed
510-0284 | 510-0284 | UniRac, E-Boss Solo-Box Junction Box, 8 X 8 X 3.5”, with Mounting Screws and DIN Rail, SOLOBOX-D | 38.95 |  | No | Racking | Shippable | 36.96 | 805 | Shippable & Stock Qty Available | USMS100-0398 | Already Listed
580-0175 | 580-0175 | SMA, JMS-F, SunSpec Rapid Shutdown Device, NEC 2017-2020 SunSpec Compliant Module Level RSD when used with SunSpec equipped Inverters, Add-on-Module for 1 PV Module, Max 60Voc, 15A, MC-4 Connectors, 119814-00.01 | 32 |  | No | Inverters | Shippable | 30.56 | 805 | Shippable & Stock Qty Available | USIN100-0087 | Already Listed
260-0781 | 260-0781 | S-5!, Clamp, CorruBracket 100T mount for Corrugated Metal Roofs to mount directly into the Crest, with EPDM rubber gasket seal, 4 ¼” SS Self Tapping Screws & 1 M8-1.25 Flanged Nut, CorruBracket 100T | 5.26 |  | No | Racking | Shippable | 4.96 | 803 | Shippable & Stock Qty Available | USMS100-0472 | Already Listed
570-1247 | 570-1247 | Aptos, Data Transfer Unit, (DTU) Ethernet or Wi-Fi Connection to the local Network, MAC–DTU | 204.55 |  | No | Inverters | Vendor De-listing | 204.55 | 803 | De-Listing but Stock Qty Available | USCG001-0017 | Already Listed
260-0006 | 260-0006 | K2, Conduit Clamp Kit, with EverSeal, 4000272 | 5.08 |  | No | Racking | Shippable | 4.41 | 800 | Shippable & Stock Qty Available |  | To be Listed
250-1396 | 250-1396 | UniRac, Ecolibrium, Ecofoot2+ 82" Wind Deflector, ES20311C | 18.77 |  | No | Racking | Shippable | 17.29 | 795 | Shippable & Stock Qty Available | USMS100-0689 | Already Listed
210-0535 | 210-0535 | SnapNrack, Ultra Rail All Purpose L Foot (90°), Silver, 242-01223 | 4.08 |  | No | Racking | Shippable | 3.85 | 782 | Shippable & Stock Qty Available | USMS100-0612 | Already Listed
551-0033 | 551-0033 | F4P ELEC PVC TAPE 0.007"X3/4"X66FT BLK | 0.82 |  | No | Electrical BOS | Shippable | 0.72 | 781 | Shippable & Stock Qty Available |  | To be Listed
551-0262 | 551-0262 | 3/4" Insulated Bonding Bushing with Lug, 382-DC | 9.6 |  | No | Electrical BOS | Shippable | 7.39 | 778 | Shippable & Stock Qty Available |  | To be Listed
551-0257 | 551-0257 | 3/4" X 2" Galvanized Nipple | 6.85 |  | No | Electrical BOS | Shippable | 6.5 | 775 | Shippable & Stock Qty Available |  | To be Listed
250-0103 | 250-0103 | UniRac, RoofMount, RM5 & RMDT, H-Attachment Kit, Qty. 1, 310882 | 30.82 |  | No | Racking | Shippable | 28.38 | 771 | Shippable & Stock Qty Available | USSSP110-1519 | Already Listed
260-0811 | 260-0811 | ProSolar, End Clamp, 1.805"-1.830" (45.9mm-46.4mm), Includes (1) non-bonding Channel Nut and hardware, Black, Qty. 1, C1810EC-1B-G | 2.97 |  | No | Racking | Shippable | 2.8 | 771 | Shippable & Stock Qty Available |  | To be Listed
270-0064 | 270-0064 | UniRac, E-Boss Bridge Clip, use with Bridge Tray, 00802BC | 0.5 |  | No | Racking | Shippable | 0.39 | 770 | Shippable & Stock Qty Available |  | To be Listed
270-1051 | 270-1051 | QuickBolt, EPDM Conduit Mount for Comp Roofs, 2 ¼ X 7/8” with ¼ X 2” Mounting Screw, Qty. 1, 16321 | 2.87 |  | No | Racking | Shippable | 2.91 | 770 | Shippable & Stock Qty Available |  | To be Listed
110-1367 |  | Sunergy, Bifacial 370W PV Module, MC-4 Compatible Connector, PV Wire 500mm (~19.6"), 30mm Black Frame with Transparent Black-Mesh Back-Sheet, 120 1/2 Cell Mono, 20A Max Fuse, 1500VDC, 345.5W PTC, 12/30 Warranty, VSUN370-120BMH-500 | 105.45 | 370 | No | PV Modules | Soligent De-listing | 105.45 | 764 | De-Listing but Stock Qty Available |  | To be Listed
210-1100-B | 210-1100-B | "B" Grade UniRac, FlashLoc Duo Comp Kit, Deck or Rafter Mount with 2 Rafter Screws, Sealant and Rail T-Bolt, Dark Finish, Qty. 1 Pack of 20, 004275D | 150.94 |  | No | Racking | Vendor De-listing | 144.78 | 760 | De-Listing but Stock Qty Available |  | To be Listed
270-0880 | 270-0880 | EcoFasten, SimpleSeal, Bonded washer, Qty. 1, POLY GF NEO | 0.08 |  | No | Racking | Shippable | 0.07 | 758 | Shippable & Stock Qty Available | USMS100-0431 | Already Listed
260-0799 | 260-0799 | ProSolar, End Clamp, 1.481"-1.520" (37.7mm-38.6mm), Includes (1) non-bonding Channel Nut and hardware, Clear, Qty. 1, C1486EC-1-G | 2.68 |  | No | Racking | Shippable | 2.53 | 757 | Shippable & Stock Qty Available |  | To be Listed
260-0810 | 260-0810 | ProSolar, End Clamp, 1.805"-1.830" (45.9mm-46.4mm), Includes (1) non-bonding Channel Nut and hardware, Clear, Qty. 1, C1810EC-1-G | 2.77 |  | No | Racking | Shippable | 2.61 | 751 | Shippable & Stock Qty Available |  | To be Listed
210-0206 | 210-0206 | UniRac, SolarMount Rail, 168", Clear Anodized Finish, Qty. 1, 310168C | 53.58 |  | No | Racking | Shippable | 49.22 | 750 | Shippable & Stock Qty Available | USMS100-0307 | Already Listed
550-9025 | 550-9025 | Canadian Solar, T4 Female (+) Connector for 5.8 to 7.2mm OD #10/12 AWG PV Wire, 1500V, 18-T4-PC-1-F | 1.74 |  | No | Electrical BOS | Shippable | 1.53 | 750 | Shippable & Stock Qty Available |  | To be Listed
210-1117 | 210-1117 | SunModo, SMR100 Rail, 14’ (168”) Black Finish, A20422-168-BK | 49.02 |  | No | Racking | Soligent De-listing | 29.53 | 742 | De-Listing but Stock Qty Available |  | To be Listed
550-0085 | 550-0085 | PV Wire, 10AWG, UL4703 with MC4, 600VDC, 100', 19-JMC4MF10PVDB6100 | 47.21 |  | No | Electrical BOS | Shippable | 46 | 737 | Shippable & Stock Qty Available |  | To be Listed
210-1112-B | 210-1112-B | "B" Grade UniRac, NXT HORIZON STRONGHOLD Attachment Base and Open Slot L-Foot Kit (20 L feet, 2 sealant)for Comp Roof, Mill, SHCPKTM1 | 83.95 |  | No | Racking | Soligent De-listing | 80.52 | 736 | De-Listing but Stock Qty Available |  | To be Listed
260-0816 | 260-0816 | ProSolar, Mid Clamp, 2.25" (32.8mm-41.3mm), Includes (1) Channel Nut with grounding buss bar, lock washer and hardware, Clear, Qty. 1, C225IMC-1-G | 2.77 |  | No | Racking | Shippable | 2.61 | 736 | Shippable & Stock Qty Available |  | To be Listed
501-1028 | 501-1028 | Hellermann, Labels, WARNING: INVERTER OUTPUT CONNECTION. DO NOT RELOCATE THIS OVERCURRENT DEVICE, Black text on orange, Qty. 1, 596-00589 | 1.44 |  | No | Electrical BOS | Shippable | 1.24 | 734 | Shippable & Stock Qty Available |  | To be Listed
270-1048 | 270-1048 | QuickMount, L-Mount, 9 X 12” Flashing with Open Slot L-Foot, 5/16 X 4-1/2” Structural Screw, (T-30 or ½” socket), and EDPM Washer, Black Finish, Qty. 1, QM-LMST-01-B1 | 7.46 |  | No | Racking | Shippable | 7.41 | 729 | Shippable & Stock Qty Available | USMS100-0161 | Already Listed
580-0018 | 580-0018 | Square D, AC Disconnect, NEMA 3R, 30A, 240V, 2-Pole Fused, Neutral Bar, 49590, D221NRB | 160.05 |  | No | Electrical BOS | Shippable | 155.95 | 725 | Shippable & Stock Qty Available |  | To be Listed
240-0176 | 240-0176 | Hollaender, T-Fitting, 1-1/2" , A-TEE, 5E-8 | 13.51 |  | No | Racking | Shippable | 12.75 | 724 | Shippable & Stock Qty Available | USMS100-0642 | Already Listed
210-1025 | 210-1025 | IronRidge, XR10, Rail 132" (11') Black, Qty. 1, XR-10-132B | 23.63 |  | No | Racking | Shippable | 22.65 | 717 | Shippable & Stock Qty Available | USMS100-0622 | Already Listed
590-0038 | 590-0038 | Wiley Electronics, WEEB Grounding clip for DPW PowerTube CRS Rail Brackets, WEEB-11.5 | 1.34 |  | No | Electrical BOS | Shippable | 1.18 | 713 | Shippable & Stock Qty Available |  | To be Listed
530-1105 | 530-1105 | Square D, Homeline 40A, 2-Pole Breaker, Qty.1, 15-SD-HOM240 | 15 |  | No | Electrical BOS | Shippable | 14.62 | 693 | Shippable & Stock Qty Available |  | To be Listed
321-0244 |  | Enphase, IQ 7+ Micro Inverter, compatible with 60- and 72-cell PV, modules, 208/240 volt, 295VA Peak Power, Integrated MC4 DC connectors, Female AC Connector, IQ7PLUS-72-M-US | 148.48 | 295 | No | Inverters | Shippable | 146.69 | 692 | Shippable & Stock Qty Available |  | To be Listed
551-0241 | 551-0241 | 3/4" X 60' 3M 1400 7ml Green Electrical Tape | 0.82 |  | No | Electrical BOS | Shippable | 0.72 | 688 | Shippable & Stock Qty Available |  | To be Listed
260-0364 | 260-0364 | UniRac, SM-I Mounting kit for Enphase microinverters, includes slider, set screw, jam and serrated flange nut, Clear, Qty. 1, 008000C | 1.01 |  | No | Racking | Vendor De-listing | 0.95 | 687 | De-Listing but Stock Qty Available | USMS100-0285 | Already Listed
260-0875 | 260-0875 | QuickMount, Lynx Standing Seam Clamp with Hardware, Qty. 1, QM-LYNX-SS-M1 | 5.33 |  | No | Racking | Shippable | 5 | 680 | Shippable & Stock Qty Available | USMS100-0162 | Already Listed
430-0015 | 430-0015 | Battery Cable, Code Approved THW, Black, 4/0 x 10', with 3/8" lugs | 86.09 |  | No | Electrical BOS | Shippable | 80.92 | 678 | Shippable & Stock Qty Available |  | To be Listed
271-0001 | 271-0001 | Chemlink, M-1 Structural Adhesive, 10.1oz tubes, Gray, Qty. 1, F1270 gray | 9.35 |  | No | Electrical BOS | Shippable | 8.34 | 676 | Shippable & Stock Qty Available |  | To be Listed
270-1044 | 270-1044 | IronRidge, Ground Screw Attachment Bolt, Hex Head w/ Thread Loc, to attach Ground Screw to Vertical Post, Qty. 1, GM-HSHW-01-M1 | 2.02 |  | No | Racking | Shippable | 1.62 | 675 | Shippable & Stock Qty Available | USMS100-0054 | Already Listed
210-1044 | 210-1044 | QuickMount, Tile Replacement Flashing, S-Tile, Use with QM Tile Hook, MILL, Qty.1Q, QMC-TRF-S-A-12 | 7.12 |  | No | Racking | Shippable | 6.72 | 659 | Shippable & Stock Qty Available | USMS100-0230 | Already Listed
240-0178 | 240-0178 | ProSolar, U-Bolt Assembly, 1-1/2”, Qty. 1, A-UAS-1S | 6.08 |  | No | Racking | Shippable | 5.74 | 657 | Shippable & Stock Qty Available | USMS100-0624 | Already Listed
590-0039 | 590-0039 | Wiley Electronics, WEEB Grounding clip for DPW P6 & P8, CRS Module Mounting Brackets, WEEB-DPF | 1.71 |  | No | Electrical BOS | Shippable | 1.51 | 652 | Shippable & Stock Qty Available |  | To be Listed
260-1133 | 260-1133 | SunModo, SMR Pop-On Mid Clamp, Black, K10417-BK3 | 2.54 |  | No | Racking | Soligent De-listing | 2.51 | 644 | De-Listing but Stock Qty Available |  | To be Listed
260-0817 | 260-0817 | ProSolar, Mid Clamp, 2.25" (32.8mm-41.3mm), Includes (1) Channel Nut with grounding buss bar, lock washer and hardware, Black, Qty. 1, C225IMC-1B-G | 2.97 |  | No | Racking | Shippable | 2.8 | 637 | Shippable & Stock Qty Available | USMS100-0606 | Already Listed
260-0573 | 260-0573 | S-5!, Clamp, CorruBracket mount for Corrugated metal roofs, with Butyl pad, 2 M8-1.25 Threaded Holes, 1 M8-1.25 Bolt, Fasteners not included, CorruBracket | 7.35 |  | No | Racking | Shippable | 6.94 | 633 | Shippable & Stock Qty Available | USMS100-0590 | Already Listed
211-0014 | 211-0014 | ProSolar, FastJack, Standoff, 6", Qty. 1, FJ-600-1 | 8.41 |  | No | Racking | Shippable | 8.3 | 627 | Shippable & Stock Qty Available | USMS100-0628 | Already Listed
211-0108 | 211-0108 | ProSolar, FastJack, Standoff, Commercial E-Series, 8"H, 1.25" Dia, Hardware not included, Qty. 1, CFJE-800-1 | 8.94 |  | No | Racking | Shippable | 8.83 | 627 | Shippable & Stock Qty Available | USMS100-0572 | Already Listed
520-0043 | 520-0043 | Morningstar, SunSaver Charge Controller, 6A, 12VDC, with Low Voltage Disconnect, SS-6L-12V | 58.51 |  | No | Energy Storage | Shippable | 55 | 627 | Shippable & Stock Qty Available | USCC100-0111 | Already Listed
110-1325 | 110-1325 | Aptos, 440W Bifacial PV Module, 1.2m (~47.2”) PV Wire, 35mm Black Frame on Black Back Sheet, BOB, 144 ½ DNA Bifacial Mono Cells, 20A Max Fuse, 1000VDC, 406W PTC, 25/30 Warranty, DNA-144-BF26-440W | 265.94 | 440 | No | PV Modules | Soligent De-listing | 255.36 | 626 | De-Listing but Stock Qty Available | USSP100-0151 | Already Listed
551-0040 | 551-0040 | 3/4" LB Aluminum, with Cover & Gasket, Qty.1, TOPAZ LB2CG | 7.72 |  | No | Electrical BOS | Shippable | 7.32 | 624 | Shippable & Stock Qty Available |  | To be Listed
260-0793 | 260-0793 | ProSolar, End Clamp, 1.293-1.318" (32.8mm-33.4mm), Includes (1) non-bonding Channel Nut and hardware, Clear, Qty. 1, C1298EC-1-G | 2.68 |  | No | Racking | Shippable | 2.53 | 614 | Shippable & Stock Qty Available |  | To be Listed
430-0006 | 430-0006 | Battery Cable, Code Approved THW, Black, 2/0 x 10', with 3/8" lugs | 55.57 |  | No | Electrical BOS | Shippable | 51.4 | 612 | Shippable & Stock Qty Available |  | To be Listed
210-1005 | 210-1005 | IronRidge, XR100, Rail 204" (17') Clear, Qty. 1, XR-100-204A | 54.09 |  | No | Racking | Shippable | 49.66 | 607 | Shippable & Stock Qty Available | USMS100-0076 | Already Listed
260-0773 | 260-0773 | UniRac, SolarMount Mid Clamp, B-C, 30mm-36mm, Preassembled Integrated Bonding, Dark SS, Qty. 1, 302027D | 3.31 |  | No | Racking | Shippable | 3.12 | 603 | Shippable & Stock Qty Available | USMS100-0324 | Already Listed
211-0235 | 211-0235 | ProSolar, SolarWedge, 5 Degrees, with 1 ea 5" lower & 8" upper post, Qty. 1, SW5A-1 | 21.11 |  | No | Racking | Shippable | 20.85 | 602 | Shippable & Stock Qty Available | USMS100-0562 | Already Listed
211-0483 | 211-0483 | IronRidge, Fixed Tilt Leg, Kit, 20", Mill, Qty. 1, TM-FTL-020 | 27.84 |  | No | Racking | Shippable | 26.28 | 602 | Shippable & Stock Qty Available | USMS100-0132 | Already Listed
260-0819 | 260-0819 | ProSolar, Mid Clamp, 2.50" (42.0mm to 46.4mm), Includes (1) Channel Nut with grounding buss bar, lock washer and hardware, Black, Qty. 1, C250IMC-1B-G | 2.97 |  | No | Racking | Shippable | 2.8 | 596 | Shippable & Stock Qty Available | USMS100-0629 | Already Listed
211-0088 | 211-0088 | ProSolar, FastJack, Standoff, E-Series 3", Qty. 1, FJE-300-1 | 4.82 |  | No | Racking | Shippable | 4.76 | 595 | Shippable & Stock Qty Available | USMS100-0604 | Already Listed
550-0287 | 550-0287 | IronRidge, BX Edge UV Cable Tie/Edge Clip, 1 ea, BX-CT-EC-P1 | 0.69 |  | No | Racking | Shippable | 0.65 | 594 | Shippable & Stock Qty Available | USEC001-0027 | Already Listed
530-0201 | 530-0201 | Eaton, Circuit Breaker, BR Breaker, 60A, 240VAC, 2-Pole, for Enphase IQ Combiner+, and Enpower Smart Switch, BR260 | 31.15 |  | No | Electrical BOS | Shippable | 25.96 | 592 | Shippable & Stock Qty Available |  | To be Listed
271-0000 | 271-0000 | Chemlink, Durasil Sealant, 10.1oz tube, Translucent, Qty. 1, F1211 | 10.17 |  | No | Electrical BOS | Shippable | 9.07 | 591 | Shippable & Stock Qty Available |  | To be Listed
580-0026 | 580-0026 | Square D, AC Disconnect, NEMA 3R, 60A, 240VAC, 2-Pole Unfused, Hub, 59557, DU222RB | 126.95 |  | No | Electrical BOS | Shippable | 119.85 | 587 | Shippable & Stock Qty Available |  | To be Listed
270-0748 | 270-0748 | ProSolar, Aluminum FastJack Flashing and Collar for All sizes FastJack E-Series, Black, Qty. 1, FJE-Flash-1 | 5.21 |  | No | Racking | Shippable | 4.92 | 586 | Shippable & Stock Qty Available |  | To be Listed
211-0477 | 211-0477 | ProSolar, TileTrac 6", with hardware and Stainless Steel flashing for Curved Tile Roof, with subflashing, Qty. 1, TT-1-T6-SF | 8.75 |  | No | Racking | Shippable | 8.64 | 584 | Shippable & Stock Qty Available |  | To be Listed
260-0105 | 260-0105 | IronRidge, Stopper Sleeve, 32mm, Clear, Qty. 1, UFO-STP-32MM-M1 | 0.53 |  | No | Racking | Shippable | 0.46 | 578 | Shippable & Stock Qty Available | USMS100-0091 | Already Listed
580-0062 | 580-0062 | Square D, AC Disconnect, NEMA 3R, 30A, 240V, 3-Pole Fused, Neutral Bar, 50441, D321NRB | 129.89 |  | No | Electrical BOS | Shippable | 126.56 | 575 | Shippable & Stock Qty Available |  | To be Listed
510-0047 | 510-0047 | Soladeck, Power Block, 4-1 Combiner, 600VDC, 175A, Main (1) #2/0-14 AWG, Tap (4) #4-14 AWG, 1440 | 15.97 |  | No | Electrical BOS | Vendor De-listing | 15.15 | 572 | De-Listing but Stock Qty Available |  | To be Listed
211-0017 | 211-0017 | QuickMount, Post, 1.25” OD X 4.5", Mill Finish, Qty. 1, QM-QBP-4.5-M1 | 3.76 |  | No | Racking | Shippable | 3.71 | 570 | Shippable & Stock Qty Available | USMS100-0709 | Already Listed
270-0164 | 270-0164 | Heyco, SunScreen (Critter-Guard) Galvanized Welded Steel Mesh, PVC Coated, Width: 6", Mesh Dimension: 1/2" x 1/2", Quy. 100ft Roll, 18-S6466 | 74.68 |  | No | Electrical BOS | Shippable | 73.75 | 570 | Shippable & Stock Qty Available |  | To be Listed
210-0042 | 210-0042 | ProSolar, FastJack, Standoff, 4.5", Qty. 1, FJ-450-1 | 7.24 |  | No | Racking | Shippable | 7.15 | 566 | Shippable & Stock Qty Available | USMS100-0554 | Already Listed
310-0662 |  | SolarEdge, SE6000H-US HD-Wave, 1-Ph, Grid Tied Inverter, 6000W, 208/240Vac, 60 Hz, 2 Unfused Input, 12 Yr. Warranty, Ground-Fault/Arc-Fault Protection, Ungrounded, RS485 and Ethernet, -40C, AC RSD, UL1741-SA, SetApp Enabled, Compatible with Energy Net Communicator, SE6000H-US000BEU4 | 1576.9 | 6000 | No | Inverters | Shippable | 1483.65 | 561 | Shippable & Stock Qty Available |  | To be Listed
211-0505 | 211-0505 | ProSolar, Universal Self-Grounding Splice, includes Hardware, for Black or Clear 2.0 Rails, Qty. 1, A-2.0 SPLICE-20 | 3.47 |  | No | Racking | Shippable | 3.43 | 560 | Shippable & Stock Qty Available | USMS100-0549 | Already Listed
321-0237 | 321-0237 | Aptos, 400R Micro Inverter, compatible with Single 60/72-cell PV Modules, 208/240 volt, 60Hz, 400VA Peak Power, 60Vdc 12.5A Max Input, 25 year Warranty, UL1741-SA, Rule-21, MAC-400R | 62.5 | 400 | No | Inverters | Vendor De-listing | 62.5 | 560 | De-Listing but Stock Qty Available | USMI100-0006 | Already Listed
540-0203 | 540-0203 | 45A Class RK5 Time Delay Cartridge Fuse, 250Vac, FLNR045 | 11.57 |  | No | Electrical BOS | Shippable | 10.97 | 560 | Shippable & Stock Qty Available |  | To be Listed
550-9123 | 550-9123 | Nine Fasteners, Cable Clip for Module Frame, Stainless Steel, 1 or 2 PV Wires (up to 7.7mm), Qty. 100, DCS-1307 | 27.03 |  | No | Electrical BOS | Shippable | 25.64 | 560 | Shippable & Stock Qty Available |  | To be Listed
551-0035 | 551-0035 | F4P ELEC PVC TAPE 0.007"X3/4"X66FT WHT | 0.82 |  | No | Electrical BOS | Shippable | 0.72 | 559 | Shippable & Stock Qty Available |  | To be Listed
210-1080 | 210-1080 | UniRac, SolarMount Rail, 246", Mill Finish, Qty. 1, 320246M | 63.67 |  | No | Racking | Shippable | 58.49 | 540 | Shippable & Stock Qty Available | USMS100-0293 | Already Listed
270-1034 | 270-1034 | IronRidge, FlashVue GripCap+, 1” Taller than Standard GripCap, Black Finish, Qty. 1, FV-GCP-01-B1 | 3.38 |  | No | Racking | Shippable | 3.34 | 539 | Shippable & Stock Qty Available | USMS100-0664 | Already Listed
210-0595 | 210-0595 | UniRac, SolarMount Rail, 168", Dark Anodized Finish, Qty. 1, 310168D | 59.77 |  | No | Racking | Shippable | 54.9 | 537 | Shippable & Stock Qty Available | USMS100-0306 | Already Listed
501-1030 | 501-1030 | Hellermann, Labels, PHOTOVOLTAIC SYSTEM EQUIPPED WITH RAPID SHUTDOWN, Reflective, 5.5" X 1.75", Qty. 1, 596-00474 | 2.94 |  | No | Electrical BOS | Shippable | 2.53 | 536 | Shippable & Stock Qty Available |  | To be Listed
550-0084 | 550-0084 | PV Wire, 10AWG, UL4703 with MC4, 600VDC, 50', 19-JMC4MF10PVDB6050 | 25.88 |  | No | Electrical BOS | Shippable | 25.22 | 530 | Shippable & Stock Qty Available |  | To be Listed
210-0538 | 210-0538 | SnapNrack, Standoff Base 1-Hole, 242-00017 | 3.19 |  | No | Racking | Vendor De-listing | 3.15 | 529 | De-Listing but Stock Qty Available |  | To be Listed
260-0111 | 260-0111 | IronRidge, Stopper Sleeve, 38mm, Clear, Qty. 1, UFO-STP-38MM-M1 | 0.71 |  | No | Racking | Shippable | 0.54 | 525 | Shippable & Stock Qty Available | USMS100-0100 | Already Listed
530-0152 | 530-0152 | Square D, 50A, 2-Pole Breaker, Qty.1, HOM250 | 15 |  | No | Electrical BOS | Shippable | 14.62 | 522 | Shippable & Stock Qty Available |  | To be Listed
260-0761 | 260-0761 | UniRac, SolarMount End Clamp, B, Preassembled, 30mm - 32mm, 2.00" Bolt, Dark, Qty. 1, 302021D | 2.66 |  | No | Racking | Shippable | 2.51 | 519 | Shippable & Stock Qty Available | USSSP110-1492 | Already Listed
550-0517 | 550-0517 | Heyco, Strain Relief, Cord Grip, 3-Hole, 1/2", Nylon NPT, 5-6mm holes, Liquid-tight, Qty. 1, 18-M3200GAH-SM | 1.14 |  | No | Electrical BOS | Shippable | 1.04 | 517 | Shippable & Stock Qty Available |  | To be Listed
550-0295 | 550-0295 | UniRac, Ecolibrium, Wire Management EcoTray, Cap 96", ES10811 | 33.43 |  | No | Racking | Shippable | 33.01 | 512 | Shippable & Stock Qty Available |  | To be Listed
213-0084 | 213-0084 | Roof Tech, RT-Mini II Base Kit, Pack of 20 Bases, 40 Screws, and 4 extra RT-Butyl shims, RT2-00-MINIBK2 | 123.04 |  | No | Racking | Shippable | 121.5 | 509 | Shippable & Stock Qty Available | USMS100-0597 | Already Listed
211-0357 | 211-0357 | UniRac, Standoff, 2 Piece Aluminum Flat-top , 4", Dark, without lag bolts, Qty. 1, 004400D | 9.52 |  | No | Racking | Shippable | 9.4 | 508 | Shippable & Stock Qty Available | USMS100-0631 | Already Listed
260-0884 | 260-0884 | SunModo, End Clamp Kit, 30-46mm Clear, K10299-BK2 | 1.42 |  | No | Racking | Vendor De-listing | 1.4 | 504 | De-Listing but Stock Qty Available |  | To be Listed
360-0025 | 360-0025 | NEP, BQ Tail Cable with Female Connector and 5 meter cable, M2020098 | 30.67 |  | No | Inverters | Shippable | 28.75 | 504 | Shippable & Stock Qty Available | USSB100-0121 | Already Listed
530-0031 | 530-0031 | Midnite Solar, Circuit Breaker, DIN Mount, 15A, 150VDC, MNEPV15 | 14.97 |  | No | Electrical BOS | Shippable | 14.86 | 502 | Shippable & Stock Qty Available |  | To be Listed
360-0001 | 360-0001 | APsystems, AC Cable Connector (splice) – Male, 2300531032 | 9.33 |  | No | Inverters | Shippable | 8.75 | 500 | Shippable & Stock Qty Available | USSE100-0309 | Already Listed
551-0208 | 551-0208 | 3/4" PVC Schedule 40, Qty.1FT, 0002-7424 Full 10" Stick | 10.17 |  | No | Electrical BOS | Shippable | 9.79 | 500 | Shippable & Stock Qty Available |  | To be Listed
211-0011 | 211-0011 | ProSolar, FastJack, Standoff, 3", Qty. 1, FJ-300-1 | 5.42 |  | No | Racking | Shippable | 5.35 | 497 | Shippable & Stock Qty Available | USMS100-0445 | Already Listed
560-0069 | 560-0069 | Enphase, IQ Load Controller for use with Enpower Auxiliary Contacts to Shed Heavy Loads, EP-NA-LK02-040 | 339.36 |  | No | Energy Storage | Shippable | 322.22 | 496 | Shippable & Stock Qty Available | USSS100-0029 | Already Listed
210-1102 | 210-1102 | SunModo, HR300 Rail, 168” Mill Finish, A20288-168-ML | 38.64 |  | No | Racking | Soligent De-listing | 38.64 | 494 | De-Listing but Stock Qty Available | USMS100-0473 | Already Listed
211-0531 | 211-0531 | K2, 44X Rail Connector (splice) with Hardware, 4000051 | 4.8 |  | No | Racking | Shippable | 4.17 | 494 | Shippable & Stock Qty Available | USMS100-0019 | Already Listed
270-0896 | 270-0896 | ProSolar, End Cap, 1.5", UV resistant plastic, Black, Qty. 1, A-ENDCAP-1-B | 0.57 |  | No | Racking | Vendor De-listing | 0.57 | 486 | De-Listing but Stock Qty Available |  | To be Listed
551-0041 | 551-0041 | 3/4" LR Aluminum, with Cover & Gasket, Qty.1, TOPAZ LR2CG | 4.08 |  | No | Electrical BOS | Shippable | 3.59 | 481 | Shippable & Stock Qty Available |  | To be Listed
210-1027 | 210-1027 | IronRidge, XR10, Rail 204" (17') Black, Qty. 1, XR-10-204B | 36.46 |  | No | Racking | Shippable | 34.94 | 475 | Shippable & Stock Qty Available | USMS100-0071 | Already Listed
250-1448 | 250-1448 | UniRac, Roof Mount, RM5, Wind Deflector 98”, Qty. 1, 310811 | 25.77 |  | No | Racking | Shippable | 23.73 | 472 | Shippable & Stock Qty Available |  | To be Listed
260-0765 | 260-0765 | UniRac, SolarMount End Clamp, D, Preassembled, 38MM - 40MM, 2.25" Bolt, Dark, Qty. 1, 302023D | 2.46 |  | No | Racking | Shippable | 2.33 | 472 | Shippable & Stock Qty Available | USMS100-0326 | Already Listed
360-0005 | 360-0005 | APsystems, Y3 AC Bus (Trunk) Cable for DS3, YC600 & QS1 Micro Inverters, (order 1 per Inverter), 12 AWG, 2m, 2322301303 | 25.33 |  | No | Inverters | Shippable | 23.75 | 470 | Shippable & Stock Qty Available | USWC001-0069 | Already Listed
110-1366 |  | Sunergy, Bifacial 400W PV Module, MC-4 Compatible Connector, PV Wire 1300mm (~51.2"), 30mm Black Frame with Transparent Back-Mesh Back-Sheet, 108 1/2 Cell Mono, 30A Max Fuse, 1500VDC, 372.9W PTC, 12/30 Warranty, VSUN400-108BMH-1300 | 136 | 400 | No | PV Modules | Soligent De-listing | 136 | 469 | De-Listing but Stock Qty Available |  | To be Listed
210-1075 | 210-1075 | UniRac, Standoff, 2 Piece Aluminum Flat-top , 3", Mill Finish, without Lag Bolts, Qty. 1, 004300M | 8.29 |  | No | Racking | Shippable | 8.19 | 469 | Shippable & Stock Qty Available | USSSP110-1464 | Already Listed
590-0043 | 590-0043 | Wiley Electronics, WEEB Replacement Part, washer for 6.7 Grounding lug | 1.11 |  | No | Electrical BOS | Soligent De-listing | 1.01 | 462 | De-Listing but Stock Qty Available |  | To be Listed
590-0134 | 590-0134 | K2, Everest Ground Lug, Tin Plated Aluminum with SS Hardware, 4000006-H | 5.2 |  | No | Racking | Shippable | 4.51 | 462 | Shippable & Stock Qty Available | USMS100-0003 | Already Listed
250-1412 | 250-1412 | UniRac, Ecolibrium, MLPE Tiger Clip, 008115M | 2.53 |  | No | Racking | Shippable | 2.33 | 461 | Shippable & Stock Qty Available | USMS100-0396 | Already Listed
211-0535 | 211-0535 | SunModo, SMR300 Rail End Cap, Clear, A20445-001 | 1.14 |  | No | Racking | Soligent De-listing | 0.88 | 460 | De-Listing but Stock Qty Available |  | To be Listed
110-1357 |  | Sunmac, 405W PV Module, MC-4 Compatible Connector, PV Wire 1200mm (~47.2"), 30mm Black Frame with Black Back-Sheet, BOB, 108 1/2 Cell Mono PERC, 25A Max Fuse, 1500VDC, 373.5 PTC, 25/25 Warranty, SM405-M754SH-BB | 229.29 | 405 | No | PV Modules | Soligent De-listing | 184.27 | 459 | De-Listing but Stock Qty Available |  | To be Listed
270-0870 | 270-0870 | QuickMount, Flashing, Conduit Penetration Flashings, for Tile, Mill Finish, Qty. 1, QMCPT-A-12 | 19.96 |  | No | Racking | Shippable | 18.84 | 457 | Shippable & Stock Qty Available | USMS100-0238 | Already Listed
270-0056 | 270-0056 | IronRidge, FX, Rail-Less Trim, Black, 40mm, For 2 60 Cell Portrait Module, 2008mm, ~79", Qty 1, FX-TRIM-40MM-B-2P | 29.28 |  | No | Racking | Soligent De-listing | 28.91 | 455 | De-Listing but Stock Qty Available |  | To be Listed
110-1379 |  | Mission,380W PV Module, 1.2m (~47.2”) PV Wire, 40mm Black Frame, Black Back Sheet, BOB,66 Cell P-Type Mono, 20A Fuse, 1000VDC, 6BB, BAA, 354.6 PTC, 25/25 Warranty, MSE380SX5R | 186.2 | 380 | No | PV Modules | Vendor De-listing | 186.2 | 453 | De-Listing but Stock Qty Available |  | To be Listed
550-0133 | 550-0133 | Heyco, Strain Relief, Cord Grip, 1-Hole, 1/2" Nylon NPT (No locknut), 11.4mm hole, Qty. 1, M3231 | 1.02 |  | No | Electrical BOS | Shippable | 0.89 | 452 | Shippable & Stock Qty Available |  | To be Listed
270-0746 | 270-0746 | QuickMount, Flashing, New Roof Shake and Slate Mounts, 18" x 18", with 3.25" post/ net 3.75, Mill Finish, QBASE, Qty. 1, QMNS-A-12 | 32.64 |  | No | Racking | Shippable | 30.8 | 450 | Shippable & Stock Qty Available | USMS100-0220 | Already Listed
530-0013 | 530-0013 | Square D, Circuit Breaker, QO Breaker, 60A, 120/240VAC, 2-Pole, for QO Load Centers, QO260 | 32.13 |  | No | Electrical BOS | Soligent De-listing | 31.31 | 448 | De-Listing but Stock Qty Available |  | To be Listed
260-0808 | 260-0808 | ProSolar, End Clamp, 1.757"-1.782" (44.7mm-45.2mm), Includes (1) non-bonding Channel Nut and hardware, Clear, Qty. 1, C1762EC-1-G | 2.68 |  | No | Racking | Shippable | 2.53 | 447 | Shippable & Stock Qty Available |  | To be Listed
570-2239 | 570-2239 | Enphase, IQ Envoy, Single Phase, Metered Revenue Grade, accuracy (ANSI C12.20 +/- 0.5%) (IEEE1547:2018) with Calibrated 200A Solid-Core CT, Consumption Metering available when used with Split Core CTs, ENV2-IQ-AM1-240 M | 486.6 |  | No | Inverters | Shippable | 470.01 | 447 | Shippable & Stock Qty Available |  | To be Listed
590-0012 | 590-0012 | Wiley Electronics, WEEB Grounding clip for ProSolar, WEEB-PMC | 1.71 |  | No | Electrical BOS | Vendor De-listing | 1.51 | 447 | De-Listing but Stock Qty Available |  | To be Listed
590-0107 | 590-0107 | UniRac, MicroRail, Enphase Engage Cable Clip, 205000S | 1.01 |  | No | Racking | Soligent De-listing | 0.95 | 447 | De-Listing but Stock Qty Available | USSSP110-1489 | Already Listed
220-0770 | 220-0770 | IronRidge, U-Bolt hardware Kit for 3” Pipe, 29-0300-HDW | 3.61 |  | No | Racking | Shippable | 3.56 | 446 | Shippable & Stock Qty Available |  | To be Listed
250-1409 | 250-1409 | UniRac, Ecolibrium, EcoFoot Universal Clamp Kit, ES10466 | 18.31 |  | No | Racking | Shippable | 17.28 | 441 | Shippable & Stock Qty Available | USMS100-0397 | Already Listed
360-0000 | 360-0000 | APsystems, AC Cable Connector (splice)– Female, 2300532032 | 9.33 |  | No | Inverters | Shippable | 8.75 | 441 | Shippable & Stock Qty Available | USSE100-0308 | Already Listed
260-0092 | 260-0092 | S-5!, Clamp, SolarFoot mount for Trapezoidal metal roofs, with butyl pads, (4) 8mm mounting holes and (1) M8-1.25 X 17mm Threaded Stud with Flange Nut, fasteners not included, for direct L-Foot mounting, SolarFoot | 5.02 |  | No | Racking | Shippable | 4.74 | 437 | Shippable & Stock Qty Available | USMS100-0256 | Already Listed
550-0232 | 550-0232 | Arlington, Strain Relief, Cord Grip, 1-Hole, 1/2", with locknut, 5 to 12mm holes (.200" - .472") OD Wire, Qty. 1, ARL LPCG50, 15-LPCG50 | 3.03 |  | No | Electrical BOS | Shippable | 2.66 | 436 | Shippable & Stock Qty Available |  | To be Listed
270-0158 | 270-0158 | QuickMount, Flashing, Tile Replacement, W-Tile, 4" Post, order with Base Mount #270-0898, Black Finish, Qty. 1, QMTR-W4-B-12 | 13.19 |  | No | Racking | Shippable | 12.45 | 434 | Shippable & Stock Qty Available | USMS100-0228 | Already Listed
250-1380 | 250-1380 | UniRac, RoofMount, RM5 & RMDT, Wire Management Clip, Qty. 1, 310850 | 1.52 |  | No | Racking | Shippable | 1.43 | 432 | Shippable & Stock Qty Available | USMS100-0350 | Already Listed
210-1082 | 210-1082 | UniRac, SolarMount Light Rail, 246", Mill Finish, 315246M | 45.73 |  | No | Racking | Shippable | 42.01 | 431 | Shippable & Stock Qty Available | USMS100-0300 | Already Listed
360-0026 | 360-0026 | NEP, BQ Female Connector, M1080250 | 12 |  | No | Inverters | Shippable | 11.25 | 430 | Shippable & Stock Qty Available | USEC001-0133 | Already Listed
360-0016 | 360-0016 | NEP, BQ Male Connector, M1080249 | 12 |  | No | Inverters | Shippable | 11.25 | 425 | Shippable & Stock Qty Available | USEC001-0134 | Already Listed
550-0296 | 550-0296 | UniRac, Ecolibrium, Wire Management EcoTray, Tray 96", ES10812 | 39.72 |  | No | Racking | Shippable | 39.23 | 424 | Shippable & Stock Qty Available |  | To be Listed
590-0003 | 590-0003 | UniRac, Grounding Lug, Tin Plated Copper, Qty. 1, 008002S | 8.42 |  | No | Racking | Shippable | 7.94 | 422 | Shippable & Stock Qty Available | USMS100-0338 | Already Listed
210-0526 | 210-0526 | SnapNrack, UR SpeedSeal Foot, Black, 242-02167 | 6.12 |  | No | Racking | Shippable | 5.78 | 421 | Shippable & Stock Qty Available |  | To be Listed
530-0011 | 530-0011 | Square D, Circuit Breaker, QO Breaker, 40A, 120/240VAC, 2-Pole, for QO Load Centers, 37366, QO240 | 45.62 |  | No | Electrical BOS | Shippable | 45.14 | 419 | Shippable & Stock Qty Available |  | To be Listed
210-1086 | 210-1086 | ProSolar, Support Rail, 2.0" Deep X 130” Black RoofTrac Rail, Qty. 1, R130-2.0B | 33.59 |  | No | Racking | Shippable | 30.86 | 418 | Shippable & Stock Qty Available | USMS100-0638 | Already Listed
260-0763 | 260-0763 | UniRac, SolarMount End Clamp, C, Preassembled, 33mm - 36mm, 2.00" Bolt, Dark, Qty. 1, 302022D | 2.66 |  | No | Racking | Shippable | 2.51 | 417 | Shippable & Stock Qty Available | USSSP110-1494 | Already Listed
270-0691 | 270-0691 | Oatey, Flashing, 0.5" to 1" dia, 18" x 18" Aluminum base, Clear, Qty. 1, 11833 | 15.19 |  | No | Racking | Shippable | 14.34 | 410 | Shippable & Stock Qty Available | USMS100-0585 | Already Listed
260-0170 | 260-0170 | IronRidge, BX Top Clamp Mill Finish, 32mm, BX-TCL-32MM-M1 | 1.27 |  | No | Racking | Shippable | 1.09 | 407 | Shippable & Stock Qty Available | USSE100-0100 | Already Listed
550-9063 | 550-9063 | UniRac, Heyco Sunrunner 1-2 PV Wire Clip, 008019S | 47.85 |  | No | Racking | Shippable | 47.25 | 407 | Shippable & Stock Qty Available |  | To be Listed
211-0422 | 211-0422 | ProSolar, FastJack, Standoff, E-Series 2", Qty. 1, FJE-200-1 | 3.93 |  | No | Racking | Shippable | 3.88 | 406 | Shippable & Stock Qty Available |  | To be Listed
210-1088 | 210-1088 | ProSolar, Support Rail, 2.0" Deep X 172” Clear RoofTrac Rail, Qty. 1, R172-2.0 | 47.86 |  | No | Racking | Shippable | 43.97 | 405 | Shippable & Stock Qty Available | USMS100-0641 | Already Listed
250-1405 | 250-1405 | UniRac, Ecolibrium, EcoFoot5D 83'' Ballast Tray, ES10488 | 32.99 |  | No | Racking | Shippable | 30.37 | 405 | Shippable & Stock Qty Available | USSSP110-1545 | Already Listed
271-0023-B | 271-0023-B | "B" Grade UniRac, FlashLoc-RM, Flat Roof Attachment Base, Chem Link M-1 and 1-Part included in kit, Qty. 1 Pack of 10, 310999 | 326.84 |  | No | Racking | Soligent De-listing | 313.5 | 400 | De-Listing but Stock Qty Available |  | To be Listed
501-1051 | 501-1051 | Hellermann, Labels, WARNING: 120-VOLT SUPPLY, NEC.2014. Qty. 1, 596-00591 | 1.75 |  | No | Electrical BOS | Shippable | 1.5 | 395 | Shippable & Stock Qty Available |  | To be Listed
270-0999 | 270-0999 | QuickBolt, Flashing, Wide Based Hook Flashing, Galvolume (Coated Steel), 9" x 14", Qty. 1, 15890 | 3.96 |  | No | Racking | Shippable | 3.4 | 394 | Shippable & Stock Qty Available | USSE100-0222 | Already Listed
212-0006 | 212-0006 | UniRac, Tile Roof Hook, Flat Tile Side Mount, with 2 #14 X 3.5” Screws, 004AT1H | 6.46 |  | No | Racking | Shippable | 6.38 | 387 | Shippable & Stock Qty Available | USMS100-0433 | Already Listed
220-0349 | 220-0349 | IronRidge, SGA Top Cap, for 2" pipe, 70-0200-SGA | 36.32 |  | No | Racking | Shippable | 34.28 | 386 | Shippable & Stock Qty Available | USMS100-0052 | Already Listed
110-1308 | 110-1308 | Canadian Solar, 395W PV Module, 1250mm (~49.2 in) PV Wire, MC-4, 35mm Black Frame on Black Back-Sheet, BOB, Mono-PERC, 20A Fuse, 1000VDC, 369.1 PTC, 25/25 Warranty, CS3N-395MS,F23 | 158 | 395 | No | PV Modules | Soligent De-listing | 158 | 376 | De-Listing but Stock Qty Available | USSP100-0010 | Already Listed
260-0812 | 260-0812 | ProSolar, End Clamp, 1.963"-1.988" (49.9mm-50.4mm), Includes (1) non-bonding Channel Nut and hardware, Clear, Qty. 1, C1968EC-1-G | 2.68 |  | No | Racking | Shippable | 2.53 | 376 | Shippable & Stock Qty Available |  | To be Listed
270-2001 | 270-2001 | Heyco, SunScreener (Critter-Guard) Stainless Steel Wire Mesh Clip, Color: Black, Qty.1 Box of 100, 18-S6438 | 58.23 |  | No | Racking | Shippable | 57.5 | 375 | Shippable & Stock Qty Available | USMS100-0573 | Already Listed
260-0643 | 260-0643 | EJOT, Stainless Steel Hanger Bolt for Metal, 8mm x 85mm Self-Drilling, 10mm x 50mm Stud, JT3-SB-3-8.0 x 85/50 FZD, 3340898905 | 5.26 |  | No | Racking | Shippable | 4.51 | 374 | Shippable & Stock Qty Available | USMS100-0556 | Already Listed
550-0056 | 550-0056 | Multi-Contact, Latching Connector Dis-Assembly Tool Pair, Red, Include with MC4 locking connectors, PV-MS, 32.6024 | 0.76 |  | No | Electrical BOS | Shippable | 0.67 | 374 | Shippable & Stock Qty Available |  | To be Listed
550-0080 | 550-0080 | PV Wire, 10AWG, UL4703 with MC4, 600VDC, 6', 19-JMC4MF10PVDB6006 | 6.76 |  | No | Electrical BOS | Shippable | 5.95 | 369 | Shippable & Stock Qty Available |  | To be Listed
530-0012 | 530-0012 | Square D, Circuit Breaker, QO Breaker, 50A, 120/240VAC, 2-Pole, for QO Load Centers, QO250 | 37.33 |  | No | Electrical BOS | Shippable | 36.37 | 365 | Shippable & Stock Qty Available |  | To be Listed
580-0019 | 580-0019 | Square D, AC Disconnect, NEMA 3R, 60A, 240V, 2-Pole Fused, Neutral Bar, Hub, 49705, D222NRB | 145.99 |  | No | Electrical BOS | Shippable | 142.24 | 364 | Shippable & Stock Qty Available |  | To be Listed
270-0942 | 270-0942 | IronRidge, Conduit Mount/Flashing for Composition roofs, for ¾ / 1” EMT, 9" x 12", Black, Qty. 1 box of 4, FM-CM-001-B | 55.84 |  | No | Racking | Vendor De-listing | 52.7 | 362 | De-Listing but Stock Qty Available | USMS100-0120 | Already Listed
260-0820 | 260-0820 | ProSolar, Mid Clamp, 2.75" (49.9mm to 50.4mm), Includes (1) Channel Nut with grounding buss bar, lock washer and hardware, Clear, Qty. 1, C275IMC-1-G | 2.68 |  | No | Racking | Shippable | 2.53 | 358 | Shippable & Stock Qty Available |  | To be Listed
580-0235 | 580-0235 | Siemens, 30A 2 Pole 240V Non-Fused Disconnect, GNF221RA | 51.72 |  | No | Electrical BOS | Shippable | 49.06 | 358 | Shippable & Stock Qty Available |  | To be Listed
540-0201 | 540-0201 | Bussmann, FRN-R-20, 20A Class RK5 Cartridge Fuse, 250Vac, Qty. 1, FRN-R-20 OR ECNR20 | 5.68 |  | No | Electrical BOS | Shippable | 5.38 | 357 | Shippable & Stock Qty Available |  | To be Listed
580-0236 | 580-0236 | Siemens, 60A 2 Pole 240V Non-Fused Disconnect, GNF222RA | 58.74 |  | No | Electrical BOS | Shippable | 55.73 | 357 | Shippable & Stock Qty Available |  | To be Listed
210-0990 | 210-0990 | UniRac, SolarMount Rail, 132", Mill Finish, Qty. 1, 310132M | 34.18 |  | No | Racking | Shippable | 31.4 | 355 | Shippable & Stock Qty Available |  | To be Listed
540-0212 | 540-0212 | 80A Class RK5 Time Delay Cartridge Fuse, 250Vac, FLNR080 | 28.89 |  | No | Electrical BOS | Shippable | 23.19 | 354 | Shippable & Stock Qty Available |  | To be Listed
210-1119 | 210-1119 | K2, 44X CrossRail, 166" Mill Finish, 4000019 | 30.39 |  | No | Racking | Shippable | 28.93 | 353 | Shippable & Stock Qty Available | USMS100-0005 | Already Listed
260-0412 | 260-0412 | EJOT, Stainless Steel Hanger Bolt for wood, 8mm dia x 150mm long Lag, 10mm dia x 50mm Stud, JA3-SB-8.0x150/50-FZD, Qty. 1, 6660108009 | 4.44 |  | No | Racking | Shippable | 4.09 | 351 | Shippable & Stock Qty Available | USMS100-0564 | Already Listed
260-0772 | 260-0772 | UniRac, SolarMount Mid Clamp, B-C, 30mm-36mm, Preassembled Integrated Bonding, Clear SS, Qty. 1 , 302027C | 2.75 |  | No | Racking | Shippable | 2.6 | 351 | Shippable & Stock Qty Available | USSSP110-1501 | Already Listed
270-0193 | 270-0193 | S-5!, ¼-14 X 1-1/2” Metal to Wood, 3/8” Hex Washer Head Milled Point Screw, Qty. 1 pack of 50, 1.5” Metal to Wood Screw | 12.66 |  | No | Racking | Shippable | 12.5 | 349 | Shippable & Stock Qty Available | USMS100-0540 | Already Listed
590-0062 | 590-0062 | Wiley Electronics, WEEB Bonding Jumper 8.0 for Splicing, with grounding clip, hardware not included, WEEB-BNDJMP8.0 | 5.79 |  | No | Electrical BOS | Soligent De-listing | 5.26 | 349 | De-Listing but Stock Qty Available |  | To be Listed
260-0560 | 260-0560 | ProSolar, End Clamp 1.660" (42.0mm-42.6mm), Clear, Qty. 1, C1660EC-1 | 1.57 |  | No | Racking | Vendor De-listing | 1.43 | 348 | De-Listing but Stock Qty Available | USMS100-0427 | Already Listed
570-1228 | 570-1228 | SolarEdge, Energy Net Communications Plug-In, for Wireless Communication with Energy Bank Batter or Home Load Controller, 1 EACH, ENET-HBNP-01 | 57.58 |  | No | Energy Storage | Shippable | 54.53 | 347 | Shippable & Stock Qty Available | USCG001-0006 | Already Listed
480-0029 | 480-0029 | Enphase, IQ Battery 5P, Base Unit, Cover, and Wall Bracket, 5kWh LFP Battery, with 6 Integrated IQ8D-BAT Inverters, NEMA 3R, IQBATTERY-5P-1P-NA | 3240.74 | 5000 | No | Energy Storage | Shippable | 2853.26 | 345 | Shippable & Stock Qty Available |  | To be Listed
570-0014 | 570-0014 | NEP, BDG-256 External Package with Wi-Fi Dongle, Wi-Fi Booster and Outdoor Enclosure, NC0124-US-BK | 385.33 |  | No | Inverters | Shippable | 348.19 | 345 | Shippable & Stock Qty Available | USSB100-0122 | Already Listed
260-0896 | 260-0896 | SunModo, Mid Clamp Kit with Shared Rail Adaptor, Clear, K10182-001 | 3.99 |  | No | Racking | Vendor De-listing | 3.94 | 344 | De-Listing but Stock Qty Available |  | To be Listed
540-0210 | 540-0210 | 50A Class RK5 Time Delay Cartridge Fuse, 250Vac, FLNR050 | 11.54 |  | No | Electrical BOS | Shippable | 9.26 | 340 | Shippable & Stock Qty Available |  | To be Listed
580-0037 | 580-0037 | Square D, Disconnect, NEMA 3R, 30A, 600VAC/600VDC, 3-Pole Unfused, Hub, 63833, HU361RB | 135.8 |  | No | Electrical BOS | Shippable | 132.32 | 340 | Shippable & Stock Qty Available |  | To be Listed
211-0201 | 211-0201 | ProSolar, FastJack, Standoff, Commercial E-Series, 12"H, 1.25" Dia, Hardware not included, Qty. 1, CFJE-1200-1 | 10.47 |  | No | Racking | Shippable | 10.34 | 338 | Shippable & Stock Qty Available |  | To be Listed
260-0103 | 260-0103 | IronRidge, Stopper Sleeve, 30mm, Clear, Qty. 1, UFO-STP-30MM-M1 | 0.71 |  | No | Racking | Shippable | 0.54 | 337 | Shippable & Stock Qty Available | USMS100-0089 | Already Listed
550-0526 | 550-0526 | Amphenol, UTX Connector with Boot for 4.5 mm to 7.4 mm OD #10AWG PV Wire, Male, 1500VDC UL, Machined/Cold-formed Contacts, 18-UTXCMB6AM | 1.76 |  | No | Electrical BOS | Shippable | 1.55 | 337 | Shippable & Stock Qty Available |  | To be Listed
501-0150 | 501-0150 | Hellermann, Label, RAPID SHUTDOWN SWITCH FOR SOLAR PV SYSTEM, Reflective, 6.5 X 1", NEC 2017, Qty. 1, 596-00887 | 3.61 |  | No | Electrical BOS | Shippable | 3.1 | 336 | Shippable & Stock Qty Available |  | To be Listed
270-0058 | 270-0058 | IronRidge, FX, Rail-Less Trim End Caps Kit, All Sizes, 1 Pair, Qty 1 Kit, FX-TRIM-CAP | 1.11 |  | No | Racking | Shippable | 0.98 | 335 | Shippable & Stock Qty Available | USMS100-0497 | Already Listed
551-0023 | 551-0023 | 4x4x4 PVC Junction Box, Qyt.1, KRALOY JB444 | 25.44 |  | No | Electrical BOS | Shippable | 22.39 | 335 | Shippable & Stock Qty Available |  | To be Listed
250-1402 | 250-1402 | UniRac, Ecolibrium, EcoFoot5D 82'' Wind Deflector, ES10496 | 13.04 |  | No | Racking | Shippable | 12 | 334 | Shippable & Stock Qty Available | USSSP110-1547 | Already Listed
211-0058 | 211-0058 | QuickMount, Single Slot L-Foot Only, Black Finish, Qty. 1, QMC-LF-B-12 | 2.06 |  | No | Racking | Shippable | 2.04 | 332 | Shippable & Stock Qty Available | USMS100-0217 | Already Listed
510-0288 | 510-0288 | EZ-Solar, Flashed Wire Entry/Junction Box for Comp Roofs, 12 X 12” Flashing, Polycarbonate with mounting Screws, JB-1.XL | 47.84 |  | No | Electrical BOS | Shippable | 45.38 | 332 | Shippable & Stock Qty Available |  | To be Listed
550-0527 | 550-0527 | Amphenol, UTX Connector with Boot for 4.5 mm to 7.4 mm OD #10AWG PV Wire, Female, 1500VDC UL, Machined/Cold-formed Contacts, 18-UTXCFB6AM | 2.12 |  | No | Electrical BOS | Shippable | 1.87 | 332 | Shippable & Stock Qty Available |  | To be Listed
551-0100 | 551-0100 | 1" EMT RainTight Compression Connector, Qty: 1, 653SRT, 0259-2753 | 2.26 |  | No | Electrical BOS | Shippable | 1.99 | 330 | Shippable & Stock Qty Available |  | To be Listed
550-9060 | 550-9060 | UniRac, NXT HORIZON WIRE MGMT CLIP, WRMCLPD1 | 0.31 |  | No | Racking | Shippable | 0.29 | 329 | Shippable & Stock Qty Available | USMS100-0363 | Already Listed
250-1376 | 250-1376 | UniRac, Roof Mount, RM5, Wind Deflector 84”, Qty. 1, 310810 | 21.49 |  | No | Racking | Shippable | 19.79 | 328 | Shippable & Stock Qty Available | USMS100-0355 | Already Listed
501-0119 | 501-0119 | Hellermann, Labels, Clear Overlaminate for Variable Imprint Rating Label, 4.2 X 2.25" Qty. 1, 596-00242 | 1.09 |  | No | Electrical BOS | Shippable | 0.94 | 327 | Shippable & Stock Qty Available |  | To be Listed
501-0151 | 501-0151 | Hellermann, Label, SOLAR PV SYSTEM EQUIPPED WITH RAPID SHUTDOWN, Yellow, 6 X 4", NEC 2017, Qty. 1, 596-00885 | 4.9 |  | No | Electrical BOS | Shippable | 4.21 | 326 | Shippable & Stock Qty Available |  | To be Listed
551-0254 | 551-0254 | 3/4" 2 Screw NM Cable Connector, (Romex Connector) | 3.43 |  | No | Electrical BOS | Shippable | 3.26 | 325 | Shippable & Stock Qty Available |  | To be Listed
210-1077 | 210-1077 | UniRac, Standoff, 2 Piece Aluminum Flat-top, 6", Mill Finish, without Lag Bolts, Qty. 1, 004600M | 10.44 |  | No | Racking | Shippable | 10.31 | 324 | Shippable & Stock Qty Available | USMS100-0576 | Already Listed
270-0157 | 270-0157 | QuickMount, Flashing, Tile Replacement, Flat Tile, 3-1/4" Post, order with Base Mount #270-0898, Black Finish, Qty. 1, QMTR-F3.25-B-12 | 13.19 |  | No | Racking | Shippable | 12.45 | 324 | Shippable & Stock Qty Available | USMS100-0508 | Already Listed
270-0776 | 270-0776 | QuickMount, Flashing, Conduit Penetration Flashings, Mill Finish, CONDUIT, Qty. 1, QMCPC-A-12 | 11.88 |  | No | Racking | Shippable | 11.21 | 324 | Shippable & Stock Qty Available | USMS100-0237 | Already Listed
321-0234 | 321-0234 | APsystems, DS3-S Micro Inverter, compatible with Dual 60/72-cell PV Modules, 240 volt, 60Hz, 640VA Peak Power, 60Vdc, 16A X 2 Max Input, MC4 Connector, 10 year Warranty, UL1741-SA, Rule-21, 119001 | 201.22 | 640 | No | Inverters | Shippable | 194.12 | 324 | Shippable & Stock Qty Available | USIN100-0104 | Already Listed
213-0052 | 213-0052 | UniRac, Ecolibrium, MetalX, PM Adjust Slotted, ES11209 | 7.71 |  | No | Racking | Shippable | 7.61 | 323 | Shippable & Stock Qty Available |  | To be Listed
360-0004 | 360-0004 | APsystems, AC Bus Cable End Cap, for DS3, YC600 & QS1, 2060700017 | 10.67 |  | No | Inverters | Shippable | 10 | 323 | Shippable & Stock Qty Available | USWC001-0023 | Already Listed
270-1112 | 270-1112 | SnapNrack, Comp Flashing, 9” x 12”, Silver Alum (requires Umbrella Lag), 232-01376 | 2.55 |  | No | Racking | Shippable | 2.51 | 320 | Shippable & Stock Qty Available |  | To be Listed
210-1002 | 210-1002 | IronRidge, XR100, Rail 132" (11') Black, Qty. 1, XR-100-132B | 37.54 |  | No | Racking | Shippable | 34.49 | 316 | Shippable & Stock Qty Available | USMS100-0575 | Already Listed
570-1202 | 570-1202 | SolarEdge, Wireless Gateway (WiFi) with Antenna, SE-WFGW-B-S1-NA | 147.93 |  | No | Inverters | Shippable | 138.89 | 316 | Shippable & Stock Qty Available | USSSP110-1287 | Already Listed
211-0501 | 211-0501 | IronRidge, BOSS (Bonded Structural Splice) XR1000, Tool-Less Bonding Splice, Mill, Qty. 1, XR1000-BOSS-01-M1 | 8 |  | No | Racking | Shippable | 6.85 | 315 | Shippable & Stock Qty Available | USMS100-0589 | Already Listed
260-0796 | 260-0796 | ProSolar, End Clamp, 1.353"-1.378" (34.4mm-35.0mm), Includes (1) non-bonding Channel Nut and hardware, Black, Qty. 1, C1358EC-1B-G | 2.97 |  | No | Racking | Shippable | 2.8 | 313 | Shippable & Stock Qty Available | USMS100-0565 | Already Listed
110-1351 |  | Sunmac, 370W PV Module, MC-4 Compatible Connector, PV Wire 1200mm (~47.2"), 35mm Black Frame with Black Back-Sheet, BOB, 120 1/2 Cell Mono PERC, 20A Max Fuse, 1500VDC, 345.7 PTC, 25/25 Warranty, SM370-M660NH-BB | 215.16 | 370 | No | PV Modules | Vendor De-listing | 175.94 | 312 | De-Listing but Stock Qty Available |  | To be Listed
577-0248 | 577-0248 | SATIC, SaticShield Power Perfect Box, Single/Split Phase Electricity Conditioner by Filtering EMF (ElectroMagnetic Field) Radiation, Filtering Harmonics, Phase Correction, Voltage Regulation and Surge Protection, NEMA 3X, ES1PN, PPB | 448.75 |  | No | Electrical BOS | Shippable | 445.96 | 312 | Shippable & Stock Qty Available |  | To be Listed
310-0657 |  | SolarEdge, SE10000H-US, HD-Wave, 1-Ph, Grid Tied Inverter, 10kW, 240Vac, 60 Hz, 3 Unfused Input, 12 Yr Warr, Ground-Fault/Arc-Fault Protection, Ungrounded, RS485 and Ethernet, - 40C, AC-RSD, UL-1741-SA, SetApp Enabled, Compatible with Energy Net Communicator, SE10000H- US000BEU4 | 2286.68 | 10000 | No | Inverters | Shippable | 2139.15 | 309 | Shippable & Stock Qty Available |  | To be Listed
570-0150 | 570-0150 | Enphase, Enpower USB Adapter Kit for IQ Envoy, Enables Wireless Communication with Encharge and Enpower, COMMS-KIT-01 | 107.95 |  | No | Energy Storage | Soligent De-listing | 107.95 | 309 | De-Listing but Stock Qty Available | USSE100-0072 | Already Listed
580-0227 | 580-0227 | Siemens, 60A 2 Pole 240V Fused Disconnect, GF222NRA | 97.32 |  | No | Electrical BOS | Shippable | 90.02 | 309 | Shippable & Stock Qty Available |  | To be Listed
260-0859 | 260-0859 | S-5!, Clamp, Size N, Mini, fits 1.5" nail strip metal roof profiles including triangle type profiles, No Bolt, S-5-N 1.5 Mini | 5.03 |  | No | Racking | Shippable | 4.96 | 306 | Shippable & Stock Qty Available | USSSP110-1132 | Already Listed
501-0125 | 501-0125 | Hellermann, Labels, WARNING: PHOTOVOLTAIC POWER SOURCE, Qty. 1, 596-00206 | 2.2 |  | No | Electrical BOS | Shippable | 1.89 | 305 | Shippable & Stock Qty Available |  | To be Listed
540-0037 | 540-0037 | 50A Class RK5 Time Delay Cartridge Fuse, 250Vac, Qty. 1, EDISON ECNR50 | 9.11 |  | No | Electrical BOS | Shippable | 8.56 | 301 | Shippable & Stock Qty Available |  | To be Listed
360-0033 | 360-0033 | NEP, MC-4 Male Sealing Cap, M3020022 | 3.66 |  | No | Inverters | Shippable | 3.53 | 300 | Shippable & Stock Qty Available | USEC001-0117 | Already Listed
360-0035 | 360-0035 | NEP, MC-4 Female Sealing Cap, M3020023 | 4 |  | No | Inverters | Shippable | 3.75 | 300 | Shippable & Stock Qty Available | USEC001-0118 | Already Listed
530-0153 | 530-0153 | Square D, 60A, 2-Pole Breaker, Qty.1, HOM260 | 15 |  | No | Electrical BOS | Shippable | 14.62 | 300 | Shippable & Stock Qty Available |  | To be Listed
540-0025 | 540-0025 | Ferraz, Fuse for Square D, AC Disconnect, TR, 60A, 250VAC, TR60R OR ECNR60 | 11.3 |  | No | Electrical BOS | Shippable | 11.15 | 300 | Shippable & Stock Qty Available |  | To be Listed
590-0120 | 590-0120 | IronRidge, BX 38” Row Bonding Jumper, BX-RB38-M1 | 7.99 |  | No | Racking | Shippable | 7.35 | 300 | Shippable & Stock Qty Available | USMS100-0073 | Already Listed
530-0010 | 530-0010 | Square D, Circuit Breaker, QO Breaker, 30A, 120/240VAC, 2-Pole, for QO Load Centers, 37245, QO230 | 32.13 |  | No | Electrical BOS | Shippable | 31.31 | 299 | Shippable & Stock Qty Available |  | To be Listed
270-1028 | 270-1028 | UniRac, Solarmount End Cap, for Standard rail, UV Black, Qty. 1, 309003P | 0.71 |  | No | Racking | Shippable | 0.7 | 297 | Shippable & Stock Qty Available | USMS100-0309 | Already Listed
550-0297 | 550-0297 | UniRac, Ecolibrium, Wire Management EcoTray, Base, 6", ES10810 | 4.01 |  | No | Racking | Shippable | 3.96 | 297 | Shippable & Stock Qty Available | USMS100-0532 | Already Listed
210-0527 | 210-0527 | SnapNrack, UR-40 Rail End Cap, 232-02452 | 0.92 |  | No | Racking | Shippable | 0.91 | 296 | Shippable & Stock Qty Available |  | To be Listed
210-0992 | 210-0992 | UniRac, SolarMount Rail, 208", Mill Finish, Qty. 1, 320208M | 53.84 |  | No | Racking | Shippable | 49.46 | 295 | Shippable & Stock Qty Available | USMS100-0294 | Already Listed
240-0666 | 240-0666 | ProSolar, U-Bolt Assembly, 2”, Qty. 1, A-UAS-1S-2” | 7.41 |  | No | Racking | Shippable | 6.83 | 295 | Shippable & Stock Qty Available | USMS100-0534 | Already Listed
550-0139 | 550-0139 | Strain Relief, EL Strain Relf, Nylon 3/4", (.385-.750), ARL-LPCG757 | 4.7 |  | No | Electrical BOS | Shippable | 4.13 | 293 | Shippable & Stock Qty Available |  | To be Listed
540-0022 | 540-0022 | Ferraz, Fuse for Square D, AC Disconnect, TR, 30A, 250VAC, TR30R | 6.91 |  | No | Electrical BOS | Shippable | 6.08 | 290 | Shippable & Stock Qty Available |  | To be Listed
110-1354 |  | Sunergy, 365W PV Module, MC-4 Compatible Connector, PV Wire 1200mm ~47.2"), 35mm Black Frame with Black Back-Sheet, BOB, 120 1/2 Cell Mono, 20A Max Fuse, 1000VDC, 336.6W PTC, 12/25 Warranty, VSUN365-120M-BB | 104.025 | 365 | No | PV Modules | Soligent De-listing | 104.03 | 285 | De-Listing but Stock Qty Available |  | To be Listed
110-1401 |  | Canadian Solar, 400W PV Module, 1250mm (~49.2 in) PV Wire, MC-4, 35mm Black Frame on Black Back-Sheet, BOB, 132 Mono-PERC Cells, 20A Fuse, 1000VDC, 373.9 PTC, 25/25 Warranty, CS3N-400MS,F30 | 231.6 | 400 | No | PV Modules | Vendor De-listing | 231.6 | 283 | De-Listing but Stock Qty Available |  | To be Listed
210-1081 | 210-1081 | UniRac, SolarMount Rail, 246", Clear Anodized Finish, Qty. 1, 310246C | 78.45 |  | No | Racking | Shippable | 72.07 | 283 | Shippable & Stock Qty Available | USMS100-0304 | Already Listed
590-0129 | 590-0129 | QuickMount, QMR Quick Rail, M8 X 20mm T-Bolt w/ Nut, w/Nylon Patch, SS, Qty 1 Bag of 50, QMR-TB20P-A-300 | 30.38 |  | No | Racking | Shippable | 30 | 283 | Shippable & Stock Qty Available | USMS100-0607 | Already Listed
260-0666 | 260-0666 | ProSolar, End Clamp 1.762" (44.7mm-45.2mm), Black, Qty. 1, C1762EC-1B | 1.71 |  | No | Racking | Vendor De-listing | 1.6 | 282 | De-Listing but Stock Qty Available | USMS100-0652 | Already Listed
210-1076 | 210-1076 | UniRac, Standoff, 2 Piece Aluminum Flat-top, 4", Mill Finish, without Lag Bolts, Qty. 1, 004400M | 8.99 |  | No | Racking | Shippable | 8.88 | 281 | Shippable & Stock Qty Available | USMS100-0601 | Already Listed
530-1106 | 530-1106 | SolarEdge, 63A Breaker for StorEdge Backup Interface, Qty.1, CB-UPG-63-01 | 36.24 |  | No | Energy Storage | Shippable | 31.03 | 281 | Shippable & Stock Qty Available | USSE100-0255 | Already Listed
211-0016 | 211-0016 | QuickMount, Post, 1.25” OD X 3.25", Mill Finish, Qty. 1, QM-QBP-3.25-M1 | 3.3 |  | No | Racking | Shippable | 3.26 | 280 | Shippable & Stock Qty Available | USSSP110-1001 | Already Listed
260-0861 | 260-0861 | S-5!, Clamp, Size S, Mini, for Snap-Together roofs with Horizontal Seams under .540”, S-5-S mini | 3.73 |  | No | Racking | Shippable | 3.69 | 280 | Shippable & Stock Qty Available | USMS100-0592 | Already Listed
271-0001 : 271-0001-EXP | 271-0001-EXP | Chemlink, M-1 Structural Adhesive, 10.1oz tubes, Gray, Qty. 1, F1270 gray | 9.27 |  | No | Electrical BOS | Soligent De-listing | 8.27 | 280 | De-Listing but Stock Qty Available |  | Not Applicable
360-0352 | 360-0352 | Aptos, Female AC End Cable, 12AWG, 2m, AC_End_Cable-F-2m | 25.33 |  | No | Inverters | Vendor De-listing | 24.36 | 280 | De-Listing but Stock Qty Available |  | To be Listed
530-0199 | 530-0199 | Eaton, Circuit Breaker, BR Breaker, 30A, 240VAC, 2-Pole, for Enphase IQ Combiner+, and Enpower Smart Switch, BR230 | 32.78 |  | No | Electrical BOS | Shippable | 27.32 | 280 | Shippable & Stock Qty Available |  | To be Listed
590-0075 | 590-0075 | UniRac, SM(E) Grounding Clip, UGC-3 , Qty. 1, 008006S | 0.76 |  | No | Electrical BOS | Vendor De-listing | 0.69 | 280 | De-Listing but Stock Qty Available |  | To be Listed
551-0074 | 551-0074 | GroundRod 5/8" X 8', Qty.1, ERICO 615880 | 28.32 |  | No | Electrical BOS | Shippable | 26.87 | 278 | Shippable & Stock Qty Available |  | To be Listed
210-0596 | 210-0596 | UniRac, SolarMount Rail, 208", Clear Anodized Finish, Qty. 1, 310208C | 64.51 |  | No | Racking | Soligent De-listing | 59.26 | 276 | De-Listing but Stock Qty Available | USMS100-0305 | Already Listed
270-0045 | 270-0045 | IronRidge, FX, Rail-Less Mount 32mm, Black, Qty 1, FX-MOUNT-32MM-B | 10.86 |  | No | Racking | Soligent De-listing | 9.53 | 276 | De-Listing but Stock Qty Available |  | To be Listed
210-1037 | 210-1037 | UniRac, DGFT - Ground Fixed Tilt RAIL 246" MILL, 411246M | 88.98 |  | No | Racking | Shippable | 81.74 | 275 | Shippable & Stock Qty Available | USMS100-0374 | Already Listed
270-0919 | 270-0919 | UniRac, MicroRail, 40mm, 9" Splice , includes: base, cap, (3) cap screws, and bonding pins, Qty. 1, 230140B | 8.91 |  | No | Racking | Vendor De-listing | 8.37 | 273 | De-Listing but Stock Qty Available |  | To be Listed
540-0191 | 540-0191 | Littlefuse Fuse, 80A/600V-RK5, Fuse Qty.1, 15-FLSR080 | 45.98 |  | No | Electrical BOS | Shippable | 45.98 | 273 | Shippable & Stock Qty Available |  | To be Listed
110-1344 |  | Boviet, Bifacial 370W PV Module, MC4 Compatible, 39.38" PV-Wire, 35mm Black Frame/Transparent-White Back Sheet, 120 1/2 Cut Cell, 347.8 PTC, 12/25 Warranty, BVM6610M-370S-H-HC-BF | 105.45 | 370 | No | PV Modules | Soligent De-listing | 105.45 | 270 | De-Listing but Stock Qty Available |  | To be Listed
310-0663 |  | SolarEdge, SE7600H-US HD-Wave, 1-Ph, Grid Tied Inverter, 7600W, 240Vac, 60 Hz, 2 Unfused Input, 12 Yr. Warranty, Ground-Fault/Arc-Fault Protection, Ungrounded, RS485 and Ethernet, -40C, AC RSD, UL1741-SA, SetApp Enabled, Compatible with Energy Net Communicator, SE7600H-US000BEU4 | 1819.51 | 7600 | No | Inverters | Shippable | 1711.9 | 270 | Shippable & Stock Qty Available |  | To be Listed
550-0522 | 550-0522 | UniRac, DGFT - Ground Fixed Tilt WIRE MANAGEMENT CLIP, 404015 | 3.13 |  | No | Racking | Shippable | 2.96 | 270 | Shippable & Stock Qty Available | USMS100-0665 | Already Listed
260-0118 | 260-0118 | IronRidge, Stopper Sleeve, 46mm, Black, Qty. 1, UFO-STP-46MM-B1 | 0.79 |  | No | Racking | Shippable | 0.6 | 269 | Shippable & Stock Qty Available | USMS100-0107 | Already Listed
260-0169 | 260-0169 | IronRidge, BX Top Clamp Mill Finish, 30mm, BX-TCL-30MM-M1 | 1.33 |  | No | Racking | Shippable | 1.14 | 268 | Shippable & Stock Qty Available | USSE100-0090 | Already Listed
270-0065 | 270-0065 | UniRac, E-Boss Bridge Tray, for Perpendicular to Rails Wire Management ~62”, use with Bridge Clips, 00802BT | 4.36 |  | No | Racking | Shippable | 3.74 | 267 | Shippable & Stock Qty Available |  | To be Listed
550-0170 | 550-0170 | QuickMount, QMR, SS Wire Management Clip for QMR Rails, QMR-WC-A-300 | 0.26 |  | No | Racking | Shippable | 0.25 | 267 | Shippable & Stock Qty Available | USMS100-0442 | Already Listed
270-1005 | 270-1005 | IronRidge, FX, Rail-Less Trim, Black, 35mm, For 2 60 Cell Portrait Module, 2008mm, ~79", Qty 1, FX-TRIM-35MM-B-2P | 29.28 |  | No | Racking | Shippable | 25.7 | 265 | Shippable & Stock Qty Available |  | To be Listed
270-9097 | 270-9097 | UniRac, #12-14 X 2.50 SS Screw, for FlashLoc, FlashLoc Duo, 003250W | 0.98 |  | No | Racking | Shippable | 0.75 | 264 | Shippable & Stock Qty Available | USSSP110-1553 | Already Listed
250-1401 | 250-1401 | UniRac, Ecolibrium, EcoFoot5D Base, 5° Landscape, ES10490 | 7.14 |  | No | Racking | Shippable | 6.57 | 262 | Shippable & Stock Qty Available | USMS100-0390 | Already Listed
260-0860 | 260-0860 | S-5!, Clamp, Size N, Mini, fits 1" nail strip metal roof profiles including triangle type profiles, S-5-N Mini | 5.03 |  | No | Racking | Shippable | 4.96 | 257 | Shippable & Stock Qty Available | USMS100-0623 | Already Listed
210-0216-B | 210-0216-B | "B" Grade UniRac, FlashLoc Comp Kit, with Lag Bolt, Chemlink Sealant and Rail Hardware, Dark Finish, Qty. 1 Box of 20, 004085D | 125.4 |  | No | Racking | Soligent De-listing | 120.29 | 252 | De-Listing but Stock Qty Available |  | To be Listed
530-0232 | 530-0232 | Eaton-Cutler Hammer, Circuit Breaker, BR Breaker, 70A, 240VAC, 2-Pole, 18-C-H BR270 | 18.53 |  | No | Electrical BOS | Shippable | 20.49 | 252 | Shippable & Stock Qty Available |  | To be Listed
590-0132 | 590-0132 | SunModo, HR Ground Lug, K10469-003 | 4.62 |  | No | Racking | Vendor De-listing | 4.56 | 252 | De-Listing but Stock Qty Available |  | To be Listed
210-0194 | 210-0194 | UniRac, Tile Roof Hook, Flashing Flat Tile Mount, 004FLAT | 4.01 |  | No | Racking | Shippable | 3.69 | 251 | Shippable & Stock Qty Available |  | To be Listed
551-0028 | 551-0028 | 3/4 X 1/4" Pilot Drill, Qty.1, Ideal 36-576 | 10.68 |  | No | Electrical BOS | Shippable | 9.4 | 250 | Shippable & Stock Qty Available |  | To be Listed
260-0107 | 260-0107 | IronRidge, Stopper Sleeve, 33mm, Clear, Qty. 1, UFO-STP-33MM-M1 | 0.71 |  | No | Racking | Shippable | 0.54 | 247 | Shippable & Stock Qty Available | USMS100-0096 | Already Listed
210-0524 | 210-0524 | SunModo, Shared Rail Adaptor, K10176-001 | 2.14 |  | No | Racking | Soligent De-listing | 2.11 | 245 | De-Listing but Stock Qty Available |  | To be Listed
501-0155 | 501-0155 | Hellermann, Label, WARNING: ELECTRIC SHOCK HAZARD, 3.75 X 2", NEC 2017, Qty. 1, 596-00878 | 1.75 |  | No | Electrical BOS | Shippable | 1.5 | 245 | Shippable & Stock Qty Available |  | To be Listed
501-1032 | 501-1032 | Hellermann, Labels, WARNING: ELECTRIC SHOCK HAZARD, 2" x 3.75", NEC.2014. Qty. 1, 596-00497 | 1.85 |  | No | Electrical BOS | Shippable | 1.59 | 245 | Shippable & Stock Qty Available |  | To be Listed
211-0018 | 211-0018 | QuickMount, Post, 1.25” OD X 6.5", Mill Finish, Qty. 1, QM-QBP-6.5-M1 | 4.48 |  | No | Racking | Shippable | 4.43 | 243 | Shippable & Stock Qty Available | USSS100-0136 | Already Listed
260-0283 | 260-0283 | S-5!, PV Kit2.0, EdgeGrab, Bonding and Mounting Universal End-Clamp, for 30-46mm (1.18-1.81”) Frame, with 8mm Bolt, Stainless Steel mounting Disc, Use with S5! Clamps or Brackets, UL2703, S-5-PV Kit 2.0 Edge | 7.23 |  | No | Racking | Shippable | 6.82 | 243 | Shippable & Stock Qty Available | USMS100-0263 | Already Listed
210-1087 | 210-1087 | ProSolar, Support Rail, 2.0" Deep X 172” Black RoofTrac Rail, Qty. 1, R172-2.0B | 42.57 |  | No | Racking | Shippable | 39.1 | 242 | Shippable & Stock Qty Available | USMS100-0610 | Already Listed
270-0055 | 270-0055 | IronRidge, FX, Rail-Less Trim, Black, 40mm, For 1 60 Cell Landscape Module, 1663mm, ~65.5", Qty 1, FX-TRIM-40MM-B-L | 24.47 |  | No | Racking | Soligent De-listing | 24.16 | 241 | De-Listing but Stock Qty Available |  | To be Listed
501-0098 | 501-0098 | Hellermann, Labels, SOLAR DISCONNECT, 1" x 6.5", Qty. 1, 596-00246 | 2.08 |  | No | Electrical BOS | Shippable | 1.79 | 239 | Shippable & Stock Qty Available |  | To be Listed
530-0228 | 530-0228 | Square D, 20A, 2-Pole Breaker, Qty.1, 15-SD-HOM220 | 21.62 |  | No | Electrical BOS | Shippable | 20.51 | 237 | Shippable & Stock Qty Available |  | To be Listed
501-1040 | 501-1040 | Hellermann, Labels, CAUTION: PHOTOVOLTAIC SYSTEM IS BACKFED, NEC.2014. Qty. 1, 596-00587 | 1.53 |  | No | Electrical BOS | Shippable | 1.32 | 233 | Shippable & Stock Qty Available |  | To be Listed
540-0211 | 540-0211 | 60A Class RK5 Time Delay Cartridge Fuse, 250Vac, FLNR060 | 12.88 |  | No | Electrical BOS | Shippable | 10.33 | 233 | Shippable & Stock Qty Available |  | To be Listed
551-0014 | 551-0014 | 1" Insulated Bonding Bushing with Lug, Qty.1, ARL 452 | 4.35 |  | No | Electrical BOS | Shippable | 3.83 | 233 | Shippable & Stock Qty Available |  | To be Listed
260-0174 | 260-0174 | IronRidge, BX Top Clamp, Mill Finish 46mm, BX-TCL-46MM-M1 | 1.27 |  | No | Racking | Shippable | 1.09 | 231 | Shippable & Stock Qty Available | USMS100-0065 | Already Listed
270-0066 | 270-0066 | UniRac, E-Boss Comp Conduit Mount Kit, 8 X 12” Flashing for ¾ & 1” Conduit, 00822CM | 9.57 |  | No | Racking | Shippable | 9.03 | 231 | Shippable & Stock Qty Available | USMS100-0400 | Already Listed
551-0024 | 551-0024 | 6x6x4 PVC Junction Box, Qyt.1, KRALOY JB664 | 22.7 |  | No | Electrical BOS | Shippable | 21.54 | 231 | Shippable & Stock Qty Available |  | To be Listed
210-1007 | 210-1007 | IronRidge, XR1000, Rail 132" (11') Clear, Qty. 1, XR-1000-132A | 54.86 |  | No | Racking | Shippable | 50.4 | 230 | Shippable & Stock Qty Available | USMS100-0541 | Already Listed
270-0889 | 270-0889 | QuickMount, Accessory Frame Mount Bracket, for Solaredge Power Optimizer, 33mm module frame, racking agnostic, UL2703, Mill finish, COMPONENT, Qty. 1, QMAFB-33 A 1 | 5.39 |  | No | Racking | Vendor De-listing | 4.9 | 230 | De-Listing but Stock Qty Available |  | To be Listed
550-0384 | 550-0384 | PV Wire, 10AWG, UL4703 with H4, 600VDC, 15', 19-JH4MF10PVDB6015 | 7.94 |  | No | Electrical BOS | Soligent De-listing | 7.22 | 230 | De-Listing but Stock Qty Available |  | To be Listed
551-0197 | 551-0197 | 3/4" Flexible Aluminum Conduit Reduced Wall Flex Conduit, 100' Coil, 0012-6922 | 110.46 |  | No | Electrical BOS | Shippable | 106.27 | 230 | Shippable & Stock Qty Available |  | To be Listed
210-1039 | 210-1039 | UniRac, MicroRail, Raised Seal Flashing, 004020D | 10.59 |  | No | Racking | Vendor De-listing | 9.94 | 229 | De-Listing but Stock Qty Available | USMS100-0345 | Already Listed
270-9083 | 270-9083 | IronRidge, Contour Trim Outer Corner Cap, Black, Qty. 1, CTR-OUT-01-B1 | 27.16 |  | No | Racking | Shippable | 25.38 | 227 | Shippable & Stock Qty Available | USMS100-0176 | Already Listed
270-0897 | 270-0897 | ProSolar, End Cap, 2.5", Deep Channel, UV resistant plastic, Black, Qty. 1, A-ENDCAPD-1-B | 0.72 |  | No | Racking | Vendor De-listing | 0.71 | 225 | De-Listing but Stock Qty Available |  | To be Listed
430-0023 | 430-0023 | Cobra, Battery Cable, 2/0 AWG, Black, 600V, THW, by the foot, Code Approved, 2/0-X-FLEX-B, 430-0023 | 5.94 |  | No | Electrical BOS | Shippable | 5.09 | 225 | Shippable & Stock Qty Available |  | To be Listed
560-0072 | 560-0072 | Eaton-Cutler Hammer, Load Center, Surface Mount, 8 space 125A Main Lug, 120/240Vac, use BR breakers, NEMA 3R, BR816L125RP | 73.58 |  | No | Electrical BOS | Shippable | 69.81 | 224 | Shippable & Stock Qty Available |  | To be Listed
260-0792 | 260-0792 | ProSolar, End Clamp, 1.205"-1.30" (30.7mm-32mm), Includes (1) non-bonding Channel Nut and hardware, Black, Qty. 1, C1210EC-1B-G | 2.97 |  | No | Racking | Shippable | 2.8 | 221 | Shippable & Stock Qty Available | USMS100-0655 | Already Listed
550-9119 | 550-9119 | Solaria, BYD PV-TS02 Female to Staubli MC4 Male Extension/Adaptor, 45cm, ~17.7”, use with 550-9120 |  |  | No | Electrical BOS | Shippable | 0 | 221 | Shippable & Stock Qty Available |  | To be Listed
550-9120 | 550-9120 | Solaria, BYD PV-TS02 Male to Staubli MC4 Female Extension/Adaptor, 45cm, ~17.7”, use with 550-9119 |  |  | No | Electrical BOS | Shippable | 0 | 221 | Shippable & Stock Qty Available |  | To be Listed
260-0172 | 260-0172 | IronRidge, BX Top Clamp Mill Finish, 38mm, BX-TCL-38MM-M1 | 1.27 |  | No | Racking | Shippable | 1.09 | 218 | Shippable & Stock Qty Available | USMS100-0064 | Already Listed
260-0584 | 260-0584 | IronRidge, Frameless Mid Clamp, 0.07-0.38” (1.8-9.6mm), Black, FMLS-MC-001-B | 10.56 |  | No | Racking | Shippable | 9.96 | 218 | Shippable & Stock Qty Available | USMS100-0050 | Already Listed
250-1408 | 250-1408 | UniRac, Ecolibrium, EcoFoot5D Mid-Support Kit, ES10480 | 2.62 |  | No | Racking | Shippable | 2.42 | 212 | Shippable & Stock Qty Available | USMS100-0392 | Already Listed
550-9048 | 550-9048 | C-Tap Connector, Brown, 8-4AWG, Thin Wall, 15-54720 YC4L12 | 11.18 |  | No | Electrical BOS | Shippable | 9.84 | 212 | Shippable & Stock Qty Available |  | To be Listed
260-0898 | 260-0898 | SunModo, End Clamp Kit, 40mm Clear, K10224-140 | 2.41 |  | No | Racking | Vendor De-listing | 2.27 | 210 | De-Listing but Stock Qty Available |  | To be Listed
270-9100 | 270-9100 | QuickMount, Base Mount, for use with Tile Replacement, Mill Finish, QBLOCK, Qty. 1, QMTR-BM-A-12 | 14.38 |  | No | Racking | Shippable | 14.2 | 209 | Shippable & Stock Qty Available | USMS100-0671 | Already Listed
550-0523 | 550-0523 | TE Connectivity, SolarLok PV4 Connector with Boot for 6.0 to 7.8mm OD #10 AWG PV Wire, Male (-), 1500VDC, 18-2270024-1 | 1.8 |  | No | Electrical BOS | Shippable | 1.59 | 209 | Shippable & Stock Qty Available |  | To be Listed
270-0049 | 270-0049 | IronRidge, FX, Rail-Less Bridge, 32mm Black, Qty 1, FX-BRIDGE-32MM-B | 8.01 |  | No | Racking | Soligent De-listing | 7.03 | 208 | De-Listing but Stock Qty Available |  | To be Listed
440-0083 | 440-0083 | Quick Cable, Heat Shrink, 1/0-250MCM, 1.5”, Black, Qty. 1, UL Listed, 440-0083 | 1.08 |  | No | Electrical BOS | Shippable | 0.92 | 208 | Shippable & Stock Qty Available |  | To be Listed
450-0186 | 450-0186 | Enphase, IQ Battery 10T UL9540A Middle Wall Mounting Bracket, B10T-MWM-1280-O |  |  | No | Energy Storage | Shippable | 0 | 207 | Shippable & Stock Qty Available |  | To be Listed
500-0040 | 500-0040 | Outback, Busbar, 180A, Black, Long, TBB-BLACK | 23.61 |  | No | Inverters | Shippable | 21.79 | 205 | Shippable & Stock Qty Available | USSE100-0145 | Already Listed
210-1078 | 210-1078 | UniRac, Standoff, 2 Piece Aluminum Flat-top, 7", Mill Finish, without Lag Bolts, Qty. 1, 004700M | 11.27 |  | No | Racking | Shippable | 11.13 | 202 | Shippable & Stock Qty Available | USMS100-0602 | Already Listed
260-0822 | 260-0822 | IronRidge, End Clamp, M, 1.50", 38.1mm, Clear, Qty. 4, 29-7000-150 | 5.22 |  | No | Racking | Vendor De-listing | 4.9 | 202 | De-Listing but Stock Qty Available | USMS100-0476 | Already Listed
271-0007-B | 271-0007-B | "B" Grade Curb only, Chemlink, Solar penetration seals, Low-Slope, 5” Diameter E-Curb Round Kit, contains: (3) curbs, F1367GR | 31.96 |  | No | Electrical BOS | Soligent De-listing | 31.64 | 200 | De-Listing but Stock Qty Available |  | To be Listed
551-0119 | 551-0119 | 1" Threaded LL Type Rigid Conduit Body with Cover & Gasket, Qty: 1, LL3CG, 0012-2044 | 6.84 |  | No | Electrical BOS | Shippable | 6.49 | 200 | Shippable & Stock Qty Available |  | To be Listed
551-0153 | 551-0153 | 1-1/4" EMT RainTight Compression Coupling, Qty: 1, 664SRT, 0259-0521 | 4.36 |  | No | Electrical BOS | Shippable | 3.84 | 200 | Shippable & Stock Qty Available |  | To be Listed
551-0233 | 551-0233 | 3/4" Insulated Bonding Bushing with Lug, Qty.1, APP GIB-75L-4AC 3/4 MALL GRD BUSH Pn: 6836594 | 3.7 |  | No | Electrical BOS | Soligent De-listing | 3.25 | 199 | De-Listing but Stock Qty Available |  | To be Listed
551-0120 | 551-0120 | 1" Threaded LR Type Rigid Conduit Body with Cover & Gasket, Qty: 1, LR3CG, 0012-2071 | 6.84 |  | No | Electrical BOS | Shippable | 6.49 | 197 | Shippable & Stock Qty Available |  | To be Listed
580-0189 | 580-0189 | Generac, SnapRS, Module Level RSD, 1 in-line with each PV module, 15A Max for NEC-2017/2020 Compliant, RS802 | 40.26 |  | No | Energy Storage | Shippable | 39.76 | 197 | Shippable & Stock Qty Available | USSE100-0086 | Already Listed
260-0764 | 260-0764 | UniRac, SolarMount End Clamp, D, Preassembled, 38MM - 40MM, 2.25" Bolt, Clear, Qty. 1 ,302023C | 2.35 |  | No | Racking | Shippable | 2.21 | 196 | Shippable & Stock Qty Available | USSSP110-1495 | Already Listed
430-0017 | 430-0017 | Battery Cable, Code Approved THW, Black, 2/0 x 12", with 3/8" lugs | 12.76 |  | No | Electrical BOS | Shippable | 11.8 | 196 | Shippable & Stock Qty Available |  | To be Listed
551-0108 | 551-0108 | 1" Flexible Aluminum Conduit Reduced Wall Flex Conduit, 100' Coil, 0012-6955 | 208.2 |  | No | Electrical BOS | Shippable | 200.29 | 196 | Shippable & Stock Qty Available |  | To be Listed
270-0941 | 270-0941 | QuickMount, Accessory Frame Mount Bracket Universal, UL2703 for SolarEdge Optimizer, or Enphase IQ, module frame thickness and racking agnostic, Mill finish, Qty. 1, QMAFBU-A-25 | 4.85 |  | No | Racking | Shippable | 4.46 | 195 | Shippable & Stock Qty Available | USMS100-0611 | Already Listed
551-0012 | 551-0012 | 1" EMT Rain Tight Compression Coupling, Qty.1, RACO 2924RT | 5.81 |  | No | Electrical BOS | Shippable | 5.11 | 195 | Shippable & Stock Qty Available |  | To be Listed
211-0485 | 211-0485 | IronRidge, Fixed Tilt Leg, Kit, 30", Mill, Qty. 1, TM-FTL-030 | 30.79 |  | No | Racking | Shippable | 29.06 | 194 | Shippable & Stock Qty Available | USMS100-0134 | Already Listed
321-0231 | 321-0231 | Enphase, IQ 8H Micro Inverter, compatible with 60 -72 cell PV Modules, 240V, 384VA Peak Power, MC4 DC Connectors, Female AC Connector, IQ8H-240-72-2-US / IQ8H-240-72-M-US | 204.57 | 384 | No | Inverters | Shippable | 202.26 | 192 | Shippable & Stock Qty Available | USIN100-0108 | Already Listed
250-1450 | 250-1450 | UniRac, Roof Mount, RM-10-EVO North Ballast Bay, 10 Degrees, Qty. 1, 370011 | 41.5 |  | No | Racking | Shippable | 38.21 | 190 | Shippable & Stock Qty Available |  | To be Listed
260-0802 | 260-0802 | ProSolar, End Clamp, 1.567"-1.592" (39.9mm-40.4mm), Includes (1) non-bonding Channel Nut and hardware, Black, Qty. 1, C1572EC-1B-G | 2.97 |  | No | Racking | Shippable | 2.8 | 190 | Shippable & Stock Qty Available | USMS100-0600 | Already Listed
270-9080 | 270-9080 | IronRidge, Contour Trim Splice, Qty. 1, CTR-SPLC-01-M1 | 1.81 |  | No | Racking | Shippable | 1.69 | 190 | Shippable & Stock Qty Available | USMS100-0177 | Already Listed
551-0222 | 551-0222 | 3/4" Metallic Liquid Tight Straight Connector, Qty. 1, 1TOPAZ ELECTRIC 472 | 5.62 |  | No | Electrical BOS | Shippable | 4.95 | 189 | Shippable & Stock Qty Available |  | To be Listed
211-0484 | 211-0484 | IronRidge, Fixed Tilt Leg, Kit, 25", Mill, Qty. 1, TM-FTL-025 | 29.31 |  | No | Racking | Shippable | 27.66 | 187 | Shippable & Stock Qty Available | USMS100-0133 | Already Listed
430-0025 | 430-0025 | Cobra, Battery Cable, 4/0 AWG, Black, 600V, THW, by the foot, Code Approved, 4/0-X-FLEX-B, 430-0025 | 8.78 |  | No | Electrical BOS | Shippable | 8.44 | 187 | Shippable & Stock Qty Available |  | To be Listed
210-1092-B | 210-1092-B | "B" Grade UniRac, NXT HORIZON STRONGHOLD Attachment Base and Open Slot L-Foot Kit for Comp Roof, Dark, SHCPKTD1 | 113.6 |  | No | Racking | Soligent De-listing | 107.86 | 186 | De-Listing but Stock Qty Available |  | To be Listed
270-0917 | 270-0917 | UniRac, Hardware, 3/8" bolt and EPDM washer, for 2-piece Aluminum Standoff, Qty. 1, 330007M | 2.15 |  | No | Racking | Shippable | 1.98 | 185 | Shippable & Stock Qty Available | USMS100-0292 | Already Listed
530-0190 | 530-0190 | Square D, 30A, 2-Pole Breaker, Qty.1, HOM230 | 15 |  | No | Electrical BOS | Shippable | 14.9 | 183 | Shippable & Stock Qty Available |  | To be Listed
530-1122 | 530-1122 | Eaton, Circuit Breaker, CHF Breaker, 20A, 240VAC, 2-Pole, CHF220 | 25.59 |  | No | Electrical BOS | Shippable | 27.33 | 183 | Shippable & Stock Qty Available |  | To be Listed
270-0899 | 270-0899 | QuickMount, Flashing, Tile Replacement, Flat Tile, 3-1/4" Post, order with Base Mount #270-0898, Mill Finish, Qty. 1, QMTR-F3.25-A-12 | 12.75 |  | No | Racking | Shippable | 12.04 | 182 | Shippable & Stock Qty Available | USMS100-0672 | Already Listed
210-1122 | 210-1122 | IronRidge, Aire Rail A1, Black, 170", AE-A1-170B | 35.19 |  | No | Racking | Shippable | 34.75 | 180 | Shippable & Stock Qty Available |  | To be Listed
260-0285 | 260-0285 | UniRac, Universal Aesthetic Fastener (Universal-AF) Mid Clamp, 30-46mm, Preassembled Integrated Bonding, Mill Finish, Qty. 1, 302045M | 2.63 |  | No | Racking | Shippable | 2.42 | 180 | Shippable & Stock Qty Available | USMS100-0316 | Already Listed
550-0137 | 550-0137 | Connector Adapter, TE Male(Neutral) to MC4 Male(-), 6-1394461-4 to 32.0017P0001-, PV Wire, Purchase in a set with #550-0421, 19-AMC4MTEMN10PVDB66 | 4.1 |  | No | Electrical BOS | Soligent De-listing | 3.73 | 180 | De-Listing but Stock Qty Available |  | To be Listed
590-0130 | 590-0130 | SunModo, Ground Lug, K10179-002 | 4.41 |  | No | Racking | Vendor De-listing | 4.35 | 179 | De-Listing but Stock Qty Available |  | To be Listed
213-0051 | 213-0051 | UniRac, Ecolibrium, EcoX Coupling, End, ES10146 | 7.38 |  | No | Racking | Shippable | 7.29 | 177 | Shippable & Stock Qty Available |  | To be Listed
310-0660 |  | SolarEdge, SE3800H-US HD-Wave, 1-Ph, Grid Tied Inverter, 3800W, 208/240Vac, 60 Hz, 2 Unfused Input, 12 Yr. Warranty, Ground-Fault/Arc-Fault Protection, Ungrounded, RS485 and Ethernet, -40C, AC RSD, UL1741-SA, SetApp Enabled, Compatible with Energy Net Communicator, SE3800H-US000BEU4 | 1191.44 | 3800 | No | Inverters | Shippable | 1120.98 | 175 | Shippable & Stock Qty Available |  | To be Listed
450-0185 | 450-0185 | Enphase, IQ Battery 10T UL9540A Additional Wall Mounting Bracket, B10T-AWM-1280-O |  |  | No | Energy Storage | Shippable | 0 | 175 | Shippable & Stock Qty Available |  | To be Listed
551-0151 | 551-0151 | 1-1/4" EMT RainTight Compression Connector, Qty: 1, 654SRT, 0259-3896 | 4.18 |  | No | Electrical BOS | Shippable | 3.68 | 175 | Shippable & Stock Qty Available |  | To be Listed
212-0000 | 212-0000 | IronRidge, All Tile Hook Side Mount, (Incl. 2 Lags), Qty. 1, ATH-01-M1 | 8.19 |  | No | Racking | Shippable | 8.09 | 173 | Shippable & Stock Qty Available | USMS100-0115 | Already Listed
360-0009 | 360-0009 | APsystems, Sealing cap for MC-4 DC Connector - Male (purchase w/ F), 2060401006 | 1.33 |  | No | Inverters | Shippable | 1.25 | 173 | Shippable & Stock Qty Available | USEC001-0017 | Already Listed
360-0006 | 360-0006 | APsystems, Y3 AC Bus (Trunk) Cable for DS3, YC600 & QS1 Micro Inverters, (order 1 per Inverter), 12 AWG, 4m (~157”), 2322401303 | 30.67 |  | No | Inverters | Shippable | 28.75 | 171 | Shippable & Stock Qty Available | USWC001-0064 | Already Listed
501-0118 | 501-0118 | Hellermann, Labels, DC RATING LABEL, Variable Imprint Rating Label, Qty. 1, 596-00241 | 1.02 |  | No | Electrical BOS | Shippable | 0.88 | 169 | Shippable & Stock Qty Available |  | To be Listed
551-0252 | 551-0252 | Yellow Lumber Crayon, DCY3P | 1.47 |  | No | Electrical BOS | Shippable | 1.4 | 168 | Shippable & Stock Qty Available |  | To be Listed
570-1217 | 570-1217 | SolarEdge, 225A CT, 2 used with 240V Consumption Meter, QTY. 1, SECT-SPL-225A-T-20 | 32.25 |  | No | Inverters | Shippable | 30.28 | 167 | Shippable & Stock Qty Available |  | To be Listed
260-0175 | 260-0175 | IronRidge, BX Bottom Clamp, Mill Finish with 5/16” Flange Nut, BX-BCL-M1 | 1.59 |  | No | Racking | Shippable | 1.36 | 166 | Shippable & Stock Qty Available | USMS100-0066 | Already Listed
240-1529 | 240-1529 | SunModo, SunTurf, 2.5” Pipe Splice Kit, Internal, K10448-001 | 8.25 |  | No | Racking | Vendor De-listing | 8.15 | 165 | De-Listing but Stock Qty Available |  | To be Listed
250-1395 | 250-1395 | UniRac, Ecolibrium, EcoFoot2+ Base, 5° Portrait, 10° Landscape with EPDM Slip Strips , ES20142 | 31.15 |  | No | Racking | Shippable | 28.68 | 164 | Shippable & Stock Qty Available | USMS100-0395 | Already Listed
270-9082 | 270-9082 | IronRidge, Contour Trim Inside Corner Cap, Black, Qty. 1, CTR-IN-01-B1 | 27.16 |  | No | Racking | Shippable | 25.38 | 164 | Shippable & Stock Qty Available | USMS100-0175 | Already Listed
530-0112 | 530-0112 | Midnite Solar, Circuit Breaker, DIN Mount, 60A, 120VAC, UL1077, MNEAC60 | 16.28 |  | No | Electrical BOS | Shippable | 16.17 | 164 | Shippable & Stock Qty Available |  | To be Listed
211-0525 | 211-0525 | SunModo, HR300 Rail End Cap, Grey, A20297-001 | 0.72 |  | No | Racking | Vendor De-listing | 0.71 | 163 | De-Listing but Stock Qty Available |  | To be Listed
250-1452 | 250-1452 | UniRac, Roof Mount, RM-10-EVO Module Clamp Side Bolt, Bulk Packaging, Qty. 1, 370022 | 0.59 |  | No | Racking | Shippable | 0.56 | 162 | Shippable & Stock Qty Available | USMS100-0347 | Already Listed
501-0154 | 501-0154 | Hellermann, Label, WARNING: ELECTRIC SHOCK HAZARD DC VOLT PRESENT, NEC 2017, Qty. 1, 596-00879 | 1.96 |  | No | Electrical BOS | Shippable | 1.69 | 161 | Shippable & Stock Qty Available |  | To be Listed
530-1127 | 530-1127 | GE, Circuit Breaker, THQL Breaker, 40A, 240VAC, 2-Pole, THQL2140 | 89.89 |  | No | Electrical BOS | Shippable | 84.5 | 161 | Shippable & Stock Qty Available |  | To be Listed
212-0010 | 212-0010 | SnapNrack, Ultra Rail Tile Roof Hook WS, 242-01248 | 7.53 |  | No | Racking | Shippable | 7.44 | 160 | Shippable & Stock Qty Available |  | To be Listed
240-0767 | 240-0767 | SunModo, SunTurf, Pipe, HSS, 2", 2.375" OD X 12 Gauge, G-90, 60”, A21165-060 | 22.46 |  | No | Racking | Soligent De-listing | 22.17 | 160 | De-Listing but Stock Qty Available |  | To be Listed
510-0006 | 510-0006 | Midnite Solar, Combiner box, 120A for 6 PV breakers or 4 Fuses, MNPV6 | 142.93 |  | No | Electrical BOS | Shippable | 136.43 | 159 | Shippable & Stock Qty Available |  | To be Listed
210-0216 | 210-0216 | UniRac, FlashLoc Comp Kit, with Lag Bolt, Chemlink Sealant and Rail Hardware, Dark Finish, Qty. 1 Box of 20, 004085D | 198.78 |  | No | Racking | Shippable | 187.6 | 158 | Shippable & Stock Qty Available |  | To be Listed
360-0010 | 360-0010 | APsystems, Sealing cap for MC-4 DC Connector - Female (purchase w/ M), 2060402006 | 1.33 |  | No | Inverters | Shippable | 1.25 | 158 | Shippable & Stock Qty Available | USSE100-0260 | Already Listed
580-0152 | 580-0152 | SolarEdge, Energy Hub, Backup Interface, with 5kW Autoformer, Import/Export Meter, w/CT’s, Main Lug Only rated for Load Side Connection, BI-NUSGN-01 | 2150.64 |  | No | Energy Storage | Vendor De-listing | 1852.29 | 158 | De-Listing but Stock Qty Available |  | To be Listed
110-1342 |  | Sonali, 370W PV Module, MC4 Compatible, 400mm (~15.7”)Negative , 300mm (~11.8”) Positive PV Wire, 35mm Black Frame, White Back Sheet, BOW, 120 Mono 1/2 Cell, 20A Fuse, 1500VDC, 339.6 PTC, 20/25 Warranty, SS-M-370 | 193.6 | 370 | No | PV Modules | Soligent De-listing | 166.5 | 156 | De-Listing but Stock Qty Available |  | To be Listed
270-0028 | 270-0028 | UniRac, U-LA Brace, 10.5 ft, 2", Aluminum, Qty. 1, 403201C | 50.78 |  | No | Racking | Shippable | 50.15 | 154 | Shippable & Stock Qty Available | USMS100-0281 | Already Listed
501-0149 | 501-0149 | Hellermann, Label, WARNING: POWER SOURCE OUTPUT CONNECTION. DO NOT RELOCATE THIS OVERCURRENT DEVICE, 2 X 1.25", NEC 2017, Qty. 1, 596-00883 | 1.36 |  | No | Electrical BOS | Shippable | 1.17 | 154 | Shippable & Stock Qty Available |  | To be Listed
550-0083 | 550-0083 | PV Wire, 10AWG, UL4703 with MC4, 600VDC, 30', 19-JMC4MF10PVDB6030 | 22.72 |  | No | Electrical BOS | Shippable | 22.14 | 154 | Shippable & Stock Qty Available |  | To be Listed
580-0020 | 580-0020 | Square D, AC Disconnect, NEMA 3R, 100A, 240V, 2-Pole Fused, Neutral Bar, 49821, D223NRB, 8390 | 354.82 |  | No | Electrical BOS | Shippable | 345.72 | 154 | Shippable & Stock Qty Available |  | To be Listed
110-1310 |  | REC, 395W PV Module, 1.1/1.2m (43/47”)PV Wire, MC-4, 30mm Black Frame on Black Back-Sheet, BOB, 132 Heterojunction Cells, 25A Max Fuse, 1000VDC, 376.2 PTC, 20/25 Standard Warranty, REC395AA Pure | 250.825 | 395 | No | PV Modules | Soligent De-listing | 250.83 | 153 | De-Listing but Stock Qty Available |  | To be Listed
220-0365 | 220-0365 | IronRidge, Diagonal Brace, 3in Sleeve, GM-DB3-SLV01-M1 | 21.91 |  | No | Racking | Shippable | 20.12 | 152 | Shippable & Stock Qty Available | USMS100-0141 | Already Listed
260-0821 | 260-0821 | ProSolar, Mid Clamp, 2.75" (49.9mm to 50.4mm), Includes (1) Channel Nut with grounding buss bar, lock washer and hardware, Black, Qty. 1, C275IMC-1B-G | 2.7 |  | No | Racking | Shippable | 2.55 | 152 | Shippable & Stock Qty Available |  | To be Listed
310-0661 |  | SolarEdge, SE5000H-US HD-Wave, 1-Ph, Grid Tied Inverter, 5000W, 240Vac, 60 Hz, 2 Unfused Input, 12 Yr. Warranty, Ground-Fault/Arc-Fault Protection, Ungrounded, RS485 and Ethernet, -40C, AC RSD, UL1741-SA, SetApp Enabled, Compatible with Energy Net Communicator, SE5000H-US000BEU4 | 1516.25 | 5000 | No | Inverters | Shippable | 1426.58 | 152 | Shippable & Stock Qty Available |  | To be Listed
211-0044 | 211-0044 | UniRac, Adjustable Tilt Leg, 30", without L-Foot, Clear, Qty. 1, 307115M | 28 |  | No | Racking | Shippable | 26.43 | 151 | Shippable & Stock Qty Available | USMS100-0403 | Already Listed
501-0117 | 501-0117 | Hellermann, Labels, DC BACKUP RATING LABEL, Variable Imprint Rating Label, Qty. 1, 596-00240 | 1.07 |  | No | Electrical BOS | Shippable | 0.97 | 149 | Shippable & Stock Qty Available |  | To be Listed
540-0018 | 540-0018 | Ferraz, Fuse for Square D, AC Disconnect, TR, 100A, 250VAC, TR100R | 19.97 |  | No | Electrical BOS | Shippable | 20.18 | 147 | Shippable & Stock Qty Available |  | To be Listed
530-0200 | 530-0200 | Eaton, Circuit Breaker, BR Breaker, 40A, 240VAC, 2-Pole, for Enphase IQ Combiner+, and Enpower Smart Switch, BR240 | 21.62 |  | No | Electrical BOS | Shippable | 18.01 | 146 | Shippable & Stock Qty Available |  | To be Listed
260-0411 | 260-0411 | EJOT, Stainless Steel Hanger Bolt for wood, 8mm dia x 130mm long Lag, 10mm dia x 50mm Stud, JA3-SB-8.0x130/50-FZD, Qty. 1, 6660108008 | 4.36 |  | No | Racking | Shippable | 4.01 | 145 | Shippable & Stock Qty Available | USMS100-0563 | Already Listed
270-1004 | 270-1004 | IronRidge, FX, Rail-Less Trim, Black, 35mm, For 1 60 Cell Landscape Module, 1663mm, ~65.5", Qty 1, FX-TRIM-35MM-B-L | 24.47 |  | No | Racking | Shippable | 21.48 | 145 | Shippable & Stock Qty Available |  | To be Listed
501-0097 | 501-0097 | Hellermann, Labels, DC DISCONNECT, Variable Imprint Rating Label, 1" x 3.75", Qty. 1, 596-00238 | 1.07 |  | No | Electrical BOS | Shippable | 0.92 | 145 | Shippable & Stock Qty Available |  | To be Listed
270-0725 | 270-0725 | QuickMount, Flashing, Composition Mounts, 12" x 12", 3 1/4" post + 1/2" Q-Base, Mill Finish, Qty. 1, QMNC-A-12 | 22.46 |  | No | Racking | Shippable | 21.2 | 144 | Shippable & Stock Qty Available | USMS100-0218 | Already Listed
551-0273 | 551-0273 | Blue/Grey Wire Nuts, #14 to #6 AWG, Jug of 250, 3M B/G+JUG | 74.47 |  | No | Electrical BOS | Shippable | 70 | 144 | Shippable & Stock Qty Available |  | To be Listed
270-0838 | 270-0838 | UniRac, SolarMount Integrated Bonding, T-Bolt & Nut, 1/4"X2.50", Clear SS, Qty. 1, 330052S | 1.3 |  | No | Racking | Shippable | 1.2 | 143 | Shippable & Stock Qty Available | USMS100-0289 | Already Listed
270-0168 | 270-0168 | QuickBolt, All Tile Roof Hook, Side Mount Rails, for flat and Spanish tile, 6mm thickness, 8mm adjustable height, 140 mm wide base, 9mm x 18 mm mounting screw slots, 10mm x 46mm rail attachment slot, includes (2) 5/16 x 3" SS screws, Qty. 1, 17587(1) | 8.44 |  | No | Racking | Shippable | 8.33 | 141 | Shippable & Stock Qty Available | USMS100-0584 | Already Listed
310-0643 | 310-0643 | SolarEdge, Energy Hub SE7600H-US HD-Wave, 1-Ph, Grid Tied Inverter, Dual Rated 7.6kW/7kW Battery Access, 240Vac, 60 Hz, 2 Unfused Input, 12 Yr Warr,Ground-Fault/Arc-Fault Protection, RS485 and Ethernet, with 5 Year Cell plan, -40C, AC RSD, w/RGM, and Consumption Meter (Add CT’s), SetApp Enabled, UL1741-SA, SE7600H-USSNBBL14 | 2484.18 | 7600 | No | Inverters | Shippable | 2323.91 | 141 | Shippable & Stock Qty Available |  | To be Listed
430-0013 | 430-0013 | Battery Cable, Code Approved THW, Black, 4/0 x 5', with 3/8" lugs | 46.15 |  | No | Electrical BOS | Shippable | 43.38 | 141 | Shippable & Stock Qty Available |  | To be Listed
211-0237 | 211-0237 | ProSolar, SolarWedge, 15 Degrees, with 1 ea 5" lower & 17" upper post, Qty. 1, SW15A-1 | 27.02 |  | No | Racking | Shippable | 26.68 | 140 | Shippable & Stock Qty Available | USMS100-0605 | Already Listed
213-0054 | 213-0054 | UniRac, Ecolibrium, MetalX, End Clamp Kit, ES10828 | 5.15 |  | No | Racking | Shippable | 4.86 | 140 | Shippable & Stock Qty Available |  | To be Listed
270-0865 | 270-0865 | QuickMount, Accessory Frame Mount Bracket, for Solaredge Series 5 Optimizer, 35mm module frame, racking agnostic, UL2703, Bronze finish, COMPONENT, Qty. 1, QMAFB-35 B 1 | 5.6 |  | No | Racking | Vendor De-listing | 5.26 | 140 | De-Listing but Stock Qty Available |  | To be Listed
551-0036 | 551-0036 | 3/4" EMT, Qty.1, 1FT, 15-CON-EMT-3/4 | 1.37 |  | No | Electrical BOS | Soligent De-listing | 1.21 | 140 | De-Listing but Stock Qty Available |  | To be Listed
551-0156 | 551-0156 | 1-1/4" Insulated Zinc Metallic Grounding Bushings, Qty: 1, 334, 0219-6549 | 7.53 |  | No | Electrical BOS | Shippable | 6.63 | 140 | Shippable & Stock Qty Available |  | To be Listed
540-0088 | 540-0088 | Bussmann, Midget Fuse, 10A, 1000VDC, PV-10A10F | 5.26 |  | No | Electrical BOS | Shippable | 4.63 | 138 | Shippable & Stock Qty Available |  | To be Listed
570-1196 | 570-1196 | Enphase, AC Combiner-3 with IQ Envoy and 2 Split Core Consumption CTs, Single Phase, Revenue Grade accuracy (ANSI C12.20 +/- 0.5%) with Calibrated Solid-Core Production CT, Space for 4 Eaton BR 2 Pole Breakers NOT included, 80A, Includes Silver Solar Shield, Use with IQ-6 or IQ-7, X-IQ-AM1-240-3-ES | 724.37 |  | No | Inverters | Shippable | 654.55 | 138 | Shippable & Stock Qty Available | USBE100-0016 | Already Listed
260-0001 | 260-0001 | S-5!, Clamp, Size E, fits Butler roof with rolled top seam, S-5-E | 4.98 |  | No | Racking | Shippable | 4.7 | 137 | Shippable & Stock Qty Available | USSSP110-1127 | Already Listed
260-0264 | 260-0264 | S-5!, Clamp, Size B, Brass Clamp with 10mm bolt, S-5-B | 15.54 |  | No | Racking | Soligent De-listing | 14.66 | 137 | De-Listing but Stock Qty Available | USMS100-0265 | Already Listed
260-0016 | 260-0016 | UniRac, SolarMount Pro-Series, Universal End Clamp, with Rail End Cap, Preassembled, Qty. 1, 302035M | 2.99 |  | No | Racking | Soligent De-listing | 2.82 | 136 | De-Listing but Stock Qty Available | USMS100-0318 | Already Listed
260-0760 | 260-0760 | UniRac, SolarMount End Clamp, B, Preassembled, 30mm - 32mm, 2.00" Bolt, Clear, Qty. 1,302021C | 2.35 |  | No | Racking | Shippable | 2.21 | 136 | Shippable & Stock Qty Available | USSSP110-1491 | Already Listed
321-0230 | 321-0230 | Enphase, IQ 8A Micro Inverter, compatible with 60 -72 cell PV Modules, 240V, 366VA Peak Power, MC4 DC Connectors, Female AC Connector, IQ8A-72-2-US / IQ8A-72-M-US | 188.57 | 366 | No | Inverters | Shippable | 186.44 | 135 | Shippable & Stock Qty Available | USIN100-0113 | Already Listed
510-0293 | 510-0293 | Soladeck, 4 STRING, DC PASS THRU KIT, 01604 | 19.76 |  | No | Electrical BOS | Shippable | 19.49 | 135 | Shippable & Stock Qty Available |  | To be Listed
250-1391 | 250-1391 | UniRac, RoofMount, RMDT, Mid Clamp, 36-40mm, Qty. 1, 310825 | 2.51 |  | No | Racking | Shippable | 2.31 | 134 | Shippable & Stock Qty Available | USMS100-0352 | Already Listed
310-0598 | 310-0598 | SolarEdge, SE7600H-US HD-Wave, 1-Ph, Grid Tied Inverter, 7600W, 240Vac, 60 Hz, 2 Unfused Input, 12 Yr Warr, Ground-Fault/Arc-Fault Protection, Ungrounded, RS485 and Ethernet, -40C, AC RSD, UL1741-SA, SetApp Enabled, SE7600H-US000BNU4 | 1759.54 | 7600 | No | Inverters | Vendor De-listing | 1655.48 | 134 | De-Listing but Stock Qty Available | USIN100-0066 | Already Listed
551-0032 | 551-0032 | Roof Channel Support Block(DuraBlock), Qty.1, BLINE DB10 | 56.62 |  | No | Electrical BOS | Shippable | 53.72 | 134 | Shippable & Stock Qty Available |  | To be Listed
501-1058 | 501-1058 | Hellermann, Labels, DC Module Rating Label from NEC 2011, Variable Imprint Rating Label, Qty. 1, 596-00253 | 1.49 |  | No | Electrical BOS | Shippable | 1.28 | 133 | Shippable & Stock Qty Available |  | To be Listed
321-0216 | 321-0216 | Enphase, IQ 7+ Micro Inverter, compatible with 60- and 72-cell PV, modules, 208/240 volt, 295VA Peak Power, MC4 DC connectors, Female AC Connector, IQ7PLUS-72-2-US | 148.48 | 295 | No | Inverters | Shippable | 146.69 | 132 | Shippable & Stock Qty Available | USIN100-0112 | Already Listed
501-0115 | 501-0115 | Hellermann, Labels, PHOTOVOLTAIC AC DISCONNECT, Variable Imprint Rating Label, Qty. 1, 596-00237 | 1.01 |  | No | Electrical BOS | Shippable | 0.87 | 132 | Shippable & Stock Qty Available |  | To be Listed
577-0249 | 577-0249 | SATIC, SaticShield Power Perfect Box, Single/Split Phase Electricity Conditioner by Filtering EMF (ElectroMagnetic Field) Radiation, Filtering Harmonics, Phase Correction, Voltage Regulation and Surge Protection, NEMA 4X, ES1PPN + ES1PP, PPSD, SD | 573.75 |  | No | Electrical BOS | Shippable | 553.01 | 130 | Shippable & Stock Qty Available |  | To be Listed
240-0191 | 240-0191 | UniRac, DGFT - Ground Fixed Tilt C-PILE, 126" – (10.5’), 404004 | 189.38 |  | No | Racking | Shippable | 178.73 | 129 | Shippable & Stock Qty Available | USMS100-0377 | Already Listed
310-0658 |  | SolarEdge, SE11400H-US, HD-Wave, 1-Ph, Grid Tied Inverter, 11.4kW, 208/240Vac, 60 Hz, 3 Unfused Input, 12 Yr Warr, Ground-Fault/Arc-Fault Protection, Ungrounded, RS485 and Ethernet, -40C, AC-RSD, UL1741-SA, SetApp Enabled, Compatible with Energy Net Communicator, SE11400H-US000BEU4 | 2440.9 | 11400 | No | Inverters | Shippable | 2283.42 | 127 | Shippable & Stock Qty Available |  | To be Listed
440-0025 | 440-0025 | Quick Cable, Magna Lug, 2/0 Straight Lug, 3/8", Qty. 1, 440-0025 | 3.53 |  | No | Electrical BOS | Shippable | 3.03 | 127 | Shippable & Stock Qty Available |  | To be Listed
550-0082 | 550-0082 | PV Wire, 10AWG, UL4703 with MC4, 600VDC, 25', 19-JMC4MF10PVDB6025 | 12.36 |  | No | Electrical BOS | Shippable | 12.19 | 126 | Shippable & Stock Qty Available |  | To be Listed
270-0940 | 270-0940 | UniRac, MicroRail, Floating Trim Clip, 240905C | 2 |  | No | Racking | Vendor De-listing | 1.84 | 125 | De-Listing but Stock Qty Available | USWC001-0046 | Already Listed
550-9066 | 550-9066 | Wiley Electronics, Cable Clip for Modules, Stainless Steel, for PV Wire, ACC-PV | 48.15 |  | No | Electrical BOS | Shippable | 45.68 | 125 | Shippable & Stock Qty Available |  | To be Listed
551-0031 | 551-0031 | 3/4" EMT Strut-Strap, Qty.1, Power PS1000AS | 3.59 |  | No | Electrical BOS | Shippable | 3.41 | 125 | Shippable & Stock Qty Available |  | To be Listed
551-0077 | 551-0077 | 3/4" Conduit Hanger (Minerallac) with 1/4" Bolt, Qty.1, MIN1B | 0.14 |  | No | Electrical BOS | Shippable | 0.11 | 125 | Shippable & Stock Qty Available |  | To be Listed
211-0024 | 211-0024 | QuickMount, Post, 1.25” OD X 17.5", Mill Finish, Qty. 1, QM-QBP-17.5-M1 | 9.95 |  | No | Racking | Shippable | 9.83 | 124 | Shippable & Stock Qty Available | USMS100-0171 | Already Listed
250-1453 | 250-1453 | UniRac, Roof Mount, RM-10-EVO Module Clamp, Bulk Packaging, Qty. 1, 370023 | 2.72 |  | No | Racking | Shippable | 2.56 | 124 | Shippable & Stock Qty Available | USMS100-0346 | Already Listed
270-0920 | 270-0920 | UniRac, MicroRail, 40mm, 3" Microrail, includes: 3" Base, 3" Cap, Socket-head cap screw, Bonding pin, Helix, Tower, 6.75" slider, Qty. 1, 230340B | 8.39 |  | No | Racking | Vendor De-listing | 7.87 | 124 | De-Listing but Stock Qty Available |  | To be Listed
530-0820 | 530-0820 | Midnite Solar, Circuit Breaker, DIN Mount, 15A, 300VDC, 1-Pole, 1.0" Wide, MNEPV15-300 | 34.42 |  | No | Electrical BOS | Shippable | 32.86 | 123 | Shippable & Stock Qty Available |  | To be Listed
530-1119 | 530-1119 | 90A Eaton-Cutler Hammer, Circuit Breaker, BR Breaker,10kAIC, 2 Pole, BR290 | 53.76 |  | No | Electrical BOS | Shippable | 51 | 122 | Shippable & Stock Qty Available |  | To be Listed
550-9046 | 550-9046 | THHN/THWN-2, 2 AWG, Black, 600V, 315', 01-THHN-2X-BLK | 800.27 |  | No | Electrical BOS | Shippable | 759.23 | 122 | Shippable & Stock Qty Available |  | To be Listed
260-0284 | 260-0284 | QuickMount, QMR Quick Rail, Universal Hidden End Clamp, QMR-HEC-A-20 | 3.54 |  | No | Racking | Shippable | 3.34 | 120 | Shippable & Stock Qty Available | USMS100-0658 | Already Listed
310-0006 | 310-0006 | SolarEdge, SE11400H-US, Home-Wave, 1-Ph, Grid Tied Inverter, 11.4kW, 208/240Vac, 60 Hz, 3 Unfused Input, 12 Yr Warr, Ground-Fault/Arc-Fault Protection, Ungrounded, RS485 and Ethernet, -40C, AC-RSD, UL1741-SB, SetApp Enabled, Home-Net Compatible, SE11400H-US000BEU5 | 2440.9 | 11400 | No | Inverters | Shippable | 2283.42 | 120 | Shippable & Stock Qty Available |  | To be Listed
501-1036 | 501-1036 | Hellermann, Labels, WARNING: ELECTRIC SHOCK HAZARD DC VOLT PRESENT, NEC.2014. Qty. 1, 596-00496 | 1.96 |  | No | Electrical BOS | Shippable | 1.69 | 120 | Shippable & Stock Qty Available |  | To be Listed
510-0294 | 510-0294 | EZ-Solar, Flashed Wire Entry/Junction Box for Tile Roofs, Universal Flashing, Polycarbonate with mounting Screws, JB-2 | 67.3 |  | No | Electrical BOS | Shippable | 63.85 | 120 | Shippable & Stock Qty Available |  | To be Listed
551-0253 | 551-0253 | Ilsco Piercing Connector 4/0-4 Main to 6-14 AWG, 15-IPC-4/0-6 | 16.69 |  | No | Electrical BOS | Shippable | 15.83 | 120 | Shippable & Stock Qty Available |  | To be Listed
210-0193 | 210-0193 | UniRac, SolarMount Light Rail, 246", Dark Finish, 315246D | 60.24 |  | No | Racking | Shippable | 55.34 | 118 | Shippable & Stock Qty Available |  | To be Listed
211-0084 | 211-0084 | ProSolar, FastJack, Standoff, Commercial E-Series, 6"H, 1.25" Dia, Hardware not included, Qty. 1, CFJE-600-1 | 7.18 |  | No | Racking | Shippable | 6.59 | 118 | Shippable & Stock Qty Available | USMS100-0596 | Already Listed
270-0191 | 270-0191 | S-5!, ¼-14 X 1-1/2” Metal to Metal, 3/8” Hex Washer Head Self Drilling Screw, Qty. 1 pack of 50, 1.5" Metal to Metal Screw | 13.92 |  | No | Racking | Shippable | 13.75 | 118 | Shippable & Stock Qty Available | USMS100-0548 | Already Listed
550-0088 | 550-0088 | PV Wire, 10AWG, UL4703 , 600VDC, Black, 500' spool, 01-PV-1007X-DJ-BLK-6(500) | 217.11 |  | No | Electrical BOS | Shippable | 194.12 | 118 | Shippable & Stock Qty Available |  | To be Listed
270-0900 | 270-0900 | QuickMount, Flashing, Tile Replacement, W-Tile, 4" Post, order with Base Mount #270-0898, Mill Finish, Qty. 1, QMTR-W4-A-12 | 12.75 |  | No | Racking | Shippable | 12.04 | 117 | Shippable & Stock Qty Available | USMS100-0227 | Already Listed
210-0579 | 210-0579 | QuickMount, Flashing, Shake Mounts, 18" x 18", Mill Finish, QBLOCK, Qty. 1, QMLC-A-12 | 30.38 |  | No | Racking | Vendor De-listing | 28.68 | 116 | De-Listing but Stock Qty Available | USMS100-0683 | Already Listed
260-0585 | 260-0585 | IronRidge, Frameless End Clamp, 0.07-0.38” (1.8-9.6mm), Black, FMLS-EC-001-B | 9.47 |  | No | Racking | Shippable | 8.94 | 116 | Shippable & Stock Qty Available | USMS100-0049 | Already Listed
570-1142 | 570-1142 | Enphase, IQ Envoy, Single Phase, Metered Revenue Grade, accuracy (ANSI C12.20 +/- 0.5%) with Calibrated Solid-Core CT, Consumption Metering available when used with Split Core CTs, ENV-IQ-AM1-240 M | 486.6 |  | No | Inverters | Vendor De-listing | 470.01 | 115 | De-Listing but Stock Qty Available | USCG001-0001 | Already Listed
213-0015 | 213-0015 | UniRac, SFM Infinity Rail-Less, 6.5" Splice, includes: 6.5” Base, Cap, Socket-head cap screw and bonding pins, Qty. 1, 250010U | 8.49 |  | No | Racking | Shippable | 7.45 | 114 | Shippable & Stock Qty Available |  | To be Listed
220-0360 | 220-0360 | IronRidge, SGA 3", 7.5' Brace Assembly, 70-0300-CBR | 148.78 |  | No | Racking | Vendor De-listing | 140.41 | 114 | De-Listing but Stock Qty Available | USMS100-0057 | Already Listed
260-0119 | 260-0119 | ProSolar, End Clamp 1.175-1.2” (29.9-30.5mm), Includes (1) non-bonding Channel Nut and hardware, Black, Qty. 1, C1180EC-1B | 2.97 |  | No | Racking | Shippable | 2.8 | 114 | Shippable & Stock Qty Available | USMS100-0521 | Already Listed
260-0477 | 260-0477 | S-5!, Clamp, RibBracket I, mount for corrugated metal roofs to mount directly into the crown, with EPDM rubber gasket seal, (4) 8mm thru holes & (1) slotted .4" x 1.25" hole, 4 self-tapping screws & 1, M8 flange nut included, RibBracket I | 5.54 |  | No | Racking | Shippable | 5.23 | 114 | Shippable & Stock Qty Available |  | To be Listed
540-0190 | 540-0190 | Littlefuse Fuse, 60A/600V-RK5, Fuse Qty.1, 15-FLSR060 | 78.96 |  | No | Electrical BOS | Shippable | 74.91 | 114 | Shippable & Stock Qty Available |  | To be Listed
550-0052 | 550-0052 | USE-2 Cable, 10AWG, 7-strand with MC4, 600VDC, 25', 19-JMC4MF10USEB6025 | 11.68 |  | No | Electrical BOS | Shippable | 11.52 | 114 | Shippable & Stock Qty Available |  | To be Listed
270-1241 | 270-1241 | SunModo, HR Rail Microinverter Mount Kit, K10363-001 | 1.03 |  | No | Racking | Vendor De-listing | 1.01 | 113 | De-Listing but Stock Qty Available | USSE100-0118 | Already Listed
430-0021 | 430-0021 | Battery Cable, Code Approved THW, Black, 4/0 x 12", with 3/8" lugs | 20.58 |  | No | Electrical BOS | Shippable | 19.04 | 113 | Shippable & Stock Qty Available |  | To be Listed
270-0850 | 270-0850 | ProSolar, front skirt bracket, single, (1) 5/16” x 3/8” SS set screw, (1) 5/16” x 1” SS set screw, 2 per module, Black, Qty. 1, A-FSB-SINGLE-1 | 3.03 |  | No | Racking | Shippable | 2.99 | 112 | Shippable & Stock Qty Available |  | To be Listed
540-0208 | 540-0208 | 20A Class RK5 Time Delay Cartridge Fuse, 250Vac, FLNR020 | 7.05 |  | No | Electrical BOS | Shippable | 5.65 | 112 | Shippable & Stock Qty Available |  | To be Listed
330-0597 | 330-0597 | SMA, Sunny Tripower 62000-TL (Core 1, STP-62) 3-Ph Grid Tied Inverter, 62kW, 277/480VAC, 60Hz, Integrated AC & DC Discon, 6 MPPT Input, (2 Strings each), UTX Connectors, 10 Yr Warr, Transformerless, AFCI, Built in Ethernet, NO WLAN (Wi-FI), SunSpec Compliant, 03-62-1000-2-41-V2 | 6283.64 | 62000 | No | Inverters | Shippable | 5655.28 | 110 | Shippable & Stock Qty Available |  | To be Listed
501-0111 | 501-0111 | Hellermann, Labels, WARNING: GROUNDED CONNECTORS ENERGIZED, Qty. 1, 596-00234 | 1.16 |  | No | Electrical BOS | Shippable | 1.05 | 110 | Shippable & Stock Qty Available |  | To be Listed
530-0540 | 530-0540 | Square D, Circuit Breaker, QO Breaker, 70A, 120/240VAC, 2-Pole, for QO Load Centers, QO270 | 100.21 |  | No | Electrical BOS | Shippable | 97.64 | 110 | Shippable & Stock Qty Available |  | To be Listed
270-0176 | 270-0176 | UniRac, SolarMount Trim End Clip, 008025S | 0.96 |  | No | Racking | Shippable | 0.95 | 109 | Shippable & Stock Qty Available | USMS100-0340 | Already Listed
270-0834 | 270-0834 | UniRac, SolarMount Integrated Bonding, T-Bolt & Nut, 1/4"X2.00", Clear SS, Qty. 1, 330050S | 1.12 |  | No | Racking | Shippable | 1.03 | 109 | Shippable & Stock Qty Available | USMS100-0290 | Already Listed
551-0002 | 551-0002 | 3/4" EMT Rain Tight Compression Coupling, Qty.1, RACO 2923RT | 1.97 |  | No | Electrical BOS | Vendor De-listing | 1.73 | 109 | De-Listing but Stock Qty Available |  | To be Listed
551-0274 | 551-0274 | Red/Yellow Wire Nuts, #22 to #8 AWG, Jug of 500, 3M R/Y+JUG | 81.08 |  | No | Electrical BOS | Shippable | 76.92 | 109 | Shippable & Stock Qty Available |  | To be Listed
580-0181 | 580-0181 | Eaton-Cutler Hammer, Disconnect, 100A 3 Pole 600Vac, Fusible w/Neutral, NEMA 3R, 15-CHW-DH363NRK | 844.86 |  | No | Electrical BOS | Shippable | 801.54 | 109 | Shippable & Stock Qty Available |  | To be Listed
501-0148 | 501-0148 | Hellermann, Label, WARNING: POWER SORCE OUTPUT CONNECTION. DO NOT RELOCATE THIS OVERCURRENT DEVICE, 4.1 X .75", NEC 2017, Qty. 1, 596-00880 | 1.36 |  | No | Electrical BOS | Shippable | 1.17 | 108 | Shippable & Stock Qty Available |  | To be Listed
270-9099 | 270-9099 | UniRac, SolarMount Trim, 168", Black, (Must sell multiples of 8 so items can ship in original packaging), Qty. 1, 206072D-B | 64.52 |  | No | Racking | Shippable | 63.72 | 107 | Shippable & Stock Qty Available | USMS100-0331 | Already Listed
211-0083 | 211-0083 | ProSolar, FastJack, Standoff, Commercial E-Series, 4.5"H, 1.25" Dia, Hardware not included, Qty. 1, CFJE-450-1 | 7.16 |  | No | Racking | Shippable | 7.08 | 106 | Shippable & Stock Qty Available | USMS100-0436 | Already Listed
260-0791 | 260-0791 | ProSolar, End Clamp, 1.205"-1.30" (30.7mm-32mm), Includes (1) non-bonding Channel Nut and hardware, Clear, Qty. 1, C1210EC-1-G | 2.77 |  | No | Racking | Shippable | 2.61 | 106 | Shippable & Stock Qty Available | USMS100-0557 | Already Listed
270-0851 | 270-0851 | ProSolar, front skirt bracket, double (used at joint between two skirts), (1) 5/16” x 3/8” SS set screw, (1) 5/16” x 1” SS set screw, Black, Qty. 1, A-FSB-DOUBLE-1 | 5.91 |  | No | Racking | Shippable | 5.84 | 106 | Shippable & Stock Qty Available |  | To be Listed
270-0888 | 270-0888 | QuickMount, Accessory Frame Mount Bracket, for Solaredge Power Optimizer, 35mm module frame, racking agnostic, UL2703, Mill finish, COMPONENT, Qty. 1, QMAFB-35 A 1 | 5.27 |  | No | Racking | Vendor De-listing | 4.95 | 106 | De-Listing but Stock Qty Available |  | To be Listed
310-0648 | 310-0648 | SolarEdge, Energy Hub SE6000H-US HD-Wave, Single Phase, Grid Tied Inverter, Dual Rated 6kW/6kW Battery Access, 240Vac, 60 Hz, 2 Unfused Input, 12 Yr Warr, Ground-Fault/Arc-Fault Protection, RS485 and Ethernet, with 5 Year Cell plan, -40C, AC RSD, w/RGM, and Consumption Meter (Add CT’s), SetApp Enabled, UL1741-SA, SE6000H-USSNBBL14 | 2249.03 | 6000 | No | Inverters | Shippable | 2103.94 | 106 | Shippable & Stock Qty Available |  | To be Listed
240-0684 | 240-0684 | SunModo, SunTurf 2” Aluminum Pipe Clamp Kit, K10219-001 | 10.53 |  | No | Racking | Soligent De-listing | 10.4 | 104 | De-Listing but Stock Qty Available |  | To be Listed
260-0895 | 260-0895 | SunModo, Mid Clamp Kit with Shared Rail Adaptor, Black, K10182-001-BK | 4.14 |  | No | Racking | Vendor De-listing | 4.09 | 104 | De-Listing but Stock Qty Available |  | To be Listed
210-0552 | 210-0552 | SnapNrack, Ultra Rail Umbrella L Foot, Silver, 242-01219 | 3.67 |  | No | Racking | Shippable | 3.46 | 103 | Shippable & Stock Qty Available |  | To be Listed
211-0015 | 211-0015 | ProSolar, FastJack, Standoff, 7.5", Qty. 1, FJ-750-1 | 9.13 |  | No | Racking | Shippable | 9.01 | 102 | Shippable & Stock Qty Available | USMS100-0544 | Already Listed
510-0000 | 510-0000 | Enphase, IQ Combiner-5 with IQ Gateway, Production CT, 2 Consumption CT’s and 1 Battery CT, Single Phase, Revenue Grade accuracy (ANSI C12.20 +/- 0.5%) Calibrated Solid-Core Production CT, Space for 4 PV Branch Circuits with Hold Down kits, Breakers NOT Included, X-IQ-AM1-240-5 | 724.37 |  | No | Inverters | Shippable | 654.55 | 102 | Shippable & Stock Qty Available |  | To be Listed
510-0004 | 510-0004 | Midnite Solar, Baby Box enclosure for 1-4 DIN mount Breakers, MNBABYBOX | 44.15 |  | No | Electrical BOS | Shippable | 42.14 | 102 | Shippable & Stock Qty Available |  | To be Listed
530-0166 | 530-0166 | Midnite Solar, Circuit Breaker, Panel Mount, 100A, 150VDC, 1-Pole, 0.75" Wide, 1/4" Studs, MNEDC100 | 20.2 |  | No | Electrical BOS | Shippable | 19.29 | 102 | Shippable & Stock Qty Available |  | To be Listed
530-1121 | 530-1121 | Eaton, Circuit Breaker, BR Breaker, 25A, 240VAC, 2-Pole, BR225 | 26.06 |  | No | Electrical BOS | Shippable | 20.91 | 102 | Shippable & Stock Qty Available |  | To be Listed
580-0025 | 580-0025 | Square D, AC Disconnect, NEMA 3R, 30A, 240VAC, 2-Pole Unfused, Hub, 59123, DU221RB | 64.16 |  | No | Electrical BOS | Shippable | 62.51 | 102 | Shippable & Stock Qty Available |  | To be Listed
210-0581 | 210-0581 | UniRac, SunFrame Cap Strip 192", D, use 3/4" Screws, Clear, Qty. 1, 202002C | 20.02 |  | No | Racking | Soligent De-listing | 18.79 | 101 | De-Listing but Stock Qty Available |  | To be Listed
210-1038 | 210-1038 | UniRac, DGFT - Ground Fixed Tilt RAIL 168" MILL, 411168M | 66.53 |  | No | Racking | Shippable | 61.11 | 100 | Shippable & Stock Qty Available | USMS100-0705 | Already Listed
240-0392 | 240-0392 | Hollaender, Tee-E Assembly, 1 1/2" Adjustable Elbow, 17E-8 | 22.36 |  | No | Racking | Shippable | 21.1 | 100 | Shippable & Stock Qty Available | USMS100-0446 | Already Listed
250-1456 | 250-1456 | UniRac, Roof Mount, RM-10-EVO Mid Support, Qty. 1, 370030 | 19.72 |  | No | Racking | Shippable | 18.16 | 100 | Shippable & Stock Qty Available |  | To be Listed
260-0766 | 260-0766 | UniRac, SolarMount End Clamp, E, Preassembled, 50MM - 52MM, 2.50" Bolt, Clear, Qty. 1 ,302024C | 2.35 |  | No | Racking | Shippable | 2.21 | 100 | Shippable & Stock Qty Available | USSSP110-1496 | Already Listed
270-0166 | 270-0166 | QuickBolt, Stone Coated Steel Roof Hook, Side Mount Rails, 5mm thickness, 63.5mm Batten Bridge, 32-48mm Batten Height Adjustment, 10 x 38mm rail attachment slot, includes (2) 5/16 x 3" SS screws, Qty. 1, 17612 | 9.04 |  | No | Racking | Shippable | 8.92 | 100 | Shippable & Stock Qty Available | USMS100-0582 | Already Listed
310-0647 | 310-0647 | SolarEdge, Energy Hub SE3800H-US HD-Wave, Single Phase, Grid Tied Inverter, Dual Rated 3.8kW/7kW Battery Access, 240Vac, 60 Hz, 2 Unfused Input, 12 Yr Warr, Ground-Fault/Arc-Fault Protection, RS485 and Ethernet, with 5 Year Cell plan, -40C, AC RSD, w/RGM, and Consumption Meter (Add CT’s), SetApp Enabled, UL1741-SA, SE3800H-USMNBBL14 | 1933.1 | 3800 | No | Inverters | Shippable | 1808.39 | 100 | Shippable & Stock Qty Available |  | To be Listed
550-0285 | 550-0285 | Amphenol, Helios H4 10 AWG Machined Male Contact Only, 18-PV-090508-M06 | 1.44 |  | No | Electrical BOS | Shippable | 1.22 | 100 | Shippable & Stock Qty Available |  | To be Listed
550-1000 | 550-1000 | C-Tap Connector, Brown, 8-4AWG, Heavy Wall, 15-54720 YC4CB | 11.18 |  | No | Electrical BOS | Shippable | 9.84 | 100 | Shippable & Stock Qty Available |  | To be Listed
577-0227 | 577-0227 | Generac, Smart Management Module (SMM) 50A for Automatic Load Shedding, use with Load Management ATS or Gen-Set, 7000 | 151.58 |  | No | Energy Storage | Shippable | 139.32 | 100 | Shippable & Stock Qty Available | USSS100-0121 | Already Listed
270-0145 | 270-0145 | QuickMount, L-Mount, 9 X 12” Flashing with Single Slot L-Foot, 5/16 X 4” Lag and EDPM Washer, Mill Finish, Qty. 1, QMLM-A-12 | 5.96 |  | No | Racking | Vendor De-listing | 5.63 | 99 | De-Listing but Stock Qty Available | USMS100-0155 | Already Listed
501-0106 | 501-0106 | Hellermann, Labels, CAUTION: SOLAR CIRCUIT, Reflective, Coil, 4" X 2", Qty. 1, 596-00249 | 2.79 |  | No | Electrical BOS | Shippable | 2.4 | 99 | Shippable & Stock Qty Available |  | To be Listed
530-1112 | 530-1112 | Eaton, Circuit Breaker, BR Breaker, 50A, 240VAC, 2-Pole, BR250 | 12.68 |  | No | Electrical BOS | Shippable | 10.17 | 99 | Shippable & Stock Qty Available |  | To be Listed
220-0361 | 220-0361 | IronRidge, SGA 3", 9' Brace Assembly, 70-0305-CBR , 5-panel | 192.74 |  | No | Racking | Vendor De-listing | 181.9 | 98 | De-Listing but Stock Qty Available | USMS100-0058 | Already Listed
250-1055 | 250-1055 | IronRidge, BX Flat Roof Attachment Kit w/L-Feet, BX-MA-FRA-M1 | 10.2 |  | No | Racking | Shippable | 9.39 | 98 | Shippable & Stock Qty Available | USMS100-0095 | Already Listed
270-0159 | 270-0159 | QuickMount, Flashing, Tile Replacement, S-Tile, 3-1/4" Post, order with Base Mount #270-0898, Black Finish, Qty. 1, QMTR-S3.25-B-12 | 13.19 |  | No | Racking | Shippable | 12.45 | 98 | Shippable & Stock Qty Available | USMS100-0673 | Already Listed
270-9079 | 270-9079 | IronRidge, Contour Trim Rail, Black, 84", Qty. 1, CTR-TR84-01-B1 | 29.61 |  | No | Racking | Shippable | 27.67 | 98 | Shippable & Stock Qty Available | USMS100-0178 | Already Listed
321-0235 | 321-0235 | APsystems, DS3-L Micro Inverter, compatible with Dual 60/72-cell PV Modules, 240 volt, 60Hz, 768VA Peak Power, 60Vdc, 18A X 2 Max Input, MC4 Connector, 10 year Warranty, UL1741-SA, Rule-21, 118001 | 113.64 | 768 | No | Inverters | Shippable | 113.64 | 98 | Shippable & Stock Qty Available | USMI100-0011 | Already Listed
530-0019 | 530-0019 | Circuit Breaker, 20A, 120Vac 50/60Hz, DIN Mount, 1 Pole, 0.5” (13 mm) wide. DIN-20-AC, MNEAC20 | 16.28 |  | No | Electrical BOS | Shippable | 16.17 | 98 | Shippable & Stock Qty Available |  | To be Listed
210-0981 | 210-0981 | ProSolar, Support Rail, 3" Extra Deep support rail, 172", Qty. 1, R-172XD | 53.27 |  | No | Racking | Shippable | 48.93 | 97 | Shippable & Stock Qty Available | USMS100-0637 | Already Listed
250-1406 | 250-1406 | UniRac, Ecolibrium, EcoFoot5D 71'' Ballast Tray, ES10486 | 28.32 |  | No | Racking | Shippable | 26.07 | 97 | Shippable & Stock Qty Available | USMS100-0391 | Already Listed
540-0213 | 540-0213 | 100A Class RK5 Time Delay Cartridge Fuse, 250Vac, FLNR100 | 28.89 |  | No | Electrical BOS | Shippable | 23.19 | 97 | Shippable & Stock Qty Available |  | To be Listed
580-0192 | 580-0192 | Enphase, IQ System Controller 2, Microgrid Interconnect Device (MID), with RSD Switch, Grid Side Install, with 200A Capacity, includes Neutral-Forming Transformer, Intelligent Load Control, Generator Interconnection, Use with IQ-6, IQ-7 or IQ-8, EP200G-SC2-RSD-KIT | 1619.32 |  | No | Energy Storage | Soligent De-listing | 1619.32 | 97 | De-Listing but Stock Qty Available | USIN100-0165 | Already Listed
211-0026 | 211-0026 | UniRac, DGFT Rail End Cap, Black, GFT-CAP | 1.4 |  | No | Racking | Shippable | 1.38 | 96 | Shippable & Stock Qty Available | USMS100-0702 | Already Listed
260-9089 | 260-9089 | IronRidge, Aire Lock Stealth (Hidden End Clamp), AE-STLTH-01-M1 | 4.43 |  | No | Racking | Shippable | 4.38 | 96 | Shippable & Stock Qty Available |  | To be Listed
360-0356 | 360-0356 | Aptos, Female AC End Cable, 12AWG, 5m, AC_End_Cable-F-5m | 41.33 |  | No | Inverters | Vendor De-listing | 39.74 | 96 | De-Listing but Stock Qty Available |  | To be Listed
530-0059 | 530-0059 | Outback, Circuit Breaker, 40A, 150VDC, 1-Pole, 0.75" Wide, Panel Mount, PNL-40-AC/DC | 19.44 |  | No | Electrical BOS | Shippable | 18.42 | 95 | Shippable & Stock Qty Available |  | To be Listed
530-0210 | 530-0210 | Circuit Breaker, 60A, 150Vdc/120Vac, Panel Mount, 1 Pole, ¾” Wide, ¼” stud terminals, PNL-60-AC/DC, MNEDC60 | 20.2 |  | No | Electrical BOS | Shippable | 19.29 | 95 | Shippable & Stock Qty Available |  | To be Listed
240-0680 | 240-0680 | SunModo, SunTurf Swivel Pipe Cap Kit, K10373-001 | 43.66 |  | No | Racking | Soligent De-listing | 43.11 | 94 | De-Listing but Stock Qty Available | USMS100-0486 | Already Listed
212-0002 | 212-0002 | IronRidge, Tile Replacement Base (Incl. 1 L-Foot (Black), 1 Lag and Hardware) use with Tile Replacement Flashing, Qty. 1, KOB-1L01-B1 | 11.1 |  | No | Racking | Vendor De-listing | 10.48 | 93 | De-Listing but Stock Qty Available | USMS100-0123 | Already Listed
240-0765 | 240-0765 | SunModo, SunTurf, Pipe, HSS, 2.5", 2.875" OD X 12 Gauge, G-90, 112”, A21168-112 | 44.42 |  | No | Racking | Soligent De-listing | 43.86 | 93 | De-Listing but Stock Qty Available |  | To be Listed
540-0194 | 540-0194 | Edison, ECNR 175, 175A Class RK5 Time Delay Fuse, 250Vac, Qty. 1, 0003-6753 | 62.61 |  | No | Electrical BOS |  | 55.09 | 93 | Price & Stock Qty. Available |  | To be Listed
550-0078 | 550-0078 | Multi-Contact, Branch Connector, MC4, PV-AZB4, 2 Female/1 Male, 18-32.0018 | 7.31 |  | No | Electrical BOS | Shippable | 7.21 | 93 | Shippable & Stock Qty Available |  | To be Listed
550-9099 | 550-9099 | Wiley Electronics, Cable Clip for Module Frame, Straight or 180 degrees, Stainless Steel, for 1 or 2 PV Cables (4.1 - 8mm) ACC-FPV180 | 59.61 |  | No | Electrical BOS | Shippable | 56.55 | 93 | Shippable & Stock Qty Available |  | To be Listed
590-0121 | 590-0121 | IronRidge, BX Module Ground Lug with Hardware, PV-LUG-01-A1 | 4.86 |  | No | Racking | Shippable | 4.48 | 93 | Shippable & Stock Qty Available | USEC001-0026 | Already Listed
551-0042 | 551-0042 | 3/4" LL Aluminum, with Cover & Gasket, Qty.1, TOPAZ LL2CG | 4.89 |  | No | Electrical BOS | Shippable | 4.31 | 92 | Shippable & Stock Qty Available |  | To be Listed
211-0075 | 211-0075 | ProSolar, FoamJack 4.5" with Lag Bolt Base, 3/8" Post, Qty. 1, FMJ-450-38-1L | 6.32 |  | No | Racking | Shippable | 6.24 | 90 | Shippable & Stock Qty Available | USMS100-0474 | Already Listed
240-0268 | 240-0268 | UniRac, DGFT - Ground Fixed Tilt 4 Rail Hardware Kit, 404013 | 26.5 |  | No | Racking | Shippable | 25.01 | 90 | Shippable & Stock Qty Available | USMS100-0373 | Already Listed
551-0003 | 551-0003 | 3/4" EMT Rain Tight Compression Connector, Qty.1, RACO 2903RT | 3.03 |  | No | Electrical BOS | Vendor De-listing | 2.67 | 90 | De-Listing but Stock Qty Available |  | Not Applicable
551-0052 | 551-0052 | 3/4" Insulated Bonding Bushing with Lug, Qty.1, GBLL-75 | 3.7 |  | No | Electrical BOS | Shippable | 3.25 | 90 | Shippable & Stock Qty Available |  | To be Listed
590-0098 | 590-0098 | SolarEdge, Grounding Plate, Qty. 1 plate, SE-GNDPLATE-100 | 1.21 |  | No | Inverters | Shippable | 0.93 | 90 | Shippable & Stock Qty Available |  | To be Listed
240-0675 | 240-0675 | SunModo, SunTurf, Anchor Screw Auger 63” with Set Screws, for 2" Schedule 40 Pipe, Qty.1, K10423-063 | 57.85 |  | No | Racking | Soligent De-listing | 57.13 | 89 | De-Listing but Stock Qty Available |  | To be Listed
260-0858 | 260-0858 | S-5!, Clamp, Size K Grip-Mini, fits KlipRib and other Bulb snap-together seams, requires insert sold separately, No Bolt, S-5-K Grip Mini | 4.48 |  | No | Racking | Shippable | 4.43 | 89 | Shippable & Stock Qty Available |  | To be Listed
330-0596 | 330-0596 | SMA, Sunny Tripower 50000-TL (Core 1, STP-50) 3-Ph Grid Tied Inverter, 50kW, 277/480VAC, 60Hz, Integrated AC & DC Discon, 6 MPPT Input, (2 Strings each), UTX Connectors, 10 Yr Warr, Transformerless, AFCI, Built in Ethernet, NO WLAN (Wi-FI), SunSpec Compliant, 03-50-1000-2-41-V2 | 6156.33 | 50000 | No | Inverters | Shippable | 5540.7 | 89 | Shippable & Stock Qty Available |  | To be Listed
110-1312 |  | REC, 405W PV Module, 1.1/1.2m (43/47”)PV Wire, MC-4, 30mm Black Frame on Black Back-Sheet, BOB, 132 Heterojunction Cells, 25A Max Fuse, 1000VDC, 385.9 PTC, 20/25 Standard Warranty, REC405AA Pure | 257.175 | 405 | No | PV Modules | Shippable | 257.18 | 88 | Shippable & Stock Qty Available |  | To be Listed
260-0774 | 260-0774 | UniRac, SolarMount Mid Clamp, E-F, 45mm-52mm, Preassembled Integrated Bonding, Clear SS, Qty. 1, 302028C | 2.75 |  | No | Racking | Shippable | 2.6 | 88 | Shippable & Stock Qty Available | USMS100-0323 | Already Listed
430-0019 | 430-0019 | Battery Cable, Code Approved THW, Black, 2/0 x 20", with 3/8" lugs | 15.93 |  | No | Electrical BOS | Shippable | 14.74 | 87 | Shippable & Stock Qty Available |  | To be Listed
210-0648 | 210-0648 | Prosolar, GroundTrac Snow Load Rail Enhancer, Clear, Qty. 1, A-SLE-1 | 1.15 |  | No | Racking | Shippable | 1.06 | 86 | Shippable & Stock Qty Available | USMS100-0471 | Already Listed
260-0287 | 260-0287 | UniRac, Universal Aesthetic Fastener (Universal-AF) End Clamp, 30-46mm, Preassembled Integrated Bonding, Mill Finish, Qty. 1, 302050M | 3.03 |  | No | Racking | Shippable | 2.79 | 86 | Shippable & Stock Qty Available | USMS100-0314 | Already Listed
450-0171 | 450-0171 | Enphase, Encharge-10 Cover Kit, includes Cover, Screws, Raceway and Wires for 3 IQ 3 Batteries, B10-C-1050-O | 491.49 |  | No | Energy Storage | Shippable | 462 | 86 | Shippable & Stock Qty Available |  | To be Listed
501-0122 | 501-0122 | Hellermann, Labels, MAIN PV SYSTEM DISCONNECT, Qty. 1, 596-00243 | 3.11 |  | No | Electrical BOS | Shippable | 2.68 | 86 | Shippable & Stock Qty Available |  | To be Listed
210-0406 | 210-0406 | UniRac, SunFrame Cap Strip 192", F, use 1" Screws for Sharp, Dark, Qty. 1, 202004D | 26.68 |  | No | Racking | Soligent De-listing | 25.04 | 85 | De-Listing but Stock Qty Available |  | To be Listed
211-0240 | 211-0240 | QuickMount, Post, 1.25” OD X 8.5", Mill Finish, Qty. 1, QM-QBP-8.5-M1 | 5.91 |  | No | Racking | Shippable | 5.84 | 85 | Shippable & Stock Qty Available | USMS100-0663 | Already Listed
240-0766 | 240-0766 | SunModo, SunTurf, Pipe, HSS, 2", 2.375" OD X 12 Gauge, G-90, 120”, A21165-120 | 36.56 |  | No | Racking | Soligent De-listing | 36.1 | 85 | De-Listing but Stock Qty Available |  | To be Listed
260-0882 | 260-0882 | SunModo, Universal Mid Clamp, Clear, K10180-001 | 3.1 |  | No | Racking | Vendor De-listing | 3.06 | 85 | De-Listing but Stock Qty Available |  | To be Listed
551-0030 | 551-0030 | 3/4" EMT 2 Hole Steel Strap, Qty.1, ARL 361 | 0.18 |  | No | Electrical BOS | Shippable | 0.14 | 85 | Shippable & Stock Qty Available |  | To be Listed
551-0224 | 551-0224 | 3/4" Metallic Liquid Tight 90° Connector, Qty. 1, TOPAZ ELECTRIC 492 | 7.69 |  | No | Electrical BOS | Shippable | 7.29 | 85 | Shippable & Stock Qty Available |  | To be Listed
210-1079 | 210-1079 | UniRac, SolarMount Heavy Duty Rail, 246", Mill Finish, Qty. 1, 410246M | 131.79 |  | No | Racking | Shippable | 121.07 | 84 | Shippable & Stock Qty Available | USMS100-0287 | Already Listed
240-0678 | 240-0678 | SunModo, SunTurf Diagonal HSS Tube Brace 1.5 X 1.5” X 92”, A50164-092 | 33.24 |  | No | Racking | Soligent De-listing | 32.83 | 84 | De-Listing but Stock Qty Available | USMS100-0517 | Already Listed
270-0192 | 270-0192 | S-5!, ¼-14 X 2-1/2” Metal to Wood, 3/8” Hex Washer Head Milled Point Screw, Qty. 1 pack of 50, 2.5” Metal to Wood Screw | 13.92 |  | No | Racking | Shippable | 13.75 | 84 | Shippable & Stock Qty Available | USMS100-0490 | Already Listed
110-1363 |  | Canadian Solar, 390W PV Module, 1.65m (65 in) (+) / 1m (39.4in) (-) PV Wire, MC-4 or T4, 35mm Black Frame on Black Back-Sheet, BOB, Mono-PERC, 20A Fuse, 1000VDC, 364.3 PTC, 12/25 Warranty, CS3N-390MS-F23 | 154.05 | 390 | No | PV Modules | Vendor De-listing | 154.05 | 83 | De-Listing but Stock Qty Available |  | Not Applicable
250-1399 | 250-1399 | UniRac, Ecolibrium, Ecofoot2+ 86" Wind Deflector, ES20311H | 20.33 |  | No | Racking | Shippable | 18.72 | 83 | Shippable & Stock Qty Available | USSSP110-1552 | Already Listed
260-0803 | 260-0803 | ProSolar, End Clamp, 1.601"-1.626" (40.7mm-41.3mm), Includes (1) non-bonding Channel Nut and hardware, Clear, Qty. 1, C1606EC-1-G | 2.77 |  | No | Racking | Shippable | 2.61 | 83 | Shippable & Stock Qty Available |  | To be Listed
270-0939 | 270-0939 | UniRac, MicroRail, Trim Roof Attachment, includes: Roof attachment, T-bolt, Tri-drive nut, Dovetail Locks, Square Nut, Clamp Bolt, 3" Slider, Use with Raised Seal Flashing, Qty. 1 assembly, 240904F | 5.56 |  | No | Racking | Vendor De-listing | 5.22 | 83 | De-Listing but Stock Qty Available |  | To be Listed
551-0164 | 551-0164 | 1-1/4" Threaded LB Type Rigid Conduit Body with Cover & Gasket, Qty: 1, LB4CG, 0219-0186 | 14.12 |  | No | Electrical BOS | Shippable | 13.4 | 83 | Shippable & Stock Qty Available |  | To be Listed
270-0901 | 270-0901 | QuickMount, Flashing, Tile Replacement, S-Tile, 3-1/4" Post, order with Base Mount #270-0898, Mill Finish, Qty. 1, QMTR-S3.25-A-12 | 12.75 |  | No | Racking | Shippable | 12.04 | 82 | Shippable & Stock Qty Available | USMS100-0223 | Already Listed
480-0136 | 480-0136 | SolarEdge, Energy Bank Battery, 9.7kWh, NMC (Nickel-Manganese-Cobalt) 5kW Continuous Output, Wall or Floor Mount, (One floor stand is required per Energy Bank), NEMA 3R, UL-9540, 10 Year Warranty, BAT-10K1PS0B-02 | 6086.96 | 9700 | No | Energy Storage | Shippable | 5326.09 | 82 | Shippable & Stock Qty Available |  | To be Listed
250-1449 | 250-1449 | UniRac, Roof Mount, RM-10-EVO Field Ballast Bay, 10 Degrees, Qty. 1, 370010 | 41.5 |  | No | Racking | Shippable | 38.21 | 81 | Shippable & Stock Qty Available |  | To be Listed
440-0026 | 440-0026 | Quick Cable, Magna Lug, 4/0 Straight Lug, 3/8", Qty, 1, 440-0026 | 3.88 |  | No | Electrical BOS | Shippable | 3.32 | 81 | Shippable & Stock Qty Available |  | To be Listed
510-0055 | 510-0055 | Midnite Solar, Combiner box, 200A for 12 PV breakers or 10 Fuses, 3R, MNPV12 | 246.94 |  | No | Electrical BOS | Shippable | 235.71 | 81 | Shippable & Stock Qty Available |  | To be Listed
510-0893 | 510-0893 | SnapNrack, Universal Wire Clamp for J Box, 242-09025 | 2.38 |  | No | Racking | Shippable | 2.35 | 81 | Shippable & Stock Qty Available |  | To be Listed
590-0020 | 590-0020 | Wiley Electronics, WEEB Grounding clip for Pole/Ground Mount with No Legs WEEB-9.5NL | 1.71 |  | No | Electrical BOS | Shippable | 1.51 | 81 | Shippable & Stock Qty Available |  | To be Listed
250-1441 | 250-1441 | UniRac, GridFlex 5/16” Hardware Kit, 360061 | 32.33 |  | No | Racking | Shippable | 29.77 | 80 | Shippable & Stock Qty Available | USSSP110-1539 | Already Listed
270-0934 | 270-0934 | UniRac, MicroRail, 46mm, 3" Microrail, includes: 3" Base, 3" Cap, Socket-head cap screw, Bonding pin, Helix, Tower, 6.75" slider, Use with Raised Seal Flashing, 230346F | 8.57 |  | No | Racking | Vendor De-listing | 7.87 | 80 | De-Listing but Stock Qty Available |  | To be Listed
270-0938 | 270-0938 | UniRac, MicroRail, 46mm, 9" Splice, includes: base, cap, (3) cap screws, and bonding pins, Use with Raised Seal Flashing, 230946F | 14.1 |  | No | Racking | Soligent De-listing | 12.82 | 80 | De-Listing but Stock Qty Available |  | To be Listed
550-9065 | 550-9065 | Wiley Electronics, Cable Clip for Modules, Stainless Steel, for 10AWG USE-2, WEEB-ACC | 70.88 |  | No | Electrical BOS | Shippable | 67.24 | 80 | Shippable & Stock Qty Available |  | To be Listed
213-0017 | 213-0017 | UniRac, SFM Infinity Rail-Less, 8" Attached Splice, includes: 8” Base, Cap, Socket-head cap screw, and bonding pins, 250030U | 12.12 |  | No | Racking | Shippable | 11.97 | 79 | Shippable & Stock Qty Available | USMS100-0341 | Already Listed
501-0152 | 501-0152 | Hellermann, Label, PV AC DISONNECT Rating, Variable Imprint Rating Label, NEC 2017, Qty. 1, 596-00892 | 1.1 |  | No | Electrical BOS | Shippable | 0.94 | 79 | Shippable & Stock Qty Available |  | To be Listed
590-0008 | 590-0008 | Square D, Ground Kit for Square D, Products, 3 Terminal, Max 4 AWG, 69767, GTK03 | 8.95 |  | No | Electrical BOS | Shippable | 8.83 | 79 | Shippable & Stock Qty Available |  | To be Listed
530-1117 | 530-1117 | Siemens, Circuit Breaker, Q Breaker, 40A, 240VAC, 2-Pole, Q240, 0028-4562 | 15.22 |  | No | Electrical BOS | Shippable | 12.21 | 78 | Shippable & Stock Qty Available |  | To be Listed
550-0087 | 550-0087 | USE-2 Cable, 10AWG, 19-strand 600VDC, Black, 500' spool, 01-USE2-10X-BLK(500) | 310.81 |  | No | Electrical BOS | Shippable | 294.87 | 78 | Shippable & Stock Qty Available |  | To be Listed
570-0774 | 570-0774 | Midnite Solar, Shunt, 500A/50mV, two 8-32 tapped holes, includes taptite mounting screws, MNSHUNT | 37.41 |  | No | Electrical BOS | Shippable | 35.71 | 78 | Shippable & Stock Qty Available |  | To be Listed
210-0203 | 210-0203 | UniRac, SolarMount Rail, 132", Clear Anodized Finish, Qty. 1, 310132C | 42.1 |  | No | Racking | Shippable | 38.67 | 77 | Shippable & Stock Qty Available | USMS100-0308 | Already Listed
213-0076 | 213-0076 | UniRac, SFM Infinity Rail-Less, Universal Trim Rail 72", Dark, Qty. 1 package of 4, 256072U | 123.31 |  | No | Racking | Shippable | 103.44 | 77 | Shippable & Stock Qty Available |  | To be Listed
240-0263 | 240-0263 | UniRac, DGFT - Ground Fixed Tilt C-PILE, 150" – (12.5’), 404001 | 218.01 |  | No | Racking | Shippable | 205.75 | 77 | Shippable & Stock Qty Available | USMS100-0378 | Already Listed
480-0127 | 480-0127 | Generac, PWRcell DCB Battery Module, 3.0kWh Useable, NMC, 8004 | 1886.75 | 3000 | No | Energy Storage | Shippable | 1734.07 | 77 | Shippable & Stock Qty Available | USSB100-0083 | Already Listed
570-0000 | 570-0000 | APsystems, ECU-R Gateway, Standard ECU (Energy Communication Unit), ZigBee, Wi-Fi, No CTs, No RGM, 3 year Warranty, 209001 | 265.33 |  | No | Inverters | Shippable | 228.74 | 77 | Shippable & Stock Qty Available | USEC001-0015 | Already Listed
210-0192 | 210-0192 | UniRac, SolarMount Rail, 246", Dark Finish, 310246D | 87.48 |  | No | Racking | Shippable | 80.36 | 76 | Shippable & Stock Qty Available | USSE100-0202 | Already Listed
260-0117 | 260-0117 | IronRidge, Stopper Sleeve, 46mm, Clear, Qty. 1, UFO-STP-46MM-M1 | 0.71 |  | No | Racking | Shippable | 0.54 | 76 | Shippable & Stock Qty Available | USMS100-0106 | Already Listed
551-0215 | 551-0215 | Nsi Easy-Tap Piercing Connector, 4/0-3AWG Main, 2-10 AWG Tap, IPCS4002 | 20.42 |  | No | Electrical BOS | Shippable | 19.37 | 76 | Shippable & Stock Qty Available |  | To be Listed
210-0871 | 210-0871 | ProSolar, Leveling Kit Assembly for FJ and FJ E-Series, Provides +1/2" to +1" of height adjustability, Qty. 1, FJ-LEVEL | 2.77 |  | No | Racking | Vendor De-listing | 2.74 | 75 | De-Listing but Stock Qty Available |  | To be Listed
211-0000 | 211-0000 | IronRidge, Rail Connector Hardware Kit, 29-7001-002 | 3.06 |  | No | Racking | Shippable | 2.62 | 75 | Shippable & Stock Qty Available |  | To be Listed
213-0055 | 213-0055 | UniRac, Ecolibrium, MetalX-EcoX, Mid-Coupling, ES10368 | 7.45 |  | No | Racking | Shippable | 6.85 | 75 | Shippable & Stock Qty Available |  | To be Listed
270-0027 | 270-0027 | UniRac, U-LA Brace, 7 ft., 2", Aluminum, Qty. 1, 403200C | 34.88 |  | No | Racking | Shippable | 34.45 | 75 | Shippable & Stock Qty Available | USMS100-0282 | Already Listed
510-0295 | 510-0295 | QuickMount, JayBox, Rail-Mounted, 8 X 9" with DIN Rail and Rail Hanger Brackets, QM-JBX-RL02-B1 | 34.97 |  | No | Racking | Shippable | 34.54 | 75 | Shippable & Stock Qty Available | USMS100-0507 | Already Listed
260-0727-B | 260-0727-B | "B-Grade" S-5!, Clamp, ProteaBracket, for metal trapezoidal rib, includes L-flange, bolt, washer and 4 x Self-Tap SS screws, ProteaBracket | 7.82 |  | No | Racking | Soligent De-listing | 7.42 | 74 | De-Listing but Stock Qty Available | USMS100-0254 | Already Listed
270-0657 | 270-0657 | Oatey, Flashing, 0.5" to 1" dia, 18' x 18" Galvanized base , No-Calk, Clear, Qty. 1, 11831 | 12.93 |  | No | Racking | Shippable | 12.2 | 74 | Shippable & Stock Qty Available | USMS100-0460 | Already Listed
270-0829 | 270-0829 | QuickMount, Quick Rack, Skirt End Cap pair, includes hardware, Bronze, Qty. 1 Pair, QMQR-SC B 1 | 6.29 |  | No | Racking | Vendor De-listing | 5.91 | 73 | De-Listing but Stock Qty Available |  | To be Listed
520-0034 | 520-0034 | Morningstar, SunLight Charge/Lighting Controller, 10A, 12VDC, SL-10L-12V | 101.35 |  | No | Energy Storage | Soligent De-listing | 94.94 | 73 | De-Listing but Stock Qty Available | USCC100-0107 | Already Listed
577-0242 | 577-0242 | Savant, QO DUAL 20AMP RELAY, PON, GPM-QP2R20120-21 | 135.14 |  | No | Electrical BOS | Shippable | 125 | 73 | Shippable & Stock Qty Available |  | To be Listed
540-0207 | 540-0207 | 90A Class RK5 Time Delay Cartridge Fuse, 250Vac, FLNR090 | 25.95 |  | No | Electrical BOS | Shippable | 24.62 | 72 | Shippable & Stock Qty Available |  | To be Listed
551-0013 | 551-0013 | 1" EMT Rain Tight Compression Connector, Qty.1, RACO 2904RT | 3.39 |  | No | Electrical BOS | Shippable | 2.99 | 71 | Shippable & Stock Qty Available |  | To be Listed
530-0196 | 530-0196 | Square D, 70A, 2-Pole Breaker, Qty.1, HOM270 | 20.24 |  | No | Electrical BOS | Shippable | 19.97 | 70 | Shippable & Stock Qty Available |  | To be Listed
570-1203 | 570-1203 | SolarEdge, Wireless Gateway (WiFi) Repeater, SE-WFRPT-B-S1-NA | 101.78 |  | No | Inverters | Shippable | 95.56 | 70 | Shippable & Stock Qty Available | USSE100-0267 | Already Listed
360-0380 | 360-0380 | APsystems, Y3 AC Bus (Trunk) Cable for DS3 Micro Inverters, (order 1 per Inverter), 10AWG, 2.4m (~94.5"), 2322600403 | 40 |  | No | Inverters | Shippable | 35.29 | 69 | Shippable & Stock Qty Available |  | To be Listed
501-0107 | 501-0107 | Hellermann, Labels, CAUTION: SOLAR CIRCUIT, Reflective, Coil, 7.25" X 5", Qty. 1, 596-00251 | 5.52 |  | No | Electrical BOS | Shippable | 4.75 | 69 | Shippable & Stock Qty Available |  | To be Listed
520-0045 | 520-0045 | Morningstar, TriStar Charge Controller, 45A, 12/24/48VDC, TS-45 | 200 |  | No | Energy Storage | Shippable | 187.34 | 69 | Shippable & Stock Qty Available | USCC100-0040 | Already Listed
551-0026 | 551-0026 | ¾” Conduit Body Neoprene Cover Gasket, Body 075 | 1.56 |  | No | Electrical BOS | Shippable | 1.37 | 69 | Shippable & Stock Qty Available |  | To be Listed
590-0118 | 590-0118 | IronRidge, Frameless Clamp Bonding Hardware, Pack of 4, FMLS-BHW | 3.59 |  | No | Racking | Shippable | 3.3 | 69 | Shippable & Stock Qty Available | USMS100-0048 | Already Listed
240-0682 | 240-0682 | SunModo, SunTurf 2.5” Aluminum Pipe Clamp Kit, K10222-001 | 10.75 |  | No | Racking | Soligent De-listing | 10.61 | 68 | De-Listing but Stock Qty Available |  | To be Listed
321-0013 | 321-0013 | APsystems, QT2-480, 3 Phase Micro Inverter, compatible with Four PV Modules, 3 Phase 480V WYE or Delta, 60Hz, 1,800W Max Output, 60Vdc Max Input, 25A Max Isc per input, MC4 Connector, 10 year Warranty, 124063 | 380 | 1800 | No | Inverters | Shippable | 335.29 | 68 | Shippable & Stock Qty Available |  | To be Listed
570-1003 | 570-1003 | Enphase, ZigBee USB stick for Envoy communication with RGM, RGM-ZGB-01 | 72.22 |  | No | Inverters | Vendor De-listing | 65.66 | 68 | De-Listing but Stock Qty Available |  | To be Listed
110-1313 | 110-1313 | Aptos, 365W PV Module, 1.2m (~47.2”) PV Wire, MC-4 Connectors, 35mm Black Frame on Black Back Sheet, BOB, 120 ½ DNA Mono Cells, 20A Max Fuse, 1000VDC, 333.1W PTC, 25/30 Warranty, DNA-120-MF26-365W | 241.89 | 365 | No | PV Modules | Vendor De-listing | 208.57 | 67 | De-Listing but Stock Qty Available | USSP100-0142 | Already Listed
530-1123 | 530-1123 | Eaton, Circuit Breaker, CHF Breaker, 30A, 240VAC, 2-Pole, CHF230 | 37 |  | No | Electrical BOS | Shippable | 29.69 | 67 | Shippable & Stock Qty Available |  | To be Listed
210-0439 | 210-0439 | UniRac, Standoff, 2 Piece Aluminum Flat-top , 6", Dark, without lag bolts, Qty. 1, 004600D | 10.98 |  | No | Racking | Shippable | 10.84 | 66 | Shippable & Stock Qty Available | USMS100-0609 | Already Listed
540-0202 | 540-0202 | 40A Class RK5 Time Delay Cartridge Fuse, 250Vac, FLNR040 | 11.57 |  | No | Electrical BOS | Shippable | 10.97 | 66 | Shippable & Stock Qty Available |  | To be Listed
480-0128 | 480-0128 | SimpliPhi, Phi 3.8, Battery, 3.8kWh, LFP (Lithium Iron Phosphate), 48 volt, with 80A disco and BMS, UL-1973, White Metal Case, PHI-3.8-48-M(052000) | 2448.45 | 3800 | No | Energy Storage | Shippable | 2203.67 | 65 | Shippable & Stock Qty Available | USSB100-0089 | Already Listed
551-0155 | 551-0155 | 1-1/4" EMT, Qty.1FT, 0003-0085 Full 10" Stick | 4.94 |  | No | Electrical BOS | Shippable | 4.75 | 65 | Shippable & Stock Qty Available |  | To be Listed
310-0007 | 310-0007 | SolarEdge, SE11400H-US Energy Hub, 1-Ph, Grid Tied Inverter, Dual Rated 11.4kW/10kW Battery Access, 240Vac, 60 Hz, 2 Unfused Input, 12 Yr Warr, Ground-Fault/Arc-Fault Protection, RS485 and Ethernet, with 5 Year Cell plan, -40C, AC RSD, w/RGM, and Consumption Meter (Add CT’s), SetApp Enabled, UL1741-SB, Home-Net Compatible, SE11400H-USSNBBL15 | 3115.28 | 11400 | No | Inverters | Shippable | 2914.29 | 64 | Shippable & Stock Qty Available |  | To be Listed
270-0182 | 270-0182 | QuickMount, Quick Hook HLS, Low Height Hook for Side Mounted Rails, Mill Finish, No Flashing, Qty. 1, QMHLS-NF-A-12 | 12.58 |  | No | Racking | Shippable | 11.88 | 63 | Shippable & Stock Qty Available | USMS100-0221 | Already Listed
510-0045 | 510-0045 | SolaDeck, Combiner Busbar for 4 Fuse holders, 120A, with Lug for #2-14 CU wire, 0784BB | 8.5 |  | No | Electrical BOS | Shippable | 8.39 | 63 | Shippable & Stock Qty Available |  | To be Listed
210-1108 | 210-1108 | SnapNrack, UR-40 Rail, 168", Silver, 232-02450 | 28.82 |  | No | Racking | Shippable | 28.46 | 62 | Shippable & Stock Qty Available |  | To be Listed
220-0366 | 220-0366 | IronRidge, Diagonal Brace, 2.5in Square Tube, 87.0in LG (For 3in Pipe), GM-DB3-TB01-M1 | 90.14 |  | No | Racking | Shippable | 82.76 | 62 | Shippable & Stock Qty Available | USMS100-0142 | Already Listed
240-0395 | 240-0395 | Hollaender, Extended Barrel Tee, 1.5" Pipe Size, 5EXT-8 | 16.86 |  | No | Racking | Shippable | 15.91 | 62 | Shippable & Stock Qty Available | USMS100-0542 | Already Listed
550-9071 | 550-9071 | Wiley Electronics, Cable Clip for Modules at 90 degrees, Stainless Steel, for 2 Cables (4.1 - 7.49mm) ACC-F90-1 | 66.22 |  | No | Electrical BOS | Shippable | 62.82 | 62 | Shippable & Stock Qty Available |  | To be Listed
270-9084 | 270-9084 | IronRidge, Contour Trim End Caps, Black, Qty. 1 Pair L & R, CTR-CAP-01-B1 | 2.93 |  | No | Racking | Shippable | 2.74 | 61 | Shippable & Stock Qty Available | USMS100-0173 | Already Listed
550-0289 | 550-0289 | PV Cable Extension, 900mm (~35”) 2 each needed per Module per Module with “Genuine MC4 connector” | 0 |  | No | Electrical BOS | Shippable | 0 | 61 | Shippable & Stock Qty Available but Price Unavailable |  | Not Applicable
213-0022 | 213-0022 | UniRac, SFM Infinity Rail-Less, Trim Bonding Clamp, 008100U | 4.16 |  | No | Racking | Shippable | 3.05 | 60 | Shippable & Stock Qty Available |  | To be Listed
260-0854 | 260-0854 | S-5!, Clamp, Size H-90, fits Metal Roof Profiles with Horizontal Seam greater than 0.65”, S-5-H90 | 7.33 |  | No | Racking | Shippable | 6.29 | 60 | Shippable & Stock Qty Available | USMS100-0529 | Already Listed
270-0161 | 270-0161 | IronRidge, Flashing, Flashfoot2 with Cap-foot, 9" x 12", includes: 5/16" x 4.75" SS Lag Bolt and EPDM washer, Black, UFO series, Qty. 1, FF2-01-B2 | 12.33 |  | No | Racking | Vendor De-listing | 12.33 | 60 | De-Listing but Stock Qty Available | USMS100-0114 | Already Listed
271-0015 | 271-0015 | IronRidge, Flat Roof Attachment Membrane, 60 mil, TPO, Carlisle, White, Qty. 1, FRA-M60T-CA-W1 | 14.09 |  | No | Racking | Shippable | 13.3 | 60 | Shippable & Stock Qty Available | USMS100-0043 | Already Listed
360-0376 | 360-0376 | APsystems, AC Cable Connector 10AWG (splice) - Male, 2300931202 | 12 |  | No | Inverters | Shippable | 10.59 | 60 | Shippable & Stock Qty Available | USSE100-0305 | Already Listed
551-0037 | 551-0037 | 3/4" EMT Rain Tight Compression Connector, Qty.1, 251-RT2 | 3.03 |  | No | Electrical BOS | Shippable | 2.67 | 60 | Shippable & Stock Qty Available |  | To be Listed
551-0053 | 551-0053 | 1" LB Aluminum, with cover, Qty.1, 15-LB-100A | 4.85 |  | No | Electrical BOS | Shippable | 4.6 | 60 | Shippable & Stock Qty Available |  | To be Listed
551-0272 | 551-0272 | 1" Flexible Aluminum Flex Conduit, 50' Coil, TOPAZ 4303 | 130.05 |  | No | Electrical BOS | Shippable | 123.38 | 60 | Shippable & Stock Qty Available |  | To be Listed
110-1302-B |  | "B"-Grade Aptos, 370W PV Module, 1.2m (~47.2”) PV Wire, MC-4 Connectors, 35mm Black Frame on Black Back Sheet, BOB, 120 ½ DNA Mono Cells, 20A Max Fuse, 1000VDC, 341.5W PTC, 25/30 Warranty, DNA-120-MF26-370W | 213.96 | 370 | No | PV Modules | Soligent De-listing | 196.84 | 59 | De-Listing but Stock Qty Available |  | Not Applicable
270-1056 | 270-1056 | ProSolar, End Cap, for 2.0 Rail, UV Resistant Plastic, Black, Qty. 1, A-2.0 ENDCAP-24B | 0.65 |  | No | Racking | Shippable | 0.64 | 59 | Shippable & Stock Qty Available | USMS100-0467 | Already Listed
550-0077 | 550-0077 | Multi-Contact, Branch Connector, MC4, PV-AZS4, 2 male/1 female, 18-32.0019 | 7.35 |  | No | Electrical BOS | Shippable | 7.25 | 59 | Shippable & Stock Qty Available |  | To be Listed
550-0498 | 550-0498 | BenQ, Female End Cap, 79.M2M03.002 | 4.89 |  | No | Electrical BOS | Soligent De-listing | 4.44 | 59 | De-Listing but Stock Qty Available |  | Not Applicable
110-1361-B |  | ZNShine, 405W PV Module, MC4-compatible, 1200mm (~47.2”) PV Wire, 30mm Black Frame/Black Back-Sheet, BOB, 108 1/2 Cell Mono PERC, 25A Max Fuse, 1500VDC, 373.5W PTC, 12/25 Warranty, ZXM7-SH108-405/M | 225.58 | 405 | No | PV Modules | Soligent De-listing | 194.02 | 58 | De-Listing but Stock Qty Available |  | Not Applicable
260-0870 | 260-0870 | S-5!,CorruBracket 500T Mount for Corrugated Metal Roofs to mount directly into the Crest,with EPDM Rubber Gasket Seal, 4 Self-Piercing Screws and 1 M8 Nut, CorruBracket500T | 4.89 |  | No | Racking | Shippable | 4.82 | 58 | Shippable & Stock Qty Available | USMS100-0536 | Already Listed
270-0002 | 270-0002 | Oatey, Flashing, 1.25" to 1.65" dia, 9" x 12.5" Galvanized base, Clear, Qty. 1, 11840 | 6.05 |  | No | Racking | Shippable | 5.71 | 58 | Shippable & Stock Qty Available | USMS100-0464 | Already Listed
360-0002 | 360-0002 | APsystems, AC Bus Cable Unlocking Tool, for DS3, YC600 & QS1, 2352000001 | 4 |  | No | Inverters | Shippable | 3.75 | 58 | Shippable & Stock Qty Available | USEC001-0013 | Already Listed
550-9097 | 550-9097 | Romex, #10 AWG, 10/3, Black/White, Solid, 3, 250FT, 600VAC, 0041-4171 | 261.39 |  | No | Electrical BOS | Shippable | 251.47 | 58 | Shippable & Stock Qty Available |  | To be Listed
341-0117 | 341-0117 | Schneider Electric, CONEXT XW, MINI-PDP, Power Distribution Panel For One XW Inverter ONLY, NOT Expandable,1-Pole 250A/160VDC Breaker, 3,2-Pole 60A AC Breakers & By-Pass, 120-240V, 865-1013-01 | 592.71 |  | No | Inverters | Shippable | 557.15 | 57 | Shippable & Stock Qty Available | USSSP110-1185 | Already Listed
530-0822 | 530-0822 | Outback, Circuit Breaker, 50A, 120/240VAC, 2-Pole, 1.5" Wide, Panel Mount , 1/4" Studs, PNL-50D-AC-120/240 | 45.21 |  | No | Electrical BOS | Shippable | 43.42 | 57 | Shippable & Stock Qty Available |  | To be Listed
550-0286 | 550-0286 | Amphenol, Helios H4 10 AWG Machined Female Contact Only, 18-PV-090506-F03 | 1.44 |  | No | Electrical BOS | Shippable | 1.22 | 57 | Shippable & Stock Qty Available |  | To be Listed
551-0008 | 551-0008 | ¾” Conduit Body Cover, add Gasket, Topaz 572 | 4.59 |  | No | Electrical BOS | Shippable | 4.04 | 57 | Shippable & Stock Qty Available |  | To be Listed
250-1378 | 250-1378 | UniRac, RoofMount, RM5 & RMDT, Endclamp, 41-45mm, Qty. 1, 310821 | 1.52 |  | No | Racking | Vendor De-listing | 1.43 | 56 | De-Listing but Stock Qty Available | USMS100-0353 | Already Listed
271-0009 | 271-0009 | IronRidge, Flat Roof Attachment Membrane, 60 mil, TPO, GAF, White, Qty. 1, FRA-M60T-GF-W1 | 11.99 |  | No | Racking | Shippable | 11.31 | 55 | Shippable & Stock Qty Available | USMS100-0039 | Already Listed
370-0122 | 370-0122 | SolarEdge, HD-Wave EV and Smart Charger Charging Cable, 40 Amp, Level 2 Electric Vehicle J1772 Charge Connector with 25 feet cable and holder, use with HD-Wave-EV Inverter, SE-EV-KIT-25J40-2 | 396.89 |  | No | Inverters | Shippable | 376.85 | 55 | Shippable & Stock Qty Available | USSE100-0195 | Already Listed
520-0098 | 520-0098 | Morningstar, TriStar LCD Digital Meter display, mounts into TS and TS-MPPT controller front plate, TS-M-2 | 110.81 |  | No | Energy Storage | Shippable | 103.8 | 55 | Shippable & Stock Qty Available |  | To be Listed
530-0033 | 530-0033 | Midnite Solar, Circuit Breaker, DIN Mount, 30A, 150VDC, MNEPV30 | 14.97 |  | No | Electrical BOS | Shippable | 14.86 | 55 | Shippable & Stock Qty Available |  | To be Listed
530-0213 | 530-0213 | Outback, Circuit Breaker, 80A, 300VDC, 1-Pole, 0.75" Wide, Panel Mount, PNL-80-300VDC | 58.9 |  | No | Electrical BOS | Shippable | 56.58 | 55 | Shippable & Stock Qty Available |  | To be Listed
550-0347 | 550-0347 | Heyco, Strain Relief, Cord Grip, 5-Hole, 1" Nylon NPT with metal locknut, 7.7mm holes for PV Wire, Skinned, Qty. 1, M8437GBT-SM, 550-0347 | 4.15 |  | No | Electrical BOS | Shippable | 3.65 | 55 | Shippable & Stock Qty Available |  | To be Listed
550-9122 | 550-9122 | Nine Fasteners, Cable Clip for Module Frame, Stainless Steel, 1 or 2 USE-2 Wires (up to 5.8mm), Qty. 100, DCS-1306 | 20.27 |  | No | Electrical BOS | Shippable | 19.23 | 55 | Shippable & Stock Qty Available |  | To be Listed
580-0230 | 580-0230 | Eaton-Cutler Hammer 100A 2 Pole 240V Fused Disconnect, NEMA 3R, DG223NRB | 195.42 |  | No | Electrical BOS |  | 160.78 | 55 | Price & Stock Qty. Available |  | To be Listed
211-0478 | 211-0478 | ProSolar, TileTrac 4", with hardware and Stainless Steel flashing for Flat Tile Roof, with subflashing, Qty. 1, TT-1-T4-SF | 8.75 |  | No | Racking | Shippable | 8.64 | 54 | Shippable & Stock Qty Available |  | To be Listed
240-0398 | 240-0398 | Hollaender, Adjustable Elbow or Tee, 2" Pipe Size, 17-9 | 56.69 |  | No | Racking | Shippable | 53.5 | 54 | Shippable & Stock Qty Available | USMS100-0444 | Already Listed
250-1381 | 250-1381 | UniRac, RoofMount, RM5, WD Wire Management Clip, Qty. 1, 310851 | 1.27 |  | No | Racking | Shippable | 1.19 | 54 | Shippable & Stock Qty Available | USMS100-0349 | Already Listed
270-1029 | 270-1029 | S-5!, M8 X 16mm Flanged Bolt, M8 Flange Bolt | 0.29 |  | No | Racking | Shippable | 0.27 | 54 | Shippable & Stock Qty Available | USMS100-0515 | Already Listed
530-1125 | 530-1125 | Eaton, Circuit Breaker, CHF Breaker, 50A, 240VAC, 2-Pole, CHF250 | 36.94 |  | No | Electrical BOS | Shippable | 29.64 | 54 | Shippable & Stock Qty Available |  | To be Listed
540-0198 | 540-0198 | Littelfuse Fuse, 50A, Class RK5, 250V, FLNR050ID | 11.92 |  | No | Electrical BOS | Shippable | 11.31 | 54 | Shippable & Stock Qty Available |  | To be Listed
210-1045 | 210-1045 | QuickMount, Tile Replacement Flashing, S-Tile, Use with QM Tile Hook, BLACK, 1 ea, QMC-TRF-S B 12 | 5.13 |  | No | Racking | Vendor De-listing | 4.82 | 53 | De-Listing but Stock Qty Available |  | To be Listed
211-0008 | 211-0008 | QuickMount, 5 Degree Fixed-Tilt L-Foot Only, Mill Finish, Qty. 1, QM-TLF5-M1 | 2.18 |  | No | Racking | Shippable | 2.15 | 53 | Shippable & Stock Qty Available | USMS100-0670 | Already Listed
501-0108 | 501-0108 | Hellermann, Labels, WARNING: PHOTOVOLTAIC POWER SOURCE, Coil, Reflective, 4" X 2", Qty. 1, 596-00207 | 2.79 |  | No | Electrical BOS | Shippable | 2.4 | 53 | Shippable & Stock Qty Available |  | To be Listed
260-0853 | 260-0853 | S-5!, Clamp, RibBracket II, mount for corrugated metal roofs to mount directly into the crown, with EPDM rubber gasket seal, (4) 8mm thru holes & (1) slotted .4" x 1.25" hole, 4 self-tapping screws & 1, M8 flange nut included, RibBracket II | 5.54 |  | No | Racking | Shippable | 5.23 | 52 | Shippable & Stock Qty Available | USMS100-0512 | Already Listed
360-0205 | 360-0205 | Enphase, Accessory, Water tight cap for M215 and M250, Qty. 1, ET-SEAL-10 | 2.22 |  | No | Inverters | Vendor De-listing | 2.02 | 52 | De-Listing but Stock Qty Available | USSE100-0263 | Already Listed
580-0109 | 580-0109 | Generac, PWRcell 200A Automatic Transfer Switch (ATS), with Load Management, Manage up to 4 HVAC (24Vac Controlled) Loads for Whole Home Coverage, Service Rated, NEMA 3R, CXSW200A3 | 820.97 |  | No | Energy Storage | Shippable | 771.71 | 52 | Shippable & Stock Qty Available | USIN100-0181 | Already Listed
212-0007 | 212-0007 | UniRac, Tile Roof Hook, Spanish & W Tile Side Mount, with 2 #14 X 3.5” Screws, 7” Base, 004CT1H | 7.78 |  | No | Racking | Shippable | 7.68 | 51 | Shippable & Stock Qty Available | USMS100-0566 | Already Listed
530-1092 | 530-1092 | Midnite Solar, Circuit Breaker, DIN Mount, 100A, 150VDC, 1-Pole, 1.0" Wide, Qty. 1, MNEPV100 | 48.64 |  | No | Electrical BOS | Shippable | 46.43 | 51 | Shippable & Stock Qty Available |  | To be Listed
250-1436 | 250-1436 | UniRac, GridFlex Lander Pad, 360060 | 4.05 |  | No | Racking | Shippable | 3.73 | 50 | Shippable & Stock Qty Available | USSSP110-1538 | Already Listed
260-0867 | 260-0867 | UniRac, Standing Seam Clamp, Standard, 2 Set Screws, M8 Threaded Attachment Hole, 004131M | 9.11 |  | No | Racking | Shippable | 8.39 | 50 | Shippable & Stock Qty Available | USSSP110-1458 | Already Listed
321-0229-B |  | "B" Grade Enphase, IQ 8 Micro Inverter, compatible with 60 cell PV Modules, 240V, 245VA Peak Power, MC4 DC Connectors, Female AC Connector, IQ8-60-2-US / IQ8-72-M-US | 140.94 | 245 | No | Inverters | Vendor De-listing | 125.84 | 50 | De-Listing but Stock Qty Available |  | Not Applicable
360-0379 | 360-0379 | APsystems, Y3 AC Bus (Trunk) Cable for QT-2 Micro Inverters, (1 per Inverter), 10 AWG, 4m (~157"), 2322400703 | 46.67 |  | No | Inverters | Vendor De-listing | 41.18 | 50 | De-Listing but Stock Qty Available |  | To be Listed
550-0524 | 550-0524 | TE Connectivity, SolarLok PV4 Connector with Boot for 6.0 to 7.8mm OD #10 AWG PV Wire, Female (+), 1500VDC, 18-2270025-1 | 1.48 |  | No | Electrical BOS | Shippable | 1.31 | 50 | Shippable & Stock Qty Available |  | To be Listed
551-0165 | 551-0165 | 1-1/4" Threaded LL Type Rigid Conduit Body with Cover & Gasket, Qty: 1, LL4CG, 0093-1413 | 14.12 |  | No | Electrical BOS | Shippable | 13.4 | 50 | Shippable & Stock Qty Available |  | To be Listed
551-0166 | 551-0166 | 1-1/4" Threaded LR Type Rigid Conduit Body with Cover & Gasket, Qty: 1, LR4CG, 0012-2074 | 14.12 |  | No | Electrical BOS | Shippable | 13.4 | 50 | Shippable & Stock Qty Available |  | To be Listed
580-0226 | 580-0226 | Eaton-Cutler Hammer 60A 2 Pole 240V Fused Disconnect, NEMA 3R, C-H DG222NRB | 167.09 |  | No | Electrical BOS | Shippable | 139.24 | 50 | Shippable & Stock Qty Available |  | To be Listed
590-0123 | 590-0123 | UniRac, Ecolibrium, EcoX Row to Row Bonding Clip, ES10260 | 0.37 |  | No | Racking | Shippable | 0.35 | 50 | Shippable & Stock Qty Available | USMS100-0388 | Already Listed
260-0883 | 260-0883 | SunModo, Universal Mid Clamp, Black, K10180-001-BK | 3.24 |  | No | Racking | Vendor De-listing | 3.2 | 49 | De-Listing but Stock Qty Available |  | To be Listed
530-1124 | 530-1124 | Eaton, Circuit Breaker, CHF Breaker, 40A, 240VAC, 2-Pole, CHF240 | 36.94 |  | No | Electrical BOS | Shippable | 29.64 | 49 | Shippable & Stock Qty Available |  | To be Listed
250-1398 | 250-1398 | UniRac, Ecolibrium, Ecofoot2+ 44" Wind Deflector, ES20311A | 10.08 |  | No | Racking | Shippable | 9.28 | 48 | Shippable & Stock Qty Available | USSSP110-1550 | Already Listed
240-0269 | 240-0269 | UniRac, DGFT - Ground Fixed Tilt TOP CHORD CHANNEL 20/30°, 404036 | 110.76 |  | No | Racking | Shippable | 104.53 | 47 | Shippable & Stock Qty Available | USMS100-0708 | Already Listed
250-1403 | 250-1403 | UniRac, Ecolibrium, EcoFoot5D 70'' Wind Deflector, ES10494 | 11.17 |  | No | Racking | Shippable | 10.29 | 47 | Shippable & Stock Qty Available | USMS100-0674 | Already Listed
260-0797 | 260-0797 | ProSolar, End Clamp, 1.391"-1.416" (35.4mm-35.9mm), Includes (1) non-bonding Channel Nut and hardware, Clear, Qty. 1, C1396EC-1-G | 2.68 |  | No | Racking | Shippable | 2.53 | 47 | Shippable & Stock Qty Available |  | To be Listed
520-0096 | 520-0096 | Morningstar, TriStar MPPT Charge Controller, 45A, 150VDC, 12/48VDC, with RTS, TS-MPPT-45 | 536.49 |  | No | Energy Storage | Shippable | 502.53 | 47 | Shippable & Stock Qty Available |  | To be Listed
550-9079 | 550-9079 | THHN/THWN-2, #4 AWG, White, 600V, 500' | 535.11 |  | No | Electrical BOS | Shippable | 503 | 47 | Shippable & Stock Qty Available |  | To be Listed
551-0198 | 551-0198 | 3/4" Flexible Non-Metallic PVC Liquid Tight Conduit, WI NM075, 100' Coil, 0278-3784 | 61.01 |  | No | Electrical BOS | Shippable | 57.88 | 47 | Shippable & Stock Qty Available |  | To be Listed
590-0125 | 590-0125 | UniRac, Ecolibrium, 38" Bonding Jumper, ES10378 | 5.42 |  | No | Racking | Shippable | 5.12 | 47 | Shippable & Stock Qty Available |  | To be Listed
210-0191 | 210-0191 | UniRac, FlashLoc Comp Kit, with Lag Bolt, Chemlink Sealant and Rail Hardware, Dark Finish, 1 ea, 004085D | 9.94 |  | No | Racking | Soligent De-listing | 9.38 | 46 | De-Listing but Stock Qty Available | USMS100-0383 | Already Listed
210-0662 | 210-0662 | UniRac, Standoff, 2 Piece Aluminum Flat-top , 3", Dark, without lag bolts, Qty. 1, 004300D | 8.69 |  | No | Racking | Shippable | 8.58 | 46 | Shippable & Stock Qty Available | USMS100-0485 | Already Listed
240-0676 | 240-0676 | SunModo, SunTurf, Anchor Screw Auger 80” with Set Screws, for 2" Schedule 40 Pipe, Qty.1, K10423-080 | 86.23 |  | No | Racking | Soligent De-listing | 85.15 | 46 | De-Listing but Stock Qty Available |  | To be Listed
270-1058 | 270-1058 | S-5!, Replacement, Set screw, 3/8-24 X .90”, Qty. 1 bag of 50, 0.90 Round Point Setscrew | 0.42 |  | No | Racking | Shippable | 0.39 | 46 | Shippable & Stock Qty Available | USMS100-0558 | Already Listed
310-0644 | 310-0644 | SolarEdge, Energy Hub SE10000H-US HD-Wave, 1-Ph, Grid Tied Inverter, Dual Rated 10kW/10kW Battery Access, 240Vac, 60 Hz, 2 Unfused Input, 12 Yr Warr,Ground-Fault/Arc-Fault Protection, RS485 and Ethernet, with 5 Year Cell plan, -40C, AC RSD, w/RGM, and Consumption Meter (Add CT’s), SetApp Enabled, UL1741-SA, SE10000H-USSNBBL14 | 2978.26 | 10000 | No | Inverters | Shippable | 2786.12 | 46 | Shippable & Stock Qty Available | USSS100-0022 | Already Listed
360-0332 : 360-0332_U | 360-0332_U | Enphase, IQ, Female Sealing Cap for unused Q-Cable Connectors, Q-SEAL-10 | 4.08 |  | No | Inverters | Soligent De-listing | 3.49 | 46 | De-Listing but Stock Qty Available |  | Not Applicable
510-0035 | 510-0035 | Outback, FWPV-8 Combiner box, 8 Breakers or 6 Fuse holders | 281.94 |  | No | Inverters | Shippable | 238.82 | 46 | Shippable & Stock Qty Available | USBE100-0011 | Already Listed
530-0126 | 530-0126 | Enphase, Enpower 100A Main/Load Breaker, 25kAIC, CSR2100N, BRK-100A-2P-240V | 207.2 |  | No | Energy Storage | Shippable | 180.7 | 46 | Shippable & Stock Qty Available |  | To be Listed
270-0004 | 270-0004 | ProSolar, FastJack 2X Bracket, Clear, Qty. 1, A-FJT-1 | 6.26 |  | No | Racking | Vendor De-listing | 6.18 | 45 | De-Listing but Stock Qty Available |  | To be Listed
270-0933 | 270-0933 | UniRac, MicroRail, 40mm, 3" Microrail, includes: 3" Base, 3" Cap, Socket-head cap screw, Bonding pin, Helix, Tower, 6.75" slider, Use with Raised Seal Flashing, 230340F | 8.39 |  | No | Racking | Vendor De-listing | 7.87 | 45 | De-Listing but Stock Qty Available |  | To be Listed
360-0377 | 360-0377 | APsystems, AC Cable Connector 10AWG (splice) - Female, 2300932202 | 12 |  | No | Inverters | Shippable | 10.59 | 45 | Shippable & Stock Qty Available | USSE100-0296 | Already Listed
551-0007 | 551-0007 | 3/4" LR Aluminum, without cover, Qty.1, Topaz LR2 | 14.18 |  | No | Electrical BOS | Shippable | 12.48 | 44 | Shippable & Stock Qty Available |  | To be Listed
570-1233 | 570-1233 | SolarEdge, Replacement 4G Cell Modem, for all Single Phase Inverters with a Display, with Sprint CDMA and T-Mobile GSM 3G Networks, for use in US Only,CELL-A-R05-US-P-S2 | 347.02 |  | No | Inverters | Shippable | 325.81 | 44 | Shippable & Stock Qty Available | USCG001-0011 | Already Listed
590-0112 | 590-0112 | QuickMount, QMR, WEEB Lug with 8mm T-Bolt/Nut, Qty. 1, QMR-GLQ-A-50 | 4.5 |  | No | Racking | Shippable | 4.15 | 44 | Shippable & Stock Qty Available | USMS100-0240 | Already Listed
210-1098 | 210-1098 | UniRac, FlashLoc Comp Kit, with Lag Bolt, Chemlink Sealant and Rail Hardware, Mill Finish, Qty. 1 Box of 20, 004085M | 175.42 |  | No | Racking | Shippable | 165.55 | 43 | Shippable & Stock Qty Available | USMS100-0382 | Already Listed
211-0352 | 211-0352 | UniRac, Adjustable Tilt Leg, 72", without L-Foot, Clear, Qty. 1, 307134M | 55.32 |  | No | Racking | Shippable | 52.21 | 43 | Shippable & Stock Qty Available | USSSP110-1503 | Already Listed
270-0878 | 270-0878 | QuickBolt, All Tile Roof Hook, Bottom Mount Rails, for flat and Spanish tile, 6mm thickness, 9mm adjustable height, 140 mm wide base, 9mm x 18 mm mounting screw slots, 10mm x 38mm rail attachment slot, includes (2) 5/16 x 3" SS screws, Qty. 1, 17600(1) | 15.52 |  | No | Racking | Shippable | 13.3 | 43 | Shippable & Stock Qty Available |  | To be Listed
501-1056 | 501-1056 | Hellermann, Labels, NEC-2020 Packaged Set, 45 Warning Labels, 596-03945 | 21.92 |  | No | Electrical BOS | Shippable | 20.8 | 43 | Shippable & Stock Qty Available |  | To be Listed
240-1530 | 240-1530 | SunModo, SunTurf, 2.5” Pipe Splice Kit, K10342-001 | 10.01 |  | No | Racking | Soligent De-listing | 9.89 | 42 | De-Listing but Stock Qty Available |  | To be Listed
270-0833 | 270-0833 | UniRac, SolarMount Integrated Bonding, T-Bolt & Nut, 1/4"X2.00", Dark SS, Qty. 1, 330050D | 1.3 |  | No | Racking | Shippable | 1.2 | 42 | Shippable & Stock Qty Available | USMS100-0291 | Already Listed
360-0182 | 360-0182 | Chilicon, Modular Trunk Cap Male, T6 Male Cap | 2.22 |  | No | Inverters | Soligent De-listing | 2.22 | 42 | De-Listing but Stock Qty Available | USMS100-0617 | Already Listed
540-0205 | 540-0205 | 70A Class RK5 Time Delay Cartridge Fuse, 250Vac, FLNR070 | 25.95 |  | No | Electrical BOS | Shippable | 24.62 | 42 | Shippable & Stock Qty Available |  | To be Listed
240-0409 | 240-0409 | Hollaender, Tee with set screws on side rib, 2" Pipe Size, 5SR-9 | 36.94 |  | No | Racking | Shippable | 34.86 | 41 | Shippable & Stock Qty Available |  | To be Listed
271-0004 | 271-0004 | Chemlink, Solar penetration seals, Low-Slope, 4” Diameter E-Curb Round Kit, contains: (4) curbs, (1) 1/2 gallon pouch 1-Part Pourable Sealer, (2) 10.1 oz cartridges of M-1 Adhesive/Sealant, Gray, Qty. 1 KIT, F1354 | 116.49 |  | No | Electrical BOS | Shippable | 111.95 | 41 | Shippable & Stock Qty Available |  | To be Listed
480-0138 | 480-0138 | EndurEnergy Systems, 5.12kWh1 100Ah, 48 Vdc Nominal, Battery Pack, ESP-5100, B0005 | 2091.7 | 5120 | No | Energy Storage | Shippable | 2078.71 | 41 | Shippable & Stock Qty Available | USEC001-0080 | Already Listed
530-0030 | 530-0030 | Midnite Solar, Circuit Breaker, DIN Mount, 10A, 150VDC, MNEPV10 | 14.82 |  | No | Electrical BOS | Shippable | 14.72 | 41 | Shippable & Stock Qty Available |  | To be Listed
550-0531 | 550-0531 | Bare Solid Copper, 6 AWG, Soft Drawn, 500' Spool, 02-SDBC-6S-500 | 209.87 |  | No | Electrical BOS | Soligent De-listing | 187.65 | 41 | De-Listing but Stock Qty Available |  | Not Applicable
565-0024 | 565-0024 | Generac, PV-Link Sub-String Optimizer, Compatible with SnapRS for Module Level RSD, MC-4, Max 420Voc, APKE00010 | 536.23 |  | No | Energy Storage | Shippable | 492.83 | 41 | Shippable & Stock Qty Available | USSE100-0087 | Already Listed
250-1416 | 250-1416 | UniRac, Ecolibrium, EcoFoot Roof to Strut Hardware Kit, ES10843 | 11.5 |  | No | Racking | Shippable | 10.59 | 40 | Shippable & Stock Qty Available | USMS100-0513 | Already Listed
260-0099 | 260-0099 | QuickMount, QMR, Universal Bonding Mid Clamp, 30-45mm, Black Finish, Qty. 1, QMR-UMC3045-B-20 | 2.6 |  | No | Racking | Shippable | 2.45 | 40 | Shippable & Stock Qty Available | USMS100-0151 | Already Listed
270-0052 | 270-0052 | IronRidge, FX, Rail-Less Trim, Black, 32mm, For 1 60 Cell Landscape Module, 1663mm, ~65.5", Qty 1, FX-TRIM-32MM-B-L | 21.8 |  | No | Racking | Soligent De-listing | 19.13 | 40 | De-Listing but Stock Qty Available |  | To be Listed
270-0849 | 270-0849 | ProSolar, front skirt, 2-3/4” tall, 84” long, 1-1/2” minimum clearance from bottom of module to roof, Black, Qty. 1, A-FS275-84 | 26 |  | No | Racking | Shippable | 25.68 | 40 | Shippable & Stock Qty Available |  | To be Listed
270-0909 | 270-0909 | ProSolar, End Cap, 3", Deep Channel, UV resistant plastic, Black, Qty. 1, A-ENDCAPXD-1B | 0.74 |  | No | Racking | Shippable | 0.73 | 40 | Shippable & Stock Qty Available | USSE100-0257 | Already Listed
271-0016 | 271-0016 | IronRidge, Flat Roof Attachment Membrane, 60 mil, KEE, Carlisle, White, Qty. 1, FRA-M60K-CA-W1 | 16.09 |  | No | Racking | Shippable | 14.82 | 40 | Shippable & Stock Qty Available | USMS100-0044 | Already Listed
360-0041 | 360-0041 | APsystems, AC Bus (Trunk) Cable for QT-2 Micro Inverters, (1 per Inverter), 5 Wire 10 AWG, 4.6m (~181”), 2322909202 | 64 |  | No | Inverters | Shippable | 60 | 40 | Shippable & Stock Qty Available |  | To be Listed
551-0039 | 551-0039 | 3/4" Weatherproof 1 Gang Rectangular Outlet Box (Bell box), 18-WI FSB75/5X | 4.46 |  | No | Electrical BOS | Shippable | 3.93 | 40 | Shippable & Stock Qty Available |  | To be Listed
570-1190 | 570-1190 | Enphase, IQ Combiner-3 Accessory Receptacle, XA-PLUG-120-3 | 17.11 |  | No | Inverters | Shippable | 16.52 | 40 | Shippable & Stock Qty Available |  | To be Listed
570-1226 | 570-1226 | Enphase, IQ Combiner-4 with IQ Gateway and 2 Split Core Consumption CTs, Single Phase, Revenue Grade accuracy (ANSI C12.20 +/- 0.5%) Calibrated Solid-Core Production CT, Space for 4 PV Branch Circuits with Hold Down kits, Breakers NOT included, Use with IQ-6, IQ-7 or IQ-8, 80A, X-IQ-AM1-240-4 | 724.37 |  | No | Inverters | Shippable | 654.55 | 40 | Shippable & Stock Qty Available | USSPO001-0005 | Already Listed
210-1099-B | 210-1099-B | "B" Grade UniRac, FlashLoc Duo Comp Kit, Deck or Rafter Mount with 2 Rafter Screws, Sealant and Rail T-Bolt, Mill Finish, Qty. 1 Pack of 20, 004275M | 118.24 |  | No | Racking | Soligent De-listing | 113.42 | 39 | De-Listing but Stock Qty Available |  | Not Applicable
212-1116 | 212-1116 | SnapNrack, Tile Hook Replacement Flashing, W-Tile, 232-60057 | 11.66 |  | No | Racking | Shippable | 11.25 | 39 | Shippable & Stock Qty Available |  | To be Listed
240-0660 | 240-0660 | UniRac, DGFT - Ground Fixed Tilt DIAG BRACE ASSEMBLY 30°, 404032 | 106.54 |  | No | Racking | Shippable | 100.55 | 39 | Shippable & Stock Qty Available | USMS100-0371 | Already Listed
270-0885 | 270-0885 | QuickMount, Quick Rack, Frame Mount Bracket, for Enphase M-Series, NOT for S-Series, 33mm module frame, racking agnostic, UL2703, Mill finish, COMPONENT, Qty. 1, QM-EFM-33 A 1 | 4.89 |  | No | Racking | Vendor De-listing | 4.59 | 39 | De-Listing but Stock Qty Available |  | To be Listed
271-0017 | 271-0017 | IronRidge, Flat Roof Attachment Membrane, 60 mil, PVC, Sarnafil, White, Qty. 1, FRA-M60P-SN-W1 | 16.09 |  | No | Racking | Shippable | 15.19 | 39 | Shippable & Stock Qty Available | USMS100-0045 | Already Listed
210-0727 | 210-0727 | EJOT, drill bit for steel substructure thickness between gauge 5 to 9/32'', 7.0mm diameter, 175mm long, HSS 7.0 x 175, Qty. 1, 9250500000 | 15.46 |  | No | Racking | Soligent De-listing | 14.51 | 38 | De-Listing but Stock Qty Available |  | To be Listed
270-0651 | 270-0651 | Oatey, Flashing, 0.5" to 1.125" dia, 9 x 12.5" Aluminum base, Clear, Qty. 1, 11832 | 7.71 |  | No | Racking | Shippable | 7.28 | 38 | Shippable & Stock Qty Available | USMS100-0482 | Already Listed
430-0000 | 430-0000 | Battery Cable, Code Approved THW, Black, 2/0 x 24", with 3/8" lugs | 17.51 |  | No | Electrical BOS | Shippable | 16.2 | 38 | Shippable & Stock Qty Available |  | To be Listed
450-0168 | 450-0168 | Generac, PWRcell 3R, Outdoor Rated, Battery Enclosure and Electronics for Li-ion Battery, requires 3-6 PWRcell Battery Modules, (Purchased Separately), APKE00028 | 2963.67 |  | No | Energy Storage | Shippable | 2723.84 | 38 | Shippable & Stock Qty Available | USIN100-0133 | Already Listed
310-0284 | 310-0284 | SolarEdge, SE5000H-US HD-Wave, 1-Ph, Grid Tied Inverter, 5000W, 240Vac, 60 Hz, 2 Unfused Input, 12 Yr Warr, Ground-Fault/Arc-Fault Protection, RS485 and Ethernet, -40C, AC RSD, UL1741-SA, w/RGM & Consumption Meter (Add CT’s), SetApp Enabled, SE5000H-US000BNI4 | 1717.11 | 5000 | No | Inverters | Vendor De-listing | 1606.33 | 37 | De-Listing but Stock Qty Available | USIN100-0289 | Already Listed
501-1039 | 501-1039 | Hellermann, Labels, WARNING: TURN OFF PHOTOVOLTAIC, NEC.2014. Qty. 1, 596-00499 | 1.8 |  | No | Electrical BOS | Shippable | 1.55 | 37 | Shippable & Stock Qty Available |  | To be Listed
530-0018 | 530-0018 | Circuit Breaker, 15A, 120Vac 50/60Hz, DIN Mount, 1 Pole, 0.5” (13 mm) wide. DIN-15-AC, MNEAC15 | 16.28 |  | No | Electrical BOS | Shippable | 16.17 | 37 | Shippable & Stock Qty Available |  | To be Listed
550-9068 | 550-9068 | Wiley Electronics, Cable Clip for Rails, Stainless Steel, for 1 to 4 PV wires (6.8-7.2mm), ACC-R4 | 92.2 |  | No | Electrical BOS | Shippable | 87.47 | 37 | Shippable & Stock Qty Available |  | To be Listed
551-0267 | 551-0267 | 3/4" Conduit Hanger (Minerallac) with Bolt, Qty.1, TOPAZ 602 | 0.41 |  | No | Electrical BOS | Shippable | 0.39 | 37 | Shippable & Stock Qty Available |  | To be Listed
110-1357-B |  | "B" Grade Sunmac, 405W PV Module, MC-4 Compatible Connector, PV Wire 1200mm (~47.2"), 30mm Black Frame with Black Back-Sheet, BOB, 108 1/2 Cell Mono PERC, 25A Max Fuse, 1500VDC, 373.5 PTC, 25/25 Warranty, SM405-M754SH-BB | 175.6 | 400 | No | PV Modules | Soligent De-listing | 166.73 | 36 | De-Listing but Stock Qty Available |  | Not Applicable
250-1410 | 250-1410 | UniRac, Ecolibrium, EcoFoot MLPE Bracket, ES10970 | 3.54 |  | No | Racking | Shippable | 3.26 | 36 | Shippable & Stock Qty Available |  | To be Listed
321-0002 | 321-0002 | Morningstar, SureSine battery inverter, 300W, 115VAC, 60Hz, No Transfer, 12VDC, Sinewave, Off Grid, 2 Yr Warr, No Charger, internal BTS, SI-300-115V-UL | 282.72 | 300 | No | Energy Storage | Shippable | 272.62 | 36 | Shippable & Stock Qty Available | USSP100-0160 | Already Listed
330-0581 | 330-0581 | SolarEdge, 80kW 3 Phase Synergy Manager, Requires 2 Synergy Units, 80kW 480V WYE/Delta, 60Hz, 1000VDC, Fused Multiple DC Inputs, DC Discon, AC/DC SPD, 12 Yr. Warranty, AFCI, with AC-RSD, -40C, RS485 and Ethernet, UL-1741-SA (Rule-21), SE80K-US08IBNZ4 | 1383.32 | 80000 | No | Inverters | Shippable | 1301.07 | 36 | Shippable & Stock Qty Available | USIN100-0078 | Already Listed
500-0092 | 500-0092 | Midnite Solar, Busbar, four #6 and two 1/0 useable wire slots, insulated, short version, red, MNSBBR-R | 17.21 |  | No | Electrical BOS | Shippable | 17.09 | 36 | Shippable & Stock Qty Available |  | To be Listed
501-0126 | 501-0126 | Hellermann, Labels, WARNING: 120-VOLT SUPPLY, Qty. 1, 596-00325 | 1.02 |  | No | Electrical BOS | Soligent De-listing | 0.93 | 35 | De-Listing but Stock Qty Available |  | Not Applicable
551-0206 | 551-0206 | 3/4" PVC Fitting 3/4" Type LL Access Fitting LL, Gray, Qty: 1, LL07, 0012-5023 | 4.65 |  | No | Electrical BOS | Shippable | 4.09 | 35 | Shippable & Stock Qty Available |  | To be Listed
210-1100 : 210-1100-EXP | 210-1100-EXP | UniRac, FlashLoc Duo Comp Kit, Deck or Rafter Mount with 2 Rafter Screws, Sealant and Rail T-Bolt, Dark Finish, Qty. 1 Pack of 20, 004275D | 172.02 |  | No | Racking | Soligent De-listing | 192.5 | 34 | De-Listing but Stock Qty Available |  | Not Applicable
260-0768 | 260-0768 | UniRac, SolarMount End Clamp, F, Preassembled, 45MM - 47MM, 2.50" Bolt, Clear, Qty. 1 ,302025C | 2.17 |  | No | Racking | Shippable | 2.05 | 34 | Shippable & Stock Qty Available | USMS100-0325 | Already Listed
270-9076 | 270-9076 | SnapNrack, Array Edge Screen Fastener, 242-04105 | 1.43 |  | No | Racking | Shippable | 1.41 | 34 | Shippable & Stock Qty Available |  | To be Listed
570-1126 | 570-1126 | SMA, Wi-Fi Antenna Extension Kit, for SB-XX-40 or -41 inverters, EXTANT-US-40 | 49 |  | No | Inverters | Shippable | 46.8 | 34 | Shippable & Stock Qty Available | USSSP110-1249 | Already Listed
730-0001 | 730-0001 | Enphase, Enpower Reusable Lifting Handle Kit, use for easier Empower Wall Mounting, EP200G-HNDL-R1 | 248.67 |  | No | Energy Storage | Shippable | 216.86 | 34 | Shippable & Stock Qty Available | USSS100-0095 | Already Listed
110-1352 |  | Sunergy, Bifacial 400W PV Module, MC-4 Compatible Connector, PV Wire 500mm (19.6"), 30mm Black Frame with Transparent Back-Mesh Back-Sheet, 108 1/2 Cell Mono, 30A Max Fuse, 1500VDC, 372.9W PTC, 12/30 Warranty, VSUN400-108BMH-500 | 136 | 400 | No | PV Modules | Soligent De-listing | 136 | 33 | De-Listing but Stock Qty Available |  | Not Applicable
110-1364 |  | Aptos, 370W Bifacial PV Module, 1200mm (~47.2”) PV Wire, MC-4, 35mm Black Frame on Black Back Sheet, BOB, 120 ½ Bifacial DNA Mono Cells, 20A Max Fuse, 1500VDC, 341.5 PTC, 25/30 Warranty, DNA-120-BF26-370W | 248.89 | 370 | No | PV Modules | Soligent De-listing | 246.67 | 33 | De-Listing but Stock Qty Available |  | Not Applicable
530-0234 | 530-0234 | Eaton, Breaker Hold-Down, for Encharge and/or Generator BR Breakers, 15-BRHDK125 | 17.93 |  | No | Electrical BOS | Shippable | 17.25 | 33 | Shippable & Stock Qty Available |  | To be Listed
211-0086 | 211-0086 | ProSolar, FastJack, Standoff, E-Series 4.5" , Qty. 1, FJE-450-1 | 5.84 |  | No | Racking | Shippable | 5.77 | 32 | Shippable & Stock Qty Available | USMS100-0593 | Already Listed
250-1390 | 250-1390 | UniRac, RoofMount, RMDT, Mid Clamp, 41-45mm, Qty. 1, 310824 | 2.46 |  | No | Racking | Vendor De-listing | 2.31 | 32 | De-Listing but Stock Qty Available | USSSP110-1516 | Already Listed
260-0885 | 260-0885 | SunModo, End Clamp Kit, 30-46mm Clear, K10299-002 | 1.27 |  | No | Racking | Vendor De-listing | 1.25 | 32 | De-Listing but Stock Qty Available |  | To be Listed
270-0693 | 270-0693 | Oatey, Flashing, 0.5" to 1" dia, 11" x 14.5" Galvanized base, Black, Qty. 1, 11859 | 10.99 |  | No | Racking | Shippable | 10.38 | 32 | Shippable & Stock Qty Available | USMS100-0459 | Already Listed
270-0936 | 270-0936 | UniRac, MicroRail, 35mm, 9" Splice, includes: base, cap, (3) cap screws, and bonding pins, Use with Raised Seal Flashing, 230935F | 14.51 |  | No | Racking | Vendor De-listing | 13.32 | 32 | De-Listing but Stock Qty Available |  | To be Listed
270-1111 | 270-1111 | SnapNrack, Sealing Washer Lag, 4 1/2”, SS, 242-02168 | 0.7 |  | No | Racking | Shippable | 0.69 | 32 | Shippable & Stock Qty Available |  | To be Listed
310-0011 | 310-0011 | SolarEdge, Energy Hub SE7600H-US HD-Wave, 1-Ph, Grid Tied Inverter, Dual Rated 7.6kW/10kW Battery Access, 240Vac, 60 Hz, 2 Unfused Input, 12 Yr Warr, Ground-Fault/Arc-Fault Protection, RS485 and Ethernet, with 5 Year Cell plan, -40C, AC RSD, w/RGM, and Consumption Meter (Add CT’s), SetApp Enabled, UL1741-SA, SE7600H-USMNBBL15 | 2652.06 | 7600 | No | Inverters | Shippable | 2480.96 | 32 | Shippable & Stock Qty Available |  | To be Listed
550-0250 | 550-0250 | Heyco, Strain Relief, Cord Grip, 9-Hole, 1" Nylon NPT with metal locknut, 5.5mm holes for USE-2, Skinned, Qty. 1, M8437GBK-SM, 550-0250 | 4.15 |  | No | Electrical BOS | Shippable | 3.65 | 32 | Shippable & Stock Qty Available |  | To be Listed
570-0028 | 570-0028 | SMA, Communication Card, RS-485 Module for -10, -11, -12 inverters, 485USPB-NR | 98.58 |  | No | Inverters | Shippable | 94.15 | 32 | Shippable & Stock Qty Available | USSE100-0218 | Already Listed
570-1189 | 570-1189 | Enphase, Envoy IQ LTE-M1 Cell Modem, Enphase Mobile Connect, Plug and Play modem, includes 5 Year data plan for US, Puerto Rico, US Virgin Islands, Canada, Mexico up to 60 Inverters, CELLMODEM-M1 | 357.73 |  | No | Inverters | Vendor De-listing | 345.53 | 32 | De-Listing but Stock Qty Available | USSE100-0191 | Already Listed
577-0228 | 577-0228 | Generac, Smart Management Module (SMM) 100A for Automatic Load Shedding, use with Load Management ATS or Gen-Set, 7006 | 277.07 |  | No | Energy Storage | Shippable | 254.65 | 32 | Shippable & Stock Qty Available | USSS100-0114 | Already Listed
211-0045 | 211-0045 | UniRac, Adjustable Tilt Leg, 44", without L-Foot, Clear, Qty. 1, 307120M | 29.88 |  | No | Racking | Shippable | 28.2 | 31 | Shippable & Stock Qty Available | USMS100-0402 | Already Listed
260-0478 | 260-0478 | S-5!, Clamp, RibBracket III, mount for corrugated metal roofs to mount directly into the crown, with EPDM rubber gasket seal, (4) 8mm thru holes & (1) slotted .4" x 1.25" hole, 4 self-tapping screws & 1, M8 flange nut included, RibBracket III | 5.81 |  | No | Racking | Shippable | 5.49 | 31 | Shippable & Stock Qty Available |  | To be Listed
310-0065 | 310-0065 | SolarEdge, SE3000H-US HD-Wave, 1-Ph, Grid Tied Inverter, 3000W, 240Vac, 60 Hz, 2 Unfused Input, 12 Yr. Warranty, Ground-Fault/Arc-Fault Protection, Ungrounded, RS485 and Ethernet, -40C, AC RSD, UL1741-SA, SetApp Enabled, Compatible with Energy Net Communicator, SE3000H-US000BEU4 | 1165.91 | 3000 | No | Inverters | Shippable | 1096.96 | 31 | Shippable & Stock Qty Available |  | To be Listed
530-0109 | 530-0109 | Midnite Solar, Circuit Breaker, DIN Mount, 50A, 150VDC, MNEPV50 | 14.82 |  | No | Electrical BOS | Shippable | 14.72 | 31 | Shippable & Stock Qty Available |  | To be Listed
270-0029 | 270-0029 | UniRac, U-LA Brace, 14 ft, 2", Aluminum, Qty. 1, 403202C | 66.17 |  | No | Racking | Shippable | 65.35 | 30 | Shippable & Stock Qty Available | USMS100-0280 | Already Listed
270-0937 | 270-0937 | UniRac, MicroRail, 40mm, 9" Splice, includes: base, cap, (3) cap screws, and bonding pins, Use with Raised Seal Flashing, 230940F | 14.19 |  | No | Racking | Vendor De-listing | 13.32 | 30 | De-Listing but Stock Qty Available |  | To be Listed
430-0002 | 430-0002 | Battery Cable, Code Approved THW, Black, 2/0 x 3', with 3/8" lugs | 22.27 |  | No | Electrical BOS | Shippable | 20.6 | 30 | Shippable & Stock Qty Available |  | To be Listed
540-0092 | 540-0092 | Bussmann, Fast-Acting Midget Fuse, 1A, 600VDC, KLM-1 | 6.14 |  | No | Electrical BOS | Shippable | 5.4 | 29 | Shippable & Stock Qty Available |  | To be Listed
550-0214 | 550-0214 | Quick Cable, Lug for 4/0 cable - Tinned 3/8" hole, Qty. 1, 550-0214 | 2.24 |  | No | Electrical BOS | Shippable | 1.92 | 29 | Shippable & Stock Qty Available |  | To be Listed
240-0264 | 240-0264 | UniRac, DGFT - Ground Fixed Tilt C-PILE, 180" – (15.0’), 404002 | 262.61 |  | No | Racking | Shippable | 247.83 | 28 | Shippable & Stock Qty Available | USSSP110-1529 | Already Listed
271-0004-B | 271-0004-B | "B" Grade Curbs only, Chemlink, Solar penetration seals, Low-Slope, 4” Diameter E-Curb Round Kit, contains: (4) curbs, F1354 | 35.92 |  | No | Electrical BOS | Soligent De-listing | 35.56 | 28 | De-Listing but Stock Qty Available |  | Not Applicable
520-0038 | 520-0038 | Morningstar, SunSaver Charge Controller, 10A, 12VDC, with Low Voltage Disconnect, SS10L-12V | 90.54 |  | No | Energy Storage | Shippable | 84.81 | 28 | Shippable & Stock Qty Available | USCC100-0033 | Already Listed
530-0163 | 530-0163 | Schneider Electric, Circuit Breaker, 80A, 125VDC, 1-Pole, Panel Mount, For XW PDP, Qty. 1, 865-DCBRK-80 | 55 |  | No | Electrical BOS | Shippable | 52.88 | 28 | Shippable & Stock Qty Available |  | To be Listed
540-0197 | 540-0197 | Littelfuse Fuse, 40A, Class RK5, 250V, FLNR040ID | 11.92 |  | No | Electrical BOS | Shippable | 11.31 | 28 | Shippable & Stock Qty Available |  | To be Listed
551-0056 | 551-0056 | 1" Universal Strut Clamp Qty.1, 15-ST-100 | 1.26 |  | No | Electrical BOS | Shippable | 1.11 | 28 | Shippable & Stock Qty Available |  | To be Listed
551-0220 | 551-0220 | 3/4" Flexible Metallic Liquid Tight Conduit, PVC Coated, 100' Coil, WI 620330 | 322.97 |  | No | Electrical BOS | Shippable | 306.41 | 28 | Shippable & Stock Qty Available |  | To be Listed
570-1210 | 570-1210 | Sol-Ark, CT (Current Transformer) 200A for up to 4/0 Wire, Qty. 1 Pair, SA-CT-LG | 235.29 |  | No | Energy Storage | Shippable | 224.72 | 28 | Shippable & Stock Qty Available | USSSP110-1298 | Already Listed
730-0067 | 730-0067 | SolarEdge, Energy Bank Battery, Reusable Installation and Mounting Handles, 1 pack of 4 Handles, IAC-RBAT-HANDLE-01 | 93.42 |  | No | Energy Storage | Shippable | 88.47 | 28 | Shippable & Stock Qty Available | USMS100-0679 | Already Listed
110-1346-B |  | "B" Grade Sunergy, Bifacial 370W PV Module, MC-4 Compatible Connector, PV Wire 1300mm ~51.2"), 30mm Black Frame with Transparent Black-Mesh Back-Sheet, 120 1/2 Cell Mono, 20A Max Fuse, 1500VDC, 345.5W PTC, 12/30 Warranty, VSUN370-120BMH-1300-B | 153.65 | 370 | No | PV Modules | Soligent De-listing | 150.58 | 27 | De-Listing but Stock Qty Available |  | Not Applicable
220-0358 | 220-0358 | IronRidge, Replacement Hardware Kit for 2" Brace Assembly, 29-0200-CBR | 14.07 |  | No | Racking | Shippable | 13.28 | 27 | Shippable & Stock Qty Available |  | To be Listed
250-1454 | 250-1454 | UniRac, Roof-Mount, Module Clip with Hex-Bolt, RM-10, Qty. 1 , 310749 | 2.44 |  | No | Racking | Soligent De-listing | 2.24 | 27 | De-Listing but Stock Qty Available | USSSP110-1509 | Already Listed
270-0749 | 270-0749 | UniRac, SunFrame Cap Strip Screws, 3/4", use with , Clear, Qty. 1, 209000C | 0.27 |  | No | Racking | Soligent De-listing | 0.25 | 27 | De-Listing but Stock Qty Available | USMS100-0405 | Already Listed
310-0600 | 310-0600 | SolarEdge, SE11400H-US, HD-Wave, 1-Ph, Grid Tied Inverter, 11.4kW, 208/240Vac, 60 Hz, 3 Unfused Input, 12 Yr Warr, Ground-Fault/Arc-Fault Protection, Ungrounded, RS485 and Ethernet, -40C, AC-RSD, UL1741-SA, SetApp Enabled, SE11400H-US000BNU4 | 2440.9 | 11400 | No | Inverters | Vendor De-listing | 2283.42 | 27 | De-Listing but Stock Qty Available | USIN100-0241 | Already Listed
321-0246 | 321-0246 | APsystems, QT2-208, 3 Phase Micro Inverter, compatible with Four PV Modules, 3 Phase 208V WYE or Delta, 60Hz, 1,728W Max Output, 60Vdc Max Input, MC4 Connector, 10 year Warranty, 124009 QT2-208V | 353.33 |  | No | Inverters | Vendor De-listing | 311.76 | 27 | De-Listing but Stock Qty Available |  | To be Listed
360-0012 | 360-0012 | APsystems, YC1000 AC Bus (Trunk) Cable for YC1000 Micro Inverters, 14 AWG, 2m (~78”), 2322302552 | 33.33 |  | No | Inverters | Vendor De-listing | 28.74 | 27 | De-Listing but Stock Qty Available | USWC001-0059 | Already Listed
501-1029 | 501-1029 | Midnite Solar, Surge Protector Device, 3-wire, 385VDC, for 150/200/250VDC PV arrays and charge controllers, MNSPD-300-DC | 101.02 |  | No | Electrical BOS | Shippable | 96.43 | 27 | Shippable & Stock Qty Available |  | To be Listed
570-1159 | 570-1159 | Outback, Communications Controller for Radian/FXR, Grey Case, MATE3s | 483.13 |  | No | Inverters | Shippable | 460.92 | 27 | Shippable & Stock Qty Available | USCC100-0069 | Already Listed
580-0003 | 580-0003 | APsmart, Transmitter-PLC, 29mm ID Single Core NO Power Supply, SunSpec Certified, 406001 | 34.53 |  | No | Inverters | Shippable | 29.77 | 27 | Shippable & Stock Qty Available | USEC001-0019 | Already Listed
210-1059 | 210-1059 | UniRac, Tile Roof Hook, Spanish Tile Side Mount, with 2 #14 X 3” Screws, CT1, 004CT1S | 7.78 |  | No | Racking | Shippable | 7.68 | 26 | Shippable & Stock Qty Available | USMS100-0339 | Already Listed
311-0040 | 311-0040 | SMA, Sunny Island 6048 battery inverter, 5750W, 120VAC, 60Hz, 56A Transfer, 48VDC, Sinewave, 100A Charger, 10 Yr Warr, with BTS, SI6048-US-10 | 2765.96 | 5750 | No | Energy Storage | Shippable | 2600 | 26 | Shippable & Stock Qty Available | USIN100-0092 | Already Listed
510-0130 | 510-0130 | Midnite Solar, Combiner box, Pre-wired with 4 Panel mount MC4 connectors and fuseholders, MNPV4-MC4 | 296.33 |  | No | Electrical BOS | Shippable | 282.86 | 26 | Shippable & Stock Qty Available |  | To be Listed
570-1148 | 570-1148 | SMA, TS4-R, Gateway, Used with Cloud Connect & TS4-R Add-on-Module, 150-00000-50 | 72.14 |  | No | Inverters | Vendor De-listing | 66.26 | 26 | De-Listing but Stock Qty Available | USBE100-0050 | Already Listed
110-1235-B | 110-1235-B | "B Grade" Trina, 400W PV Module, TS4 Connector, PV Wire ~55”, 35mm Clear Frame with White Backsheet, 144 ½ Cell Multi-BB Mono, 20A Fuse, 1500VDC, 3.2mm glass, 375.2 PTC, TSM-400-DE15M(II) | 171.81 | 400 | No | PV Modules | Soligent De-listing | 163.13 | 25 | De-Listing but Stock Qty Available |  | Not Applicable
211-0061 | 211-0061 | QuickMount, QMR, Light Rail End Cap, Qty. 1 QMR-CPL-B-50 | 1.01 |  | No | Racking | Shippable | 1 | 25 | Shippable & Stock Qty Available | USMS100-0149 | Already Listed
220-0772 | 220-0772 | IronRidge, U-Bolt hardware Kit for 2" Pipe, 29-0200-HDW | 3.04 |  | No | Racking | Shippable | 3 | 25 | Shippable & Stock Qty Available |  | To be Listed
270-1006 | 270-1006 | QuickMount, Hardware Kit, 5/16" X 5-1/2" Lag Screw, with Sealing Plug and Fender Washer, COMPONENT, Qty. 1, QMC-LS5.5SP | 2.79 |  | No | Racking | Shippable | 2.56 | 25 | Shippable & Stock Qty Available | USMS100-0423 | Already Listed
530-0241 | 530-0241 | Eaton-Cutler Hammer, Circuit Breaker, CH Breaker, 70A, 240VAC, 2P, CH270, 0003-5682 | 96.15 |  | No | Electrical BOS | Shippable | 79.11 | 25 | Shippable & Stock Qty Available |  | To be Listed
210-1000-B | 210-1000-B | "B" Grade IronRidge, XR10, Rail 204" (17') Clear, Qty. 1, XR-10-204A | 29.38 |  | No | Racking | Soligent De-listing | 29.38 | 24 | De-Listing but Stock Qty Available |  | Not Applicable
211-0474 | 211-0474 | UniRac, SolarMount L-Foot Serrated, Integrated Bonding, withT-Bolt, Dark, Qty. 1, 304001D | 2.91 |  | No | Racking | Shippable | 2.87 | 24 | Shippable & Stock Qty Available | USMS100-0310 | Already Listed
213-0016 | 213-0016 | UniRac, SFM Infinity Rail-Less, 2" Micro Rail, includes: 2" Base, Cap, Socket-head cap screw, Qty. 1, 250020U | 7.33 |  | No | Racking | Shippable | 6.43 | 24 | Shippable & Stock Qty Available |  | To be Listed
360-0013 | 360-0013 | APsystems, YC1000 AC Bus (Trunk) Cable for YC1000 Micro Inverters, 14 AWG, 4m (~157”), 2322402552 | 53.33 |  | No | Inverters | Vendor De-listing | 45.98 | 24 | De-Listing but Stock Qty Available | USWC001-0060 | Already Listed
430-0004 | 430-0004 | Battery Cable, Code Approved THW, Black, 2/0 x 5', with 3/8" lugs | 31.78 |  | No | Electrical BOS | Shippable | 29.4 | 24 | Shippable & Stock Qty Available |  | To be Listed
530-0027 | 530-0027 | Midnite, Circuit Breaker, 250A, 125Vdc, Panel Mount, 1 Pole, 1.5” Wide, 3/8” stud terminals, PNL-250-DC, MNEDC250 | 106.26 |  | No | Electrical BOS | Shippable | 101.43 | 24 | Shippable & Stock Qty Available |  | To be Listed
550-0253 | 550-0253 | Heyco, Strain Relief, Cord Grip, 4-Hole, 3/4" Nylon NPT with locknut, 5.2mm holes for USE-2, Qty. 1, M3234GAG, 550-0253 | 2.41 |  | No | Electrical BOS | Shippable | 2.12 | 24 | Shippable & Stock Qty Available |  | To be Listed
550-9069 | 550-9069 | Hellermann, Cable Tie, 50 lb, 15.35", Max. Bun. Dia. 4.33", PA66UV Stabilized, Black, , T50L0UVC2, 112-05460 | 52.58 |  | No | Electrical BOS | Shippable | 49.54 | 24 | Shippable & Stock Qty Available |  | To be Listed
551-0057 | 551-0057 | 3/4" EMT Strut-Strap, Qty.1, 15-ST-75 | 1.14 |  | No | Electrical BOS | Shippable | 1 | 24 | Shippable & Stock Qty Available |  | To be Listed
570-0525 | 570-0525 | Wiley Electronics, Acme Conduit Entry, 1-String Pass Thru, NEMA 3R, with Mount Bracket, Qty. 1, ACE-1P | 188.84 |  | No | Electrical BOS | Soligent De-listing | 179.15 | 24 | De-Listing but Stock Qty Available |  | Not Applicable
580-0148 | 580-0148 | OutBack, IMO FireRaptor Single Rapid Shutdown Unit, NEC-2017 RSD, 1 per PV Module, OBFRS-01 | 79.17 |  | No | Inverters | Shippable | 73.08 | 24 | Shippable & Stock Qty Available | USEC001-0009 | Already Listed
211-0242 | 211-0242 | QuickMount, 10 Degree Fixed-Tilt L-Foot Only, Mill Finish, Qty. 1, QM-TLF10-M1 | 2.18 |  | No | Racking | Shippable | 2.15 | 23 | Shippable & Stock Qty Available | USSS100-0035 | Already Listed
270-0697 | 270-0697 | Oatey, Flashing, 0.25"-2", Masterflash, 4-1/2 Base Dimension, 14050 | 15.79 |  | No | Racking | Shippable | 14.91 | 23 | Shippable & Stock Qty Available | USMS100-0439 | Already Listed
460-0015 | 460-0015 | Morningstar, SunSaver MPPT Charge Controller, 15A, 75VDC, 12/24VDC, SS-MPPT-15L | 275.68 |  | No | Energy Storage | Shippable | 258.23 | 23 | Shippable & Stock Qty Available | USCC100-0039 | Already Listed
501-0093 | 501-0093 | Midnite Solar, Surge Protector Device, 3-wire, 300VAC, for 120/240VAC AC systems, MNSPD-300-AC | 101.02 |  | No | Electrical BOS | Shippable | 96.43 | 23 | Shippable & Stock Qty Available |  | To be Listed
501-0120 | 501-0120 | Hellermann, Labels, AC Module Rating Label from NEC 2011, Variable Imprint Rating Label, Qty. 1, 596-00252 | 1.07 |  | No | Electrical BOS | Soligent De-listing | 0.97 | 23 | De-Listing but Stock Qty Available |  | Not Applicable
530-0108 | 530-0108 | Midnite Solar, Circuit Breaker, DIN Mount, 40A, 150VDC, MNEPV40 | 14.82 |  | No | Electrical BOS | Shippable | 14.72 | 23 | Shippable & Stock Qty Available |  | To be Listed
110-1293-B |  | "B" Grade Canadian Solar, 395W PV Module, 1.65m (65 in) (+) / 1m (39.4in) (-) PV Wire, MC-4, 35mm Black Frame on Black Back-Sheet, BOB, Mono-PERC, 20A Fuse, 1000VDC, 369.1 PTC, 12/25 Warranty, CS3N-395MS,F30 | 219.86 | 395 | No | PV Modules | Vendor De-listing | 210.89 | 22 | De-Listing but Stock Qty Available |  | Not Applicable
210-0664 | 210-0664 | UniRac, Standoff, 2 Piece Aluminum Flat-top , 7", Dark, without lag bolts, Qty. 1, 004700D | 11.67 |  | No | Racking | Shippable | 11.52 | 22 | Shippable & Stock Qty Available | USSSP110-1465 | Already Listed
211-0042 | 211-0042 | QuickMount, QMR, Q-Splice Internal for Standard Rail, Mill Finish, Qty. 1, QMR-ISS-A-15 | 5.43 |  | No | Racking | Shippable | 5.36 | 22 | Shippable & Stock Qty Available | USMS100-0409 | Already Listed
220-0359 | 220-0359 | IronRidge, SGA 2", 7.5' Brace Assembly, 70-0200-CBR | 128.49 |  | No | Racking | Vendor De-listing | 121.26 | 22 | De-Listing but Stock Qty Available | USMS100-0055 | Already Listed
220-0363 | 220-0363 | IronRidge, Diagonal Brace, 2in Square Tube, 88.5in LG (For 2in Pipe), GM-DB2-TB01-M1 | 75.41 |  | No | Racking | Shippable | 69.24 | 22 | Shippable & Stock Qty Available | USMS100-0139 | Already Listed
220-0368 | 220-0368 | IronRidge, Diagonal Brace Hardware (For 2in & 3in Pipe), GM-DB-HW01-M1 | 9.17 |  | No | Racking | Shippable | 8.42 | 22 | Shippable & Stock Qty Available | USSE100-0286 | Already Listed
311-0083 | 311-0083 | Sol-Ark, 12K Battery or Battery-Less Inverter, 9,000 watt 120/240-208Vac, 50/60Hz, 48VDC, Transformerless Sinewave, Grid Tie/Off-Grid, AC and/or DC Coupled, 2 MPPT PV inputs, with AFCI/GFDI, BTS, 100A CT’s & Dual AC inputs, 10 Yr. Warr, UL1741-SA (Rule-21), NEMA 3R ,(Outdoor), SA-12K-2P | 4583.28 | 12000 | No | Energy Storage | Shippable | 4298.64 | 22 | Shippable & Stock Qty Available | USIN100-0002 | Already Listed
500-0043 | 500-0043 | Outback, Busbar, 180A, Red, Long, TBB-RED | 23.61 |  | No | Inverters | Shippable | 21.79 | 22 | Shippable & Stock Qty Available | USSE100-0147 | Already Listed
501-1035 | 501-1035 | Hellermann, Labels, CAUTION: SOLAR ELECTRICAL SYSTEM, 1" x 6.5", Qty. 1, 596-00613 | 2.08 |  | No | Electrical BOS | Shippable | 1.78 | 22 | Shippable & Stock Qty Available |  | To be Listed
530-1116 | 530-1116 | Siemens, Circuit Breaker, Q Breaker, 30A, 240VAC, 2-Pole, Q230, 0028-4508 | 15.22 |  | No | Electrical BOS | Shippable | 12.21 | 22 | Shippable & Stock Qty Available |  | To be Listed
550-0470 | 550-0470 | PV Wire, 10AWG, UL4703, 1000VDC-2000VDC, 7 Strand Cu, Black, 0.29" (7.5mm) OD, 500' spool, 01-PV-1007X-DJ-BLK-2(500) | 233.55 |  | No | Electrical BOS | Shippable | 208.82 | 22 | Shippable & Stock Qty Available |  | To be Listed
560-0073 | 560-0073 | Eaton, Main Breaker Load Center, 4 Space/8 Circuit, 200A Main Breaker, 120/240V, use BR Breakers, 3R, BR48B200RF | 284.24 |  | No | Electrical BOS | Shippable | 269.67 | 22 | Shippable & Stock Qty Available |  | To be Listed
570-0238 | 570-0238 | SolarEdge, GSM Modem w/SIM, for up to 32 Commercial (208 or 480V) Inverters with a Display, or up to 1,000kW-AC, 5 Yr Sprint Prepaid Data Plan, for use in US Only, SE-CELL-R05-S-S5-serialized | 1367.99 |  | No | Inverters | Soligent De-listing | 1310.99 | 22 | De-Listing but Stock Qty Available | USEC001-0085 | Already Listed
577-0244 | 577-0244 | Savant, QO SINGLE 60AMP RELAY, PON, GPM-QP1R60240-21 | 162.16 |  | No | Electrical BOS | Shippable | 150 | 22 | Shippable & Stock Qty Available |  | To be Listed
110-1361 |  | ZNShine, 405W PV Module, MC4-compatible, 1200mm (~47.2”) PV Wire, 30mm Black Frame/Black Back-Sheet, BOB, 108 1/2 Cell Mono PERC, 25A Max Fuse, 1500VDC, 373.5W PTC, 12/25 Warranty, ZXM7-SH108-405/M | 137.7 | 405 | No | PV Modules | Soligent De-listing | 137.7 | 21 | De-Listing but Stock Qty Available |  | Not Applicable
213-0020 | 213-0020 | UniRac, SFM Infinity Rail-Less, Universal Trim Rail Splice Dark, Qty. 1, 250120U | 4.22 |  | No | Racking | Shippable | 3.1 | 21 | Shippable & Stock Qty Available |  | To be Listed
260-0239 | 260-0239 | S-5!, Clamp, Size T, fits utility roof with T-shaped seam, S-5-T | 8 |  | No | Racking | Shippable | 7.55 | 21 | Shippable & Stock Qty Available | USSSP110-1134 | Already Listed
270-0048 | 270-0048 | IronRidge, FX, Rail-Less Flashing Hardware Kit, 37 Hanger Bolts, 38 Hanger Nuts, Qty 1 Kit, FX-FLASH-HW | 46.37 |  | No | Racking | Soligent De-listing | 45.79 | 21 | De-Listing but Stock Qty Available | USMS100-0501 | Already Listed
270-1070 | 270-1070 | QuickMount, Quick Rack, Clamp Assembly 2" , 40mm, Bronze, Qty. 1, QMQR-CP40.2 B 24 | 98.87 |  | No | Racking | Vendor De-listing | 92.82 | 21 | De-Listing but Stock Qty Available |  | To be Listed
480-0143 | 480-0143 | HomeGrid, 4.8kWh Battery Module - HG-FS48100-15OSJ1 | 2587.63 | 4800 | No | Energy Storage | Shippable | 2348.54 | 21 | Shippable & Stock Qty Available |  | To be Listed
501-0019 | 501-0019 | Delta, AC Lightning Arrestor, 3-wire, 125-250VAC Single Phase, LA302 | 45.27 |  | No | Electrical BOS | Shippable | 42.95 | 21 | Shippable & Stock Qty Available |  | To be Listed
577-0255 | 577-0255 | Savant, Power Director, HST-DIRECTOR-00 | 675.68 |  | No | Electrical BOS | Shippable | 625 | 21 | Shippable & Stock Qty Available | USCC100-0106 | Already Listed
580-0185 | 580-0185 | SolarEdge, Energy Hub, Backup Interface, with 5kW Autoformer, Import/Export Meter, w/CTs, Main Lug Only rated for Load Side Connection, BI-NUSGN-02 | 1704.5 |  | No | Energy Storage | Shippable | 1602.23 | 21 | Shippable & Stock Qty Available | USSSP110-1278 | Already Listed
213-0014 | 213-0014 | UniRac, SFM Infinity, Rail-Less, N/S Bonding Clamp, 008000U | 2.4 |  | No | Racking | Shippable | 1.76 | 20 | Shippable & Stock Qty Available |  | To be Listed
220-0364 | 220-0364 | IronRidge, Diagonal Brace, 2in Square Tube, 106.5in LG (For 2in Pipe), GM-DB2-TB02-M1 | 108.23 |  | No | Racking | Shippable | 99.37 | 20 | Shippable & Stock Qty Available | USMS100-0140 | Already Listed
250-1400 | 250-1400 | UniRac, Ecolibrium, Ecofoot2+ Mid-Support Bracket Kit, ES11203 | 4.64 |  | No | Racking | Shippable | 4.27 | 20 | Shippable & Stock Qty Available |  | To be Listed
250-1431 | 250-1431 | UniRac, GridFlex North Rail, 360010 | 5.39 |  | No | Racking | Shippable | 4.95 | 20 | Shippable & Stock Qty Available | USSSP110-1533 | Already Listed
270-0906 | 270-0906 | ProSolar, End Cap, 1.5", UV resistant plastic, Clear, Qty. 1, A-ENDCAP-1 | 0.57 |  | No | Racking | Vendor De-listing | 0.57 | 20 | De-Listing but Stock Qty Available | USSE100-0256 | Already Listed
270-1075 | 270-1075 | QuickMount, Hardware Kit, Serrated Flange Cap Screw, 5/16" x 1", Grade 8 Zinc, QBLOCK, Qty. 1, QMC-G8SF 12 | 1.74 |  | No | Racking | Vendor De-listing | 1.63 | 20 | De-Listing but Stock Qty Available |  | To be Listed
310-0044 | 310-0044 | Generac, PWRcell 7.6kW Single Phase 120/240Vac Grid-Tie/Back-Up Inverter with 2 CT’s, UL1741-SA (Rule-21), XVT076A03 | 3328.35 |  | No | Energy Storage | Shippable | 3059.01 | 20 | Shippable & Stock Qty Available | USIN100-0322 | Already Listed
310-0286 | 310-0286 | SolarEdge, SE7600H-US HD-Wave, 1-Ph, Grid Tied Inverter, 7600W, 240Vac, 60 Hz, 2 Unfused Input, 12 Yr Warr, Ground-Fault/Arc-Fault Protection, RS485 and Ethernet, -40C, AC RSD, UL1741-SA, w/RGM & Consumption Meter (Add CT’s), SetApp Enabled, SE7600H-US000BNI4 | 2022.11 | 7600 | No | Inverters | Vendor De-listing | 1891.66 | 20 | De-Listing but Stock Qty Available | USIN100-0055 | Already Listed
530-1091 | 530-1091 | Midnite Solar, Circuit Breaker, DIN Mount, 80A, 150VDC, 1-Pole, 1.0" Wide, Qty. 1, MNEPV80 | 48.64 |  | No | Electrical BOS | Shippable | 46.43 | 20 | Shippable & Stock Qty Available |  | To be Listed
550-0092 | 550-0092 | USE-2 Cable, 10AWG, 7-strand with TE Female Negative & Male Neutral, 600VDC, 6', 19-JTEFMMN10USEB006 | 4.49 |  | No | Electrical BOS | Soligent De-listing | 4.08 | 20 | De-Listing but Stock Qty Available |  | Not Applicable
551-0054 | 551-0054 | 1" EMT 1 Hole Steel Strap, Qty.1, 15-SE1-100 | 0.33 |  | No | Electrical BOS | Shippable | 0.26 | 20 | Shippable & Stock Qty Available |  | To be Listed
551-0234 | 551-0234 | 3/4" EMT Rain Tight Compression Coupling, Qty.1 Bridgeport 261-SRT, 6679331 | 1.97 |  | No | Electrical BOS | Shippable | 1.73 | 20 | Shippable & Stock Qty Available |  | To be Listed
110-1379-B |  | "B" Grade Mission,380W PV Module, 1.2m (~47.2”) PV Wire, 40mm Black Frame, Black Back Sheet, BOB,66 Cell P-Type Mono, 20A Fuse, 1000VDC, 6BB, BAA, 354.6 PTC, 25/25 Warranty, MSE380SX5R | 186.2 | 380 | No | PV Modules | Vendor De-listing | 186.2 | 19 | De-Listing but Stock Qty Available |  | Not Applicable
270-0892 | 270-0892 | IronRidge, Flashing, Flashfoot kit with L-foot and Bonding hardware, Mill, UFO series, Qty. 1 box of 6 flashings, FM-FF1-002 | 57.39 |  | No | Racking | Soligent De-listing | 53.88 | 19 | De-Listing but Stock Qty Available | USMS100-0493 | Already Listed
360-0360 | 360-0360 | Generac, Modular Trunk Cable, AWG 10, 2.15m (~85”) for 72 Cell Landscape Modules, CP-MTC-2.15 | 36.65 |  | No | Inverters | Shippable | 34.49 | 19 | Shippable & Stock Qty Available | USIN100-0124 | Already Listed
530-0102 | 530-0102 | Midnite Solar, Circuit Breaker, DIN Mount, 4A, 150VDC, MNEPV4 | 12.49 |  | No | Electrical BOS | Soligent De-listing | 12.41 | 19 | De-Listing but Stock Qty Available |  | Not Applicable
530-1113 | 530-1113 | Square D, 80A, 2-Pole Breaker, HOM280 | 56.69 |  | No | Electrical BOS |  | 51.79 | 19 | Price & Stock Qty. Available |  | To be Listed
551-0111 | 551-0111 | 1" Malleable Grounding Bushing, Qty: 1, WI CBGI-100, 0293-7525 | 6 |  | No | Electrical BOS | Shippable | 5.28 | 19 | Shippable & Stock Qty Available |  | To be Listed
577-0243 | 577-0243 | Savant, QO SINGLE 30AMP RELAY, PON, GPM-QP1R30240-21 | 135.14 |  | No | Electrical BOS | Shippable | 125 | 19 | Shippable & Stock Qty Available |  | To be Listed
577-0247 | 577-0247 | Savant, SMARTENERGY VOLTAGE SENSOR, SEM-VT01-00 | 137.35 |  | No | Electrical BOS | Shippable | 127.05 | 19 | Shippable & Stock Qty Available |  | To be Listed
580-0146 | 580-0146 | Enphase, Enpower Smart Switch with 200A capacity, Neutral-Forming Transformer, Microgrid Interconnect Device (MID), Use with IQ-6 or IQ-7, EP200G101-M240US00 | 1079.55 |  | No | Energy Storage | Vendor De-listing | 1079.55 | 19 | De-Listing but Stock Qty Available | USSS100-0030 | Already Listed
110-1348 |  | Canadian Solar, Bifacial 455W PV Module, 1850mm (72.8”) PV Wire, MC-4 Connector, 30mm Clear Frame on White Backsheet,144 Mono ½ Cells, Double Glass, 25A Max Fuse, 1000VDC, 422.9 PTC, 12/30 Warranty, CS3W-455MB-AG | 232.34 | 455 | No | PV Modules | Soligent De-listing | 222.86 | 18 | De-Listing but Stock Qty Available |  | Not Applicable
210-1010 | 210-1010 | QuickMount, Flashing, E-Mount, 9" x 12", with Lag bolt, Mill Finish, QBLOCK, Qty. 1, QMSE-LAG-A-12 | 9.92 |  | No | Racking | Shippable | 9.36 | 18 | Shippable & Stock Qty Available | USMS100-0546 | Already Listed
260-0872 | 260-0872 | S-5!, Clamp, Size NH, fits 1-1/2" Nail Strip Metal Roof Profiles, S-5-NH 1.5 | 6.97 |  | No | Racking | Shippable | 6.57 | 18 | Shippable & Stock Qty Available | USMS100-0483 | Already Listed
450-0178 | 450-0178 | SolarEdge, Energy Bank Battery, Floor Stand, required for Floor Mounting Battery, IAC-RBAT-FLRSTD-01 | 534.83 |  | No | Energy Storage | Shippable | 506.52 | 18 | Shippable & Stock Qty Available | USSS100-0018 | Already Listed
500-0263 | 500-0263 | SimpliPhi, BOSS.12 Three Battery Bus Bar Kit, 3-Battery Horizontal, 1 Pair, Red/Black Bus Bars, 2, 2/0 Red/Black 45” cables, order 1 per shelf, BB-3-12 | 378.38 |  | No | Energy Storage | Shippable | 350 | 18 | Shippable & Stock Qty Available | USSSP110-1236 | Already Listed
520-0099 | 520-0099 | Morningstar, TriStar Remote Digital Meter (for TS-MPPT) with 100' cable, TS-RM-2 | 137.84 |  | No | Energy Storage | Shippable | 129.11 | 18 | Shippable & Stock Qty Available | USSS100-0098 | Already Listed
530-0070 | 530-0070 | Outback, Circuit Breaker, 60A, 125VDC, 1-Pole, 0.5" Wide, DIN Mount, DIN-60-DC | 26.39 |  | No | Electrical BOS | Shippable | 25 | 18 | Shippable & Stock Qty Available |  | To be Listed
565-0240 | 565-0240 | Storz Power, Tigo TS4-A-O, Optimizer Module, Optimization, Monitoring & RSD, Add-on- Module for 1 PV Module, Max 90Voc, 15A, 1.2m MC-4 cable, Requires CCA Kit and TAP, 10254 | 57.01 | 700 | No | Inverters | Shippable | 56.37 | 18 | Shippable & Stock Qty Available | USWC001-0058 | Already Listed
570-0248 | 570-0248 | SolarEdge, Cell Modem, for all Single Phase Inverters with a Display, 5 Yr Data Plan, for use in US Only, CELL-A-R05-US-S-S2 | 347.02 |  | No | Inverters | Shippable | 325.81 | 18 | Shippable & Stock Qty Available | USEC001-0088 | Already Listed
250-1442 | 250-1442 | UniRac, RM10 Roof Mount Attachment Kit-310771 | 16.93 |  | No | Racking | Shippable | 15.59 | 17 | Shippable & Stock Qty Available | USSSP110-1510 | Already Listed
260-0873 | 260-0873 | S-5!, Clamp, Size NH, Mini, fits 1-1/2" Nail Strip Metal Roof Profiles, No Bolt, S-5-NH 1.5 Mini | 6.25 |  | No | Racking | Shippable | 5.9 | 17 | Shippable & Stock Qty Available | USMS100-0535 | Already Listed
501-1038 | 501-1038 | Hellermann, Labels, WARNING: DC CONNECTORS ENERGIZED, NEC.2014. Qty. 1, 596-00588 | 1.8 |  | No | Electrical BOS | Shippable | 1.55 | 17 | Shippable & Stock Qty Available |  | To be Listed
520-0040 | 520-0040 | Morningstar, SunSaver Charge Controller, 20A, 12VDC, with Low Voltage Disconnect, SS20L-12V | 125.68 |  | No | Energy Storage | Shippable | 117.72 | 17 | Shippable & Stock Qty Available | USCC100-0109 | Already Listed
530-0036 | 530-0036 | Outback, Circuit Breaker, 100A, 125VDC, 1-Pole, 1" Wide, Panel Mount, PNL-100-DC | 54.17 |  | No | Electrical BOS | Shippable | 51.32 | 17 | Shippable & Stock Qty Available |  | To be Listed
550-0348 | 550-0348 | Heyco, Strain Relief, Cord Grip, 9-Hole, 1-1/4" Nylon NPT with metal locknut, 7.7mm holes for PV Wire, Skinned, Qty. 1, M4524GBW-SM, 550-0348 | 8.08 |  | No | Electrical BOS | Shippable | 7.11 | 17 | Shippable & Stock Qty Available |  | To be Listed
551-0043 | 551-0043 | 3/4" 90° Zinc Die Cast Pull Elbow with Gasket, 18-TOPAZ ELECTRIC 352 | 6.18 |  | No | Electrical BOS | Shippable | 5.44 | 17 | Shippable & Stock Qty Available |  | To be Listed
570-0757 | 570-0757 | Midnite Solar, Battery Meter, Capacity Meter, 70V max, Input 12/24/36/48V, MNBCM | 69.86 |  | No | Energy Storage | Shippable | 65.24 | 17 | Shippable & Stock Qty Available | USSSP110-1078 | Already Listed
577-0245 | 577-0245 | Savant, SMARTENERGY SENSOR 150A (1 PACK), SEM-150A1-00 | 109.88 |  | No | Electrical BOS | Shippable | 101.64 | 17 | Shippable & Stock Qty Available |  | To be Listed
110-1249 | 110-1249 | Canadian Solar, 400W PV Module, 2.0m (78.7 in) (+) / 1.2m (47.2 in) (-) PV Wire, MC-4, 35mm Black Frame on Black Back-Sheet, BOB, HiDM5 Mono-PERC, 15A Fuse, 1000VDC, 376.3 PTC, 15/25 Warranty, CS1Y-400MS | 199.2 | 400 | No | PV Modules | Vendor De-listing | 221.33 | 16 | De-Listing but Stock Qty Available |  | To be Listed
210-0272 | 210-0272 | UniRac, SolarMount Heavy Duty Rail, 144", Mill Finish, Qty. 1, 410144M | 68.59 |  | No | Racking | Vendor De-listing | 65.73 | 16 | De-Listing but Stock Qty Available | USMS100-0288 | Already Listed
260-0762 | 260-0762 | UniRac, SolarMount End Clamp, C, Preassembled, 33mm - 36mm, 2.00" Bolt, Clear, Qty. 1,302022C | 2.35 |  | No | Racking | Shippable | 2.21 | 16 | Shippable & Stock Qty Available | USSSP110-1493 | Already Listed
270-0733 | 270-0733 | Oatey, Flashing, 0.5" to 1.5" dia, 9.5" x 12.5" Galvanized base , AURORA NO-CALK SOLAR FLASHINGS, Clear, Qty. 1, 12801 | 6.59 |  | No | Racking | Shippable | 6.22 | 16 | Shippable & Stock Qty Available | USMS100-0516 | Already Listed
270-0886 | 270-0886 | QuickMount, Quick Rack, Frame Mount Bracket, for Enphase M-Series, NOT for S-Series, 33mm module frame, racking agnostic, UL2703, Bronze finish, COMPONENT, Qty. 1, QM-EFM-33 B 1 | 5.28 |  | No | Racking | Vendor De-listing | 4.8 | 16 | De-Listing but Stock Qty Available |  | To be Listed
320-0106 | 320-0106 | Schneider Electric, Conext SW4048 battery inverter, 4000W, 120/240VAC, 50/60Hz, 30A Transfer, 48VDC, Sinewave, 45A Charger, 2 Yr Warr, with BTS, 865-4048-21 | 1444.04 | 4000 | No | Energy Storage | Shippable | 1357.4 | 16 | Shippable & Stock Qty Available | USSS100-0041 | Already Listed
500-0159 | 500-0159 | Midnite Solar, Busbar, eleven #6 and four 1/0 useable wire slots, insulated, long version, black, MNTBB-B | 18.71 |  | No | Electrical BOS | Shippable | 18.58 | 16 | Shippable & Stock Qty Available |  | To be Listed
500-0559 | 500-0559 | HomeGrid, Bus-Bar Pair for Sol-Ark, 4000047 | 51.55 |  | No | Electrical BOS | Shippable | 46.78 | 16 | Shippable & Stock Qty Available |  | To be Listed
530-0191 | 530-0191 | Square D, Disconnect, NEMA 3R, 30A, 600VDC, 3-Pole, Fusible, 15451, H361NRB | 435.3 |  | No | Electrical BOS | Shippable | 424.14 | 16 | Shippable & Stock Qty Available |  | To be Listed
530-0215 | 530-0215 | Outback, Circuit Breaker, 125A, 300VDC, 1-Pole, 0.75" Wide, Panel Mount, PNL-125-300VDC | 58.9 |  | No | Electrical BOS | Shippable | 56.58 | 16 | Shippable & Stock Qty Available |  | To be Listed
550-9073 | 550-9073 | Wiley Electronics, Bundle Strap, Vinyl Coated Stainless Steel Cable Tie, 14" Long, 18-WBS14V | 44.59 |  | No | Electrical BOS | Shippable | 42.31 | 16 | Shippable & Stock Qty Available |  | To be Listed
550-9098 | 550-9098 | Romex, #12 AWG, 12/3, Black/White, Solid, 3, 250FT, 600VAC, 0041-4165 | 165.07 |  | No | Electrical BOS | Shippable | 158.8 | 16 | Shippable & Stock Qty Available |  | To be Listed
211-0498-B | 211-0498-B | "B"Grade IronRidge, BOSS (Bonded Structural Splice) XR100, Tool-Less Bonding Splice, Mill, Qty. 1, XR100-BOSS-01-M1 | 4.76 |  | No | Racking | Shippable | 4.28 | 15 | Shippable & Stock Qty Available |  | To be Listed
220-0367 | 220-0367 | IronRidge, Diagonal Brace, 2.5in Square Tube, 105.0in LG (For 3in Pipe), GM-DB3-TB02-M1 | 132.41 |  | No | Racking | Shippable | 121.57 | 15 | Shippable & Stock Qty Available | USMS100-0143 | Already Listed
260-0097 | 260-0097 | QuickMount, QMR, Universal Bonding Mid Clamp, 30-45mm, Mill Finish, Qty. 1, QMR-UMC3045BP1.2A20 | 2.46 |  | No | Racking | Shippable | 2.33 | 15 | Shippable & Stock Qty Available | USMS100-0441 | Already Listed
270-0177 | 270-0177 | IronRidge, Flashfoot2 Replacement 5/16 X 4.75” SS Lag Bolt, Qty. 1 Pack of 4, FM-FF2-LGHW | 7.68 |  | No | Racking | Shippable | 7.59 | 15 | Shippable & Stock Qty Available |  | To be Listed
270-0921 | 270-0921 | UniRac, MicroRail, 40mm, 9" Attachment Splice, includes: 9" Base, 9 " Cap, (2) Socket-head cap screws, Bonding pin, Helix, Tower, 6.75" Slider, Qty. 1, 230940B | 14.19 |  | No | Racking | Vendor De-listing | 13.32 | 15 | De-Listing but Stock Qty Available |  | To be Listed
310-0291 |  | SolarEdge, SE10000H-US, HD-Wave, 1-Ph, Grid Tied Inverter, 10kW, 240Vac, 60 Hz, 3 Unfused Input, 12 Yr Warr, Ground-Fault/Arc-Fault Protection, RS485 and Ethernet, -40C, AC-RSD, w/RGM & Consumption Meter (Add CT’s), UL-1741-SA ,SetApp Enabled, Compatible with Energy Net Communicator, SE10000H-US000BEI4 | 2487.69 | 10000 | No | Inverters | Shippable | 2327.19 | 15 | Shippable & Stock Qty Available |  | To be Listed
360-0044 | 360-0044 | APsystems, AC Cable Connector 10AWG (splice) for 5 wire Trunk, Male, 2301511002 | 12 |  | No | Inverters | Shippable | 11.25 | 15 | Shippable & Stock Qty Available |  | To be Listed
500-0160 | 500-0160 | Midnite Solar, Busbar, eleven #6 and four 1/0 useable wire slots, insulated, long version, white, MNTBBB-W | 18.71 |  | No | Electrical BOS | Shippable | 18.58 | 15 | Shippable & Stock Qty Available |  | To be Listed
530-0034 | 530-0034 | Midnite Solar, Circuit Breaker, DIN Mount, 63A, 150VDC, MNEPV63 | 14.82 |  | No | Electrical BOS | Soligent De-listing | 14.72 | 15 | De-Listing but Stock Qty Available |  | Not Applicable
530-0122 | 530-0122 | Enphase, Enpower 200A Main/Load Breaker, 25kAIC, CSR2200N, BRK-200A-2P-240V | 200.21 |  | No | Energy Storage | Shippable | 187.7 | 15 | Shippable & Stock Qty Available |  | To be Listed
530-0127 | 530-0127 | Enphase, Enpower 80A Encharge/Combiner Breaker, 10kAIC, Eaton BR280, BRK-80A-2P-240V | 55.25 |  | No | Energy Storage | Shippable | 51.8 | 15 | Shippable & Stock Qty Available |  | To be Listed
550-0263 | 550-0263 | Bare Armored Ground Cable, 6 AWG Solid Armored, 250’, 6-1 sol | 275 |  | No | Electrical BOS | Soligent De-listing | 250 | 15 | De-Listing but Stock Qty Available |  | Not Applicable
550-9121 | 550-9121 | 8 AWG, Bare Solid Copper, 500 ft Spool, BARE-SD-8-SOL | 190.57 |  | No | Electrical BOS | Shippable | 180.79 | 15 | Shippable & Stock Qty Available |  | To be Listed
565-0228 | 565-0228 | SolarEdge, Optimizer 950W, Add-On Box for two modules, Single Input, Series Connection, Isc 12.5A, 12.5-105V MPPT, 125V Max, MC4 In/Out, 1000VDC, (Use only with SolarEdge 3-Phase Inverters),P950 | 75.82 | 950 | No | Inverters | Vendor De-listing | 74.13 | 15 | De-Listing but Stock Qty Available | USSPO001-0010 | Already Listed
570-0116 | 570-0116 | Outback, Battery Remote Temperature Sensor with Inverter/Charger or Charge Controller, Includes 20' Cable, RTS | 56.63 |  | No | Energy Storage | Shippable | 54.02 | 15 | Shippable & Stock Qty Available | USWC001-0035 | Already Listed
570-0123 | 570-0123 | SMA, Communication Cable for RS-485, 50', DB-9 one end for SM Control, RS 485 CABLE | 50.29 |  | No | Inverters | Shippable | 48.03 | 15 | Shippable & Stock Qty Available |  | To be Listed
590-0083 | 590-0083 | Amphenol, HelioLug, Grounding Lay-in Lugs with SS Hex bolt, star washer, lock nut, Tin Plated Copper, Qty. 1 bag of 10, HGLU-10 | 30.41 |  | No | Electrical BOS | Shippable | 28.85 | 15 | Shippable & Stock Qty Available |  | To be Listed
110-1308-B |  | "B" grade Canadian Solar, 395W PV Module, 1250mm (~49.2 in) PV Wire, MC-4, 35mm Black Frame on Black Back-Sheet, BOB, Mono-PERC, 20A Fuse, 1000VDC, 369.1 PTC, 25/25 Warranty, CS3N-395MS,F23 | 147.07 | 395 | No | PV Modules | Soligent De-listing | 139.65 | 14 | De-Listing but Stock Qty Available |  | Not Applicable
210-1040 | 210-1040 | QuickMount, Tile Replacement Flashing, Flat Tile, Use with QM Tile Hook, MILL, Qty.1, QMC-TRF-F-A-12 | 7.12 |  | No | Racking | Shippable | 6.72 | 14 | Shippable & Stock Qty Available | USMS100-0496 | Already Listed
240-0400 | 240-0400 | Hollaender, Tee with top mount screws 2" Pipe Size, 5-9 | 39.35 |  | No | Racking | Shippable | 36.23 | 14 | Shippable & Stock Qty Available |  | To be Listed
270-1071 | 270-1071 | QuickMount, Quick Rack, Landscape Skirt, 65.8", Bronze, Qty. 1 , QMQR-SL 65.8 B 4 | 79.13 |  | No | Racking | Vendor De-listing | 74.29 | 14 | De-Listing but Stock Qty Available | USMS100-0523 | Already Listed
271-0010 | 271-0010 | IronRidge, Flat Roof Attachment Membrane, 60 mil, PVC, GAF, White, Qty. 1, FRA-M60P-GF-W1 | 16.09 |  | No | Racking | Shippable | 15.19 | 14 | Shippable & Stock Qty Available | USMS100-0040 | Already Listed
500-0161 | 500-0161 | Midnite Solar, Busbar, eleven #6 and four 1/0 useable wire slots, insulated, long version, red, MNTBBB-R | 18.71 |  | No | Electrical BOS | Shippable | 18.58 | 14 | Shippable & Stock Qty Available |  | To be Listed
520-0059 | 520-0059 | Outback, FM100-300VDC MPPT Charge Controller, 100A, 300VDC, 24/36/48Vdc, 3R enclosure, integrated GFCI & AFCI,FM100-300VDC-AFCI | 1418.99 |  | No | Energy Storage | Shippable | 1350.6 | 14 | Shippable & Stock Qty Available | USCC100-0001 | Already Listed
530-1088 | 530-1088 | Schneider Electric, Circuit Breaker, 100A, 125VDC, 1-Pole, Panel Mount, For XW PDP, Qty. 1, 865-DCBRK-100 | 63.07 |  | No | Electrical BOS | Shippable | 60.64 | 14 | Shippable & Stock Qty Available |  | To be Listed
540-0134 | 540-0134 | Midnite Solar, Busbar, 3 fingers spaced at 13mm intervals, single box lug to accommodate #14-1/0 AWG wire, MNPV3-BUSBAR | 25.44 |  | No | Electrical BOS | Shippable | 25.27 | 14 | Shippable & Stock Qty Available |  | To be Listed
550-0109 | 550-0109 | Rennsteig, Crimping Pliers, MC4, with Dies & Locator, Solar AWG 14/12/10, 624 570 3 1 | 324.27 |  | No | Electrical BOS | Shippable | 299.95 | 14 | Shippable & Stock Qty Available |  | To be Listed
570-0108 | 570-0108 | Outback, Communications Hub, 4 ports, HUB4 | 175.9 |  | No | Inverters | Shippable | 167.82 | 14 | Shippable & Stock Qty Available | USIN100-0239 | Already Listed
570-0182 | 570-0182 | SolarEdge, GSM Modem w/SIM, for StorEdge Only, 7.6 kW inverters, ≤2 batteries, works with T-Mobile, 5 Yr prepaid plan, for use in US Only, Qty. 1, SE-GSM-R05-US-S2, -serialized | 306.33 |  | No | Inverters | Soligent De-listing | 293.83 | 14 | De-Listing but Stock Qty Available | USEC001-0084 | Already Listed
570-1236 | 570-1236 | SolarEdge, Gateway (Wi-Fi) Antenna, for additional Inverters, SE-ANT-ZB-WIFI-01 | 23.67 |  | No | Inverters | Vendor De-listing | 22.22 | 14 | De-Listing but Stock Qty Available |  | Not Applicable
580-0042 | 580-0042 | APsmart, Transmitter-PLC Outdoor Kit, includes PLC-Transmitter with 29mm ID Single Core, IP65 Outdoor Enclosure, 85-264VAC Power Supply, SunSpec Certified, 408006 | 120 |  | No | Inverters | Shippable | 112.5 | 14 | Shippable & Stock Qty Available | USEC001-0021 | Already Listed
580-0055 | 580-0055 | APsmart, Transmitter-PLC Outdoor Kit, includes PLC-Transmitter with 29mm ID Dual Cores, IP65 Outdoor Enclosure, 180-550VAC Power Supply, SunSpec Certified, 408005 | 159.07 |  | No | Inverters | Shippable | 137.13 | 14 | Shippable & Stock Qty Available | USEC001-0029 | Already Listed
590-0101 | 590-0101 | IronRidge, Bonding Strap Expansion Joint, for Rail Splice, Includes Hardware with Bonding T-bolt, Clear, Qty. 1, UFO-RS-GDXP-001 | 6.08 |  | No | Racking | Vendor De-listing | 6 | 14 | De-Listing but Stock Qty Available | USMS100-0492 | Already Listed
211-0020 | 211-0020 | QuickMount, Post, 1.25” OD X 12.5", Mill Finish, Qty. 1, QM-QBP-12.5-M1 | 6.68 |  | No | Racking | Shippable | 6.15 | 13 | Shippable & Stock Qty Available | USMS100-0710 | Already Listed
260-0138 | 260-0138 | UniRac, SolarMount End Clamp, F, 45-47mm, Dark, Qty. 1, 302006D | 1.12 |  | No | Racking | Vendor De-listing | 1.05 | 13 | De-Listing but Stock Qty Available |  | To be Listed
270-0163 | 270-0163 | Heyco, SunScreen (Critter-Guard) Stainless Steel Wire Mesh Clip, Color: Black, Qty.1 Box of 100, 18-S6438 | 58.23 |  | No | Electrical BOS | Soligent De-listing | 57.5 | 13 | De-Listing but Stock Qty Available |  | Not Applicable
270-0165 | 270-0165 | Heyco, SunScreen (Critter-Guard) Galvanized Welded Steel Mesh, PVC Coated, Width: 8", Mesh Dimension: 1/2" x 1/2", Qty. 100ft Roll, 18-S6468 | 116.58 |  | No | Racking | Soligent De-listing | 115.12 | 13 | De-Listing but Stock Qty Available |  | To be Listed
270-1077 | 270-1077 | QuickBolt,Curved Tile Roof Hook, Side Mount Rails, 5mm thickness fixed height, 180 mmwide base, 7.5mm x 37 mm mounting screw slots, 10mm x 46mm rail attachmentslot, includes (2) 1/4 x 3" SS screws, Qty. 1 Box, 17510 | 118.6 |  | No | Racking | Shippable | 111.93 | 13 | Shippable & Stock Qty Available |  | To be Listed
310-0597 | 310-0597 | SolarEdge, SE6000H-US HD-Wave, 1-Ph, Grid Tied Inverter, 6000W, 208/240Vac, 60 Hz, 2 Unfused Input, 12 Yr Warr, Ground-Fault/Arc-Fault Protection, Ungrounded, RS485 and Ethernet, -40C, AC RSD, UL1741-SA, SetApp Enabled, SE6000H-US000BNU4 | 1576.9 | 6000 | No | Inverters | Vendor De-listing | 1483.65 | 13 | De-Listing but Stock Qty Available | USIN100-0150 | Already Listed
311-0080 | 311-0080 | Outback, VFXR3524A-01 Battery Inverter, 3500W, 120VAC, 60Hz(50Hz) selectable, 60A AC input, 24VDC, Sinewave, Grid Tied, 5 Yr Warr, 85A Charger, with BTS, VFXR3524A-01 | 1959.49 | 3500 | No | Energy Storage | Shippable | 1865.06 | 13 | Shippable & Stock Qty Available | USIN100-0249 | Already Listed
321-0233-B |  | Enphase, IQ 8+ Micro Inverter, compatible with 60 -72 cell PV Modules, 240V, 300VA Peak Power, MC4 DC Connectors, Female AC Connector, IQ8PLUS-72-2-US / IQ8PLUS-72-M-US | 135.71 | 300 | No | Inverters | Shippable | 135.71 | 13 | Shippable & Stock Qty Available |  | To be Listed
348-0099 | 348-0099 | Outback, FLEXpowerONE, VFXR3648A-01, Inverter/Charger 3.6kW FLEXpower One, prewired AC and DC boxes with 120Vac Bypass, NEMA 5-15R Outlet, 175A DC breaker, GFDI, 80Amp charge controller breaker, Mate3-S, HUB 10.3, RTS, 1 FLEXmax 80, FLEXnet DC and surge protector, UL1741-SA, FP1 VFXR3648A-01 | 4440.51 | 3600 | No | Inverters | Shippable | 4226.51 | 13 | Shippable & Stock Qty Available | USIN100-0206 | Already Listed
500-0021 | 500-0021 | Outback, Busbar, Breaker Bus, 500A for DC Breakers, FW-BBUS | 33.33 |  | No | Inverters | Shippable | 30.77 | 13 | Shippable & Stock Qty Available | USSE100-0131 | Already Listed
500-0095 | 500-0095 | Magnum, Mini Magnum, Panel with 250ADC breaker & 60A single pole AC input breaker, 120VAC, MMP250-60S | 645.63 |  | No | Inverters | Shippable | 556.57 | 13 | Shippable & Stock Qty Available |  | To be Listed
500-0255 | 500-0255 | Tesla, Powerwall Stacking Kit, for Stacked Powerwalls, Multi Powerwall Stacking Kit | 256.76 |  | No | Energy Storage | Shippable | 249.67 | 13 | Shippable & Stock Qty Available | USMS100-0249 | Already Listed
510-0287 | 510-0287 | QuickMount, JayBox, Rail-Mounted, ~8 X 9” with Rail Hanger Brackets, QM-JBX-RL01-B1 | 36.6 |  | No | Racking | Vendor De-listing | 34.54 | 13 | De-Listing but Stock Qty Available |  | To be Listed
530-0214 | 530-0214 | Outback, Circuit Breaker, 100A, 300VDC, 1-Pole, 0.75" Wide, Panel Mount, PNL-100-300VDC | 58.9 |  | No | Electrical BOS | Shippable | 56.58 | 13 | Shippable & Stock Qty Available |  | To be Listed
570-1245 | 570-1245 | Storz Power, Tigo Cloud Connect Advanced Outdoor Kit, Includes: CCA Gateway, Power Supply, Outdoor Enclosure with DIN rail for the CCA and Power Supply, use with Tigo TAP, 10255 | 423.53 |  | No | Inverters | Shippable | 413.79 | 13 | Shippable & Stock Qty Available |  | To be Listed
577-0225 | 577-0225 | SolarEdge, Smart EV Charger Solar boost kit with HD-Wave inverter (each PN includes 5 units), SE-EV-KIT-V3UPG-01 | 199.25 |  | No | Energy Storage | Shippable | 184.37 | 13 | Shippable & Stock Qty Available | USSS100-0072 | Already Listed
577-0236 | 577-0236 | Storz Power, AI+ Smart Switch, Automatic Transfer Switch, 10319 | 1836.19 |  | No | Inverters | Shippable | 1601.33 | 13 | Shippable & Stock Qty Available |  | To be Listed
260-0786 | 260-0786 | S-5!, Clamp, RibBracket mount for corrugated metal roofs to mount directly into the crown, with EPDM rubber gasket seal, (4) 8mm thru holes & (1) slotted .4" x 1.25" hole, 4 self-tapping screws & 1, M8 flange nut included, RibBracket | 6.02 |  | No | Racking | Shippable | 5.47 | 12 | Shippable & Stock Qty Available | USMS100-0633 | Already Listed
310-0646 | 310-0646 | SolarEdge, Energy Hub SE7600H-US HD-Wave, Single Phase, Grid Tied Inverter, Dual Rated 7.6kW/10kW Battery Access, 240Vac, 60 Hz, 2 Unfused Input, 12 Yr Warr, Ground-Fault/Arc-Fault Protection, RS485 and Ethernet, with 5 Year Cell plan, -40C, AC RSD, w/RGM, and Consumption Meter (Add CT’s), SetApp Enabled, UL1741-SA, SE7600H-USMNBBL14 | 2652.06 | 7600 | No | Inverters | Shippable | 2480.96 | 12 | Shippable & Stock Qty Available | USIN100-0068 | Already Listed
330-0575 | 330-0575 | SolarEdge, SE33.3KUS Grid Tied Inverter, 3-Ph, 33.3kW, 277/480V WYE, 60Hz, 1000VDC, DC Discon, 12 Yr Warr, AFCI, with AC-RSD, -40C, RS485 and Ethernet, DCD w/DC Fuses, UL1741-SA, SetApp Enabled, SE33.3K-USR8IBNZ4 | 2569.08 | 33300 | No | Inverters | Vendor De-listing | 2483.44 | 12 | De-Listing but Stock Qty Available |  | Not Applicable
500-0110 | 500-0110 | Magnum, Mini Magnum, Panel with 250 ADC breaker & 30A dual pole AC input breaker, 120/240VAC, MMP250-30D | 645.63 |  | No | Inverters | Shippable | 556.57 | 12 | Shippable & Stock Qty Available |  | To be Listed
501-0030 | 501-0030 | SMA, DC Surge Protection Module Kit, 9 Module kit for Core-1 Inverter, DC_SPD_KIT4-10 | 84.64 |  | No | Inverters | Shippable | 79.35 | 12 | Shippable & Stock Qty Available | USIN100-0292 | Already Listed
510-0291 | 510-0291 | SnapNrack, Junction Box R for Rail, 242-01104 | 19.55 |  | No | Racking | Shippable | 19.31 | 12 | Shippable & Stock Qty Available |  | To be Listed
530-0226 | 530-0226 | Outback, Circuit Breaker, 60A, 300VDC, 2-Pole, 1.5" Wide, Panel Mount, PNL-60D-300VDC | 79.45 |  | No | Electrical BOS | Shippable | 76.32 | 12 | Shippable & Stock Qty Available |  | To be Listed
565-0215 | 565-0215 | SolarEdge, Optimizer 850W, Add-On Box for Two Modules, Single input, Series Connected Modules, 12.5-105V MPPT, 12.5A, 120Vdc Max, MC4-Compatible In/Out, 1000VDC, (Use only with SolarEdge 3-Phase Inverters), P850 | 63 | 850 | No | Inverters | Vendor De-listing | 55.2 | 12 | De-Listing but Stock Qty Available | USSE100-0208 | Already Listed
570-0161 | 570-0161 | Pika, Current Transformer (CT) Kit, 600A, 3Phase, Required for Self-Supply, and Zero-Export Modes, RJ45 Connector, Qty. 1 CT, (3 required for 3 Phase), CT601 | 188.68 |  | No | Electrical BOS | Vendor De-listing | 173.41 | 12 | De-Listing but Stock Qty Available |  | Not Applicable
570-1133 | 570-1133 | SolarEdge, RS485 Expansion Kit, for multiple SolarEdge & StoreEdge inverters, SE1000-RS485-IF-NA | 89.23 |  | No | Inverters | Vendor De-listing | 83.78 | 12 | De-Listing but Stock Qty Available |  | To be Listed
570-1237 | 570-1237 | SolarEdge, Single Phase Consumption Meter with Enclosure, 240V, 60Hz, RS485, NEMA 3R, NO CT’s, Add 2 CT’s, SE-MTR240-NN-S-S1 | 213.16 |  | No | Inverters | Shippable | 183.76 | 12 | Shippable & Stock Qty Available | USSSP110-1286 | Already Listed
577-0235 | 577-0235 | Storz Power, Smart Access Controller, for Controlling up to 12 120V Circuits, with 6, 30A and 6, 60A Breakers, Indoor Rated, Wall Mount, 10249 | 2424 |  | No | Inverters | Shippable | 2113.95 | 12 | Shippable & Stock Qty Available |  | To be Listed
250-1423 | 250-1423 | UniRac, Ecolibrium, B22 Galvanized Strut 10', ES20501 | 61.57 |  | No | Racking | Shippable | 56.69 | 11 | Shippable & Stock Qty Available |  | To be Listed
260-0093 | 260-0093 | QuickMount, QMR, Universal End Clamp, 30-45mm, Mill Finish, Qty. 1, QMR-UEC3045-A-20 | 2.5 |  | No | Racking | Shippable | 2.36 | 11 | Shippable & Stock Qty Available | USMS100-0687 | Already Listed
270-0735 | 270-0735 | Oatey, Flashing, 0.5" to 1.5" dia, 9.5" x 12.5" Aluminum base , AURORA NO-CALK SOLAR FLASHINGS, Clear, Qty. 1, 12802 | 7.41 |  | No | Racking | Shippable | 7 | 11 | Shippable & Stock Qty Available | USMS100-0466 | Already Listed
311-0090 | 311-0090 | Storz Power, Sol-Ark, 12K Battery or Battery-Less Inverter, 9,000 watt 120/240-208Vac, 50/60Hz, 48VDC, Transformerless Sinewave, Grid Tie/Off-Grid, AC and/or DC Coupled, 2 MPPT PV inputs, with AFCI/GFDI, BTS & Dual AC inputs, 10 Yr. Warr, UL1741-SA (Rule-21), NEMA 3R, 10328 | 5252.74 | 12000 | No | Energy Storage | Shippable | 4926.53 | 11 | Shippable & Stock Qty Available | USIN100-0298 | Already Listed
501-0022 | 501-0022 | Delta, DC Lightning Arrestor, 3-wire, 600VDC, for Grid-Tied Systems, LA602DC | 53.38 |  | No | Electrical BOS | Shippable | 50.64 | 11 | Shippable & Stock Qty Available |  | To be Listed
501-0123 | 501-0123 | Hellermann, Labels, MAIN PV SYSTEM AC DISCONNECT, Qty. 1, 596-00255 | 2.77 |  | No | Electrical BOS | Shippable | 2.38 | 11 | Shippable & Stock Qty Available |  | To be Listed
550-9067 | 550-9067 | Wiley Electronics, Cable Clip for Rails, Stainless Steel, for 1 Enphase AC Cable (14.0mm) or 2 Cables (9.3 - 11.0mm), ACC-R2 | 82.43 |  | No | Electrical BOS | Shippable | 78.21 | 11 | Shippable & Stock Qty Available |  | To be Listed
550-9072 | 550-9072 | Wiley Electronics, Cable Clip for Modules at 90 degrees, Stainless Steel, for 2 large diameter PV cables/ 2 micro inverter cables/ 2 AC module cables/ 1 trunk cable, ACC-F2-90 | 87.84 |  | No | Electrical BOS | Shippable | 83.33 | 11 | Shippable & Stock Qty Available |  | To be Listed
570-0003 | 570-0003 | APsystems, ECU-C Gateway, Commercial-Grade ECU (Energy Communication Unit), Single or Three Phase, ZigBee, Wi-Fi, w/ Consumption Monitoring - No RGM, 3 year Warranty, 205001 | 425.33 |  | No | Inverters | Shippable | 366.67 | 11 | Shippable & Stock Qty Available | USEC001-0016 | Already Listed
570-1137 | 570-1137 | Fronius, Smart Meter, 480V, 3 Phase, 50-60Hz, for Symo, 43,0001,3530 | 240.78 |  | No | Inverters | Soligent De-listing | 229.96 | 11 | De-Listing but Stock Qty Available |  | To be Listed
580-0190 | 580-0190 | Eaton-Cutler Hammer, Disconnect, 100A 3 Pole 240Vac, Non-Fused, NEMA 1, DG323UGB | 209.14 |  | No | Electrical BOS | Shippable | 172.08 | 11 | Shippable & Stock Qty Available |  | To be Listed
730-0065 | 730-0065 | Enphase, Encharge Base Unit Installation Handles (Pair of 1 front and 1 side handle), ENCHARGE-HNDL-R1 | 136.76 |  | No | Energy Storage | Shippable | 128.21 | 11 | Shippable & Stock Qty Available |  | To be Listed
110-0579-B | 110-0579-B | "B" GradeCanadian Solar, Bifacial 395W PV Module, PV Wire, T-4, H-4, or MC-4 comparable, 30mm Clear Frame on White Backsheet, 144 ½ Cells, Double Glass, Poly, 20A Fuse, 1000VDC, 368.8 PTC, CS3W-395PB-AG | 168.37 | 395 | No | PV Modules | Vendor De-listing | 150.54 | 10 | De-Listing but Stock Qty Available |  | Not Applicable
110-1293 | 110-1293 | Canadian Solar, 395W PV Module, 1.65m (65 in) (+) / 1m (39.4in) (-) PV Wire, MC-4, 35mm Black Frame on Black Back-Sheet, BOB, Mono-PERC, 20A Fuse, 1000VDC, 369.1 PTC, 12/25 Warranty, CS3N-395MS,F30 | 239.1 | 395 | No | PV Modules | Vendor De-listing | 229.34 | 10 | De-Listing but Stock Qty Available | USSP100-0011 | Already Listed
110-1313-B |  | "B" Grade Aptos, 365W PV Module, 1.2m (~47.2”) PV Wire, MC-4 Connectors, 35mm Black Frame on Black Back Sheet, BOB, 120 ½ DNA Mono Cells, 20A Max Fuse, 1000VDC, 333.1W PTC, 25/30 Warranty, DNA-120-MF26-365W | 188.18 | 365 | No | PV Modules | Vendor De-listing | 176.66 | 10 | De-Listing but Stock Qty Available |  | Not Applicable
240-0224 | 240-0224 | DPW, PowerRail Standoff, Easy Power Post, 6", 1.31" diameter, Clear, Qty. 1, PRM-EP6 | 32.47 |  | No | Racking | Soligent De-listing | 32.06 | 10 | De-Listing but Stock Qty Available |  | To be Listed
240-0659 | 240-0659 | UniRac, DGFT - Ground Fixed Tilt DIAG BRACE ASSEMBLY 20°, Shared Rail, 404031 | 106.54 |  | No | Racking | Shippable | 100.55 | 10 | Shippable & Stock Qty Available | USMS100-0372 | Already Listed
240-0677 | 240-0677 | SunModo, SunTurf 2.5” Pipe T-Cap Kit, K10341-002 | 20.11 |  | No | Racking | Soligent De-listing | 19.86 | 10 | De-Listing but Stock Qty Available |  | To be Listed
250-1000 | 250-1000 | UniRac, GridFlex 5 Degree North Rail Clamp Assembly, 360042 | 10.56 |  | No | Racking | Shippable | 9.72 | 10 | Shippable & Stock Qty Available |  | To be Listed
250-1407 | 250-1407 | UniRac, Ecolibrium, EcoFoot5D 87'' Ballast Tray, ES11023 | 34.68 |  | No | Racking | Shippable | 31.94 | 10 | Shippable & Stock Qty Available | USSSP110-1548 | Already Listed
250-1432 | 250-1432 | UniRac, GridFlex Mid Rail, 360020 | 12.08 |  | No | Racking | Shippable | 11.09 | 10 | Shippable & Stock Qty Available | USSSP110-1534 | Already Listed
270-0190 | 270-0190 | S-5!, ¼-14 X 2” Metal to Metal, 3/8” Hex Washer Head Self Drilling Screw, Qty. 1 pack of 50, 2” Metal to Metal Screw | 13.92 |  | No | Racking | Shippable | 13.75 | 10 | Shippable & Stock Qty Available |  | To be Listed
310-0294 |  | SolarEdge, SE6000H-US HD-Wave, 1-Ph, Grid Tied Inverter, 6000W, 208/240Vac, 60 Hz, 2 Unfused Input, 12 Yr Warr, Ground-Fault/Arc-Fault Protection, RS485 and Ethernet, -40C, AC RSD, w/RGM & Consumption Meter (Add CT’s), UL1741-SA, SetApp Enabled, Compatible with Energy Net Communicator, SE6000H-US000BEI4 | 1645.7 | 6000 | No | Inverters | Shippable | 1546.96 | 10 | Shippable & Stock Qty Available |  | To be Listed
450-0190 | 450-0190 | HomeGrid, Base Unit with Low Voltage BMS, HG-MC100-200M2 | 1512.89 |  | No | Energy Storage | Shippable | 1373.1 | 10 | Shippable & Stock Qty Available |  | To be Listed
500-0034 | 500-0034 | Outback, Shunt Bus, 500A, FW-SBUS | 33.33 |  | No | Inverters | Shippable | 30.77 | 10 | Shippable & Stock Qty Available | USSE100-0141 | Already Listed
501-0092 | 501-0092 | Midnite Solar, Surge Protector Device, 3-wire, 150VDC/100VAC, for Battery-Based systems, MNSPD-115 | 101.02 |  | No | Energy Storage | Shippable | 93.69 | 10 | Shippable & Stock Qty Available | USSSP110-1034 | Already Listed
520-0046 | 520-0046 | Morningstar, TriStar Charge Controller, 60A, 12/24/48VDC, TS-60 | 263.51 |  | No | Energy Storage | Shippable | 246.84 | 10 | Shippable & Stock Qty Available | USCC100-0113 | Already Listed
520-0055 | 520-0055 | Outback, FM80-150VDC MPPT Charge Controller, 80A, 150VDC, 12/24/48/60VDC, FM80 | 501.27 |  | No | Energy Storage | Shippable | 477.11 | 10 | Shippable & Stock Qty Available | USCC100-0004 | Already Listed
520-0078 | 520-0078 | Outback, FM60-150VDC MPPT Charge Controller, 60A, 150VDC, 12/24/48/60VDC, FM60 | 445.57 |  | No | Energy Storage | Shippable | 424.1 | 10 | Shippable & Stock Qty Available | USCC100-0002 | Already Listed
530-0028 | 530-0028 | Circuit Breaker, 80A, 150Vdc, Panel Mount, 1 pole, ¾” Wide, ¼” stud terminals, PNL-80-DC, MNEDC80 | 20.2 |  | No | Electrical BOS | Shippable | 19.29 | 10 | Shippable & Stock Qty Available |  | To be Listed
530-1094 | 530-1094 | Midnite Solar, Circuit Breaker, DIN Mount, 60A, 2-pole, 120/240VAC, UL1077, MNEAC60-2P | 34.05 |  | No | Electrical BOS | Shippable | 32.5 | 10 | Shippable & Stock Qty Available |  | To be Listed
550-0290 | 550-0290 | THHN/THWN-2, 10 AWG Black Stranded, 500’ Spool, 600V, 01-THHN-10X-BLK | 186.04 |  | No | Electrical BOS | Soligent De-listing | 181.27 | 10 | De-Listing but Stock Qty Available |  | Not Applicable
550-0357 | 550-0357 | Outback, FLEXware MATE3 Side Mount Bracket - with mounting screws and bushing, FW-MB3 | 41.67 |  | No | Inverters | Shippable | 38.46 | 10 | Shippable & Stock Qty Available | USMS100-0677 | Already Listed
551-0221 | 551-0221 | 1" Flexible Metallic Liquid Tight Conduit, PVC Coated, 100' Coil, WI 620430 | 575.68 |  | No | Electrical BOS | Shippable | 546.15 | 10 | Shippable & Stock Qty Available |  | To be Listed
551-0270 | 551-0270 | 3/4" EMT Strut-Strap, Qty.1, TOPAZ 512 | 0.15 |  | No | Electrical BOS | Soligent De-listing | 0.14 | 10 | De-Listing but Stock Qty Available |  | Not Applicable
551-0271 | 551-0271 | 3/4" Flexible Aluminum Flex Conduit, 100' Coil, TOPAZ 4302 | 136.18 |  | No | Electrical BOS | Shippable | 129.19 | 10 | Shippable & Stock Qty Available |  | To be Listed
570-0176 | 570-0176 | SolarEdge, Data Logger/Control /Communication Gateway, with 3R Enclosure, 208/277V, SE1000-DTLG-S1 | 474.41 |  | No | Inverters | Soligent De-listing | 445.42 | 10 | De-Listing but Stock Qty Available | USCG001-0012 | Already Listed
570-0186 | 570-0186 | ​Chilicon, Repeater Device, zWave Repeater | 38.33 |  | No | Inverters | Soligent De-listing | 35.2 | 10 | De-Listing but Stock Qty Available |  | To be Listed
570-0959 | 570-0959 | Magnum, Battery Monitoring Kit, State of Charge Meter, Does Not Include DC Shunt, ME-BMK-NS | 150.16 |  | No | Energy Storage | Shippable | 129.45 | 10 | Shippable & Stock Qty Available | USWC001-0051 | Already Listed
577-0224 | 577-0224 | SolarEdge, Smart EV Charger (includes cable), with NEMA 6-50 Plug, SE-EV-SA-KIT-LJ40P | 710.24 |  | No | Energy Storage | Shippable | 657.17 | 10 | Shippable & Stock Qty Available | USWC001-0054 | Already Listed
580-0191 | 580-0191 | APsmart, Rapid Shutdown PLC Device (RSD-D-20-PLC), 1500/1000V UL/TUV, 8-65Vdc, 25A Isc Max, 500mm (~19.7”) Input/2400mm (~94.5”) Output Cable, MC4, IP68, SunSpec Certified, SMA Approved, 446101 | 43.53 |  | No | Inverters | Shippable | 41.57 | 10 | Shippable & Stock Qty Available |  | To be Listed
110-1314-B |  | "B" Grade Canadian Solar, 400W PV Module, 1250mm (~49.2 in) PV Wire, MC-4, 35mm Black Frame on Black Back-Sheet, BOB, 132 Mono-PERC Cells, 20A Fuse, 1000VDC, 373.9 PTC, 25/25 Warranty, CS3N-400MS,F23 | 234.06 | 400 | No | PV Modules | Vendor De-listing | 220.02 | 9 | De-Listing but Stock Qty Available |  | Not Applicable
110-1356-B |  | "B" grade ZNShine, 540W Bifacial PV Module, MC4, 1250mm (~49.2”) PV Wire, 30mm Clear Frame/White Back-Sheet Double Glass, 144 Bifacial 1/2 Cell Mono PERC, 30A Max Fuse, 1500VDC, 507.4W PTC, 12/30 Warranty, ZXM7-SHLDD144-540/M | 280.36 | 540 | No | PV Modules | Soligent De-listing | 241.11 | 9 | De-Listing but Stock Qty Available |  | Not Applicable
210-1048 | 210-1048 | UniRac, SolarMount Light Rail, 240", Dark, Qty. 1, 315240D | 40.74 |  | No | Racking | Vendor De-listing | 38.25 | 9 | De-Listing but Stock Qty Available | USMS100-0301 | Already Listed
212-1114 | 212-1114 | SnapNrack, Tile Hook Replacement Flashing, S-Tile, 232-60056 | 12.1 |  | No | Racking | Shippable | 11.95 | 9 | Shippable & Stock Qty Available |  | To be Listed
270-0822 | 270-0822 | QuickMount, Counter Flashing, 1-1/4" ID, EPDM, COMPONENT, Qty. 1, QMC-QC1.25 R 1 | 1.78 |  | No | Racking | Shippable | 1.63 | 9 | Shippable & Stock Qty Available |  | To be Listed
501-0153 | 501-0153 | Hellermann, Label, DC Module Rating Label, Variable Imprint Rating Label, 3.75 X 2.1", NEC 2017, Qty. 1, 596-00891 | 1.01 |  | No | Electrical BOS | Shippable | 0.87 | 9 | Shippable & Stock Qty Available |  | To be Listed
520-0143 | 520-0143 | Morningstar, SunLight Charge/Lighting Controller, 20A, 24VDC, SL-20L-24V | 135.14 |  | No | Energy Storage | Shippable | 126.58 | 9 | Shippable & Stock Qty Available | USCC100-0031 | Already Listed
530-0230 | 530-0230 | Square D, 50A, 2-Pole Breaker, Qty.1, 18-SQUARED HOM250 | 17.84 |  | No | Electrical BOS | Shippable | 16.92 | 9 | Shippable & Stock Qty Available |  | To be Listed
570-0105 | 570-0105 | Outback, Shunt for FlexWare 500 or 1000, 500A, with Terminal Busbar & White Insulator, FW-SHUNT500 | 59.04 |  | No | Inverters | Shippable | 56.32 | 9 | Shippable & Stock Qty Available | USSE100-0143 | Already Listed
570-1164 | 570-1164 | Enphase, Line Communication Filter Single Phase, 250Vac, 64A, Qty. 1, Q-LCF-064-1P | 414.27 |  | No | Inverters | Shippable | 395.65 | 9 | Shippable & Stock Qty Available | USIN100-0107 | Already Listed
575-0195 | 575-0195 | SMA, Communication Quick Module RS-485 interface and multi-function relay, for SBxxxxHFUS inverters, 485QMUS-10-NR | 90.57 |  | No | Inverters | Vendor De-listing | 82.33 | 9 | De-Listing but Stock Qty Available |  | To be Listed
730-0017 | 730-0017 | Morningstar, PC Meter-bus Adapter, converts to standard RS-232 port, MSC | 31.52 |  | No | Electrical BOS | Shippable | 29.59 | 9 | Shippable & Stock Qty Available |  | To be Listed
110-1244-B | 110-1244-B | "B-Grade" Canadian Solar, Bifacial 400W PV Module, 72.8” PV Wire, T-4 or MC-4, 30mm Clear Frame on White Backsheet, 144 ½ Cells, Double Glass, Poly, 25A Max Fuse, 1000VDC, 373.6 PTC, CS3W-400PB-AG | 145.53 | 400 | No | PV Modules | Soligent De-listing | 138.18 | 8 | De-Listing but Stock Qty Available |  | Not Applicable
210-0277 | 210-0277 | UniRac, SolarMount Heavy Duty Rail, 204", Mill Finish, Qty. 1, 410204M | 109.96 |  | No | Racking | Vendor De-listing | 101.01 | 8 | De-Listing but Stock Qty Available |  | Not Applicable
250-1417 | 250-1417 | UniRac, Ecolibrium, EcoFoot Strut to Module Hardware Kit, ES10844 | 9.7 |  | No | Racking | Shippable | 8.93 | 8 | Shippable & Stock Qty Available | USMS100-0514 | Already Listed
260-0795 | 260-0795 | ProSolar, End Clamp, 1.353"-1.378" (34.4mm-35.0mm), Includes (1) non-bonding Channel Nut and hardware, Clear, Qty. 1, C1358EC-1-G | 2.77 |  | No | Racking | Shippable | 2.61 | 8 | Shippable & Stock Qty Available |  | To be Listed
270-0000 | 270-0000 | Oatey, Flashing, 0.5" to 1" dia, 9" x 12.5" Galvanized base, No-Calk, Clear, Qty. 1, 11830 | 6.59 |  | No | Racking | Shippable | 6.22 | 8 | Shippable & Stock Qty Available | USMS100-0630 | Already Listed
271-0003 | 271-0003 | Chemlink, Solar penetration seals, Low-Slope, 3” Diameter E-Curb Round Kit, contains: (10) curbs, (8) 10.1 oz cartridges of 1-part Sealer, (2) 10.1 oz cartridges of M-1 Adhesive/Sealant, Gray, Qty. 1 KIT, F1331 | 206.62 |  | No | Electrical BOS | Shippable | 198.57 | 8 | Shippable & Stock Qty Available |  | To be Listed
330-0583 | 330-0583 | SolarEdge, 120kW 3 Phase Synergy Manager, Requires 3 Synergy Units 120kW 480V WYE/Delta, 60Hz, 1000VDC, Multiple Fused DC Inputs, DC Discon, AC/DC SPD, 12 Yr. Warranty, AFCI, with AC-RSD, -40C, RS485 and Ethernet, UL-1741-SA (Rule-21), SE120K-US08IBNZ4 | 2275.38 | 120000 | No | Inverters | Shippable | 2140.09 | 8 | Shippable & Stock Qty Available | USIN100-0076 | Already Listed
341-0120 | 341-0120 | Outback, Radian Prewired GS Load Center with two 175A breakers, dual 80A GFDI and PV breakers for two charge controllers, FLEXnet DC and three 500A shunts, 2-pole 120/240VAC 50A bypass breakers, 2, 2-pole 120/240VAC 50A input breakers, 10 busbars, Powder-Coated Finish, GSLC175-PV-120/240 | 1568 |  | No | Inverters | Shippable | 1351.72 | 8 | Shippable & Stock Qty Available | USWC001-0034 | Already Listed
349-0097 | 349-0097 | QCells, Q.HOME HYB-G1, 7.6kw 120/240Vac Hybrid Inverter DC or AC Coupled, 18.9kWh NMC (Nickel-Manganese-Cobalt) Battery Storage, includes, BMS, Autoformer, RGM, UL9540, Rule-21, 10/10 Warranty, HQCAESS1118 | 12234.04 | 7600 | No | Energy Storage | Shippable | 7770.27 | 8 | Shippable & Stock Qty Available | USSB100-0086 | Already Listed
360-0184 | 360-0184 | Chilicon, Modular Trunk Cap Sealing Tape, 10’, 1 for 4 T6 Male Caps, Tape Roll | 8.89 |  | No | Inverters | Soligent De-listing | 8.89 | 8 | De-Listing but Stock Qty Available |  | To be Listed
450-0180 | 450-0180 | EndurEnergy Systems, Battery Enclosure with BMS for 2 ESP-5100 Battery Packs, 10.24kWh Name Plate, (Batteries NOT Included), IP55 (Outdoor), ESP-EU10, E00010 | 296.59 |  | No | Energy Storage | Shippable | 294.75 | 8 | Shippable & Stock Qty Available | USSS100-0102 | Already Listed
500-0104 | 500-0104 | Magnum, Back Plate Single (fits 1-MPSL, 1-MPX), extension for Back Plate Dual, BP-S | 101.21 |  | No | Inverters | Shippable | 87.25 | 8 | Shippable & Stock Qty Available | USSE100-0279 | Already Listed
500-0112 | 500-0112 | Magnum, Mini Magnum, Panel with 175ADC breaker & 30A dual pole AC input breaker, 120/240VAC, MMP175-30D | 645.63 |  | No | Inverters | Shippable | 556.57 | 8 | Shippable & Stock Qty Available |  | To be Listed
510-0041 | 510-0041 | Midnite Solar, Quad Box Enclosure for 1-4 Panel Mount 3/4" Wide Breakers, MNEDCQUAD | 68.84 |  | No | Electrical BOS | Shippable | 65.71 | 8 | Shippable & Stock Qty Available |  | To be Listed
520-0081 | 520-0081 | Morningstar, ProStar PWM Charge Controller, Gen 3, 30A, 12/24VDC, w/o Meter, PS-30 | 158.11 |  | No | Energy Storage | Shippable | 148.1 | 8 | Shippable & Stock Qty Available | USCC100-0023 | Already Listed
550-0259 | 550-0259 | THHN/MTW, 8 AWG, White, 500’, 19 Strand, 600V, Republic Wire | 161.11 |  | No | Electrical BOS | Soligent De-listing | 146.46 | 8 | De-Listing but Stock Qty Available |  | Not Applicable
550-0467 | 550-0467 | Nine Fasteners, Enphase Rail Clip, Holds 1 or 2 Enphase Trunk Cables, Stainless Steel, Qty. 100, DCX-2452A | 22.97 |  | No | Electrical BOS | Shippable | 21.79 | 8 | Shippable & Stock Qty Available |  | To be Listed
550-9105 | 550-9105 | Cable Tie, 50 lb, 11”, Black, Pack of 100, F4P11-50B | 8.32 |  | No | Electrical BOS | Shippable | 5.94 | 8 | Shippable & Stock Qty Available |  | To be Listed
551-0029 | 551-0029 | 3/4" Plastic Bushing, Qty.1, ARL 441 | 0.2 |  | No | Electrical BOS | Shippable | 0.16 | 8 | Shippable & Stock Qty Available |  | To be Listed
570-0111 | 570-0111 | SMA, Communication Gateway, for 485 to Speedwire communication, use with Cluster Controller or Data manager-M, COMGW-US-10 | 248.21 |  | No | Inverters | Shippable | 237.06 | 8 | Shippable & Stock Qty Available | USSE100-0217 | Already Listed
570-1088 | 570-1088 | Schneider Electric, CONEXT BATTERY MONITOR 24/48V, 865-1080-01 | 654.13 |  | No | Energy Storage | Shippable | 563.91 | 8 | Shippable & Stock Qty Available | USSPO001-0007 | Already Listed
570-1184 | 570-1184 | SMA, Cellular LTE Modem w/ 5yr ATT, T-Mobile Data Plan, for -40, -41 Single Phase Inverters, CELLMODKIT-US-10 | 299.77 |  | No | Inverters | Shippable | 258.43 | 8 | Shippable & Stock Qty Available | USSE100-0200 | Already Listed
570-1238 | 570-1238 | SMA, Data Manager M, for monitoring up to 50 inverters with Ethernet, NO WLAN (Wi-FI), optional sensor inputs, Ethernet, NEMA 1, Requires 24Vdc Power Supply not included, EDMM-US-10 | 877.85 |  | No | Inverters | Shippable | 838.39 | 8 | Shippable & Stock Qty Available |  | To be Listed
577-0234 | 577-0234 | PLP, EV Charging Station Foundation, Charger and Charger Pole NOT included, EN-SS-1290 | 493.75 |  | No | Energy Storage | Shippable | 493.75 | 8 | Shippable & Stock Qty Available | USSS100-0097 | Already Listed
MK-565-0230-B |  | "B" Grade- SolarEdge, Optimizer 400W, Add-On Box for one 60 or 72 cell High Power module, 8-60V, 11.75A, MC4-compatible In/Out, 45" PV wire, UL 1000VDC, P401 | 60.7 | 400 | No | Inverters | Soligent De-listing | 58.22 | 8 | De-Listing but Stock Qty Available |  | Not Applicable
210-1031 | 210-1031 | UniRac, SolarMount Light Rail, 240", Clear, Qty. 1, 315240M | 27.62 |  | No | Racking | Vendor De-listing | 25.93 | 7 | De-Listing but Stock Qty Available |  | To be Listed
212-0008 | 212-0008 | UniRac, Tile Roof Hook, Spanish & W Tile Side Mount, with 2 #14 X 3.5” Screws, 9” Base, 004CT2H | 8.78 |  | No | Racking | Shippable | 8.67 | 7 | Shippable & Stock Qty Available |  | To be Listed
213-0002 | 213-0002 | UniRac, SFM Infinity Rail-Less, Flash Kit Slider, Includes: Flashing, Slider, Structural Screw, EDPM Washer, 004270D | 8.36 |  | No | Racking | Shippable | 8.26 | 7 | Shippable & Stock Qty Available | USMS100-0343 | Already Listed
240-0681 | 240-0681 | SunModo, SunTurf 2.5” Pipe U-Clamp Kit, with HR250-HR350 T-Bolt, K10343-001 | 5.72 |  | No | Racking | Vendor De-listing | 5.65 | 7 | De-Listing but Stock Qty Available |  | To be Listed
260-0857 | 260-0857 | S-5!, Clamp, Size H, Mini, fits metal roof profiles with Horizontal seam, No Bolt, S-5-H Mini | 7.82 |  | No | Racking | Shippable | 7.73 | 7 | Shippable & Stock Qty Available | USMS100-0527 | Already Listed
310-0296 |  | SolarEdge, SE3800H-US HD-Wave, 1-Ph, Grid Tied Inverter, 3800W, 208/240Vac, 60 Hz, 2 Unfused Input, 12 Yr. Warranty, Ground-Fault/Arc-Fault Protection, RS485 and Ethernet, -40C, AC RSD, UL1741-SA, w/RGM & Consumption Meter (Add CT’s), SetApp Enabled, Compatible with Energy Net Communicator, SE3800H-US000BEI4 | 1360.06 | 3800 | No | Inverters | Shippable | 1272.31 | 7 | Shippable & Stock Qty Available |  | To be Listed
311-0075 | 311-0075 | OutBack, Radian GS8048A-01 battery inverter, 8000W, 120/240VAC, 60Hz, 50A Transfer, 48VDC, Sinewave, Grid Tied, 5 Yr Warr, 115A Charger, with BTS & dual AC inputs, UL1741-SA (Rule-21), Powder Coated Finish, GS8048A-01 | 3848.1 | 8000 | No | Energy Storage | Shippable | 3662.65 | 7 | Shippable & Stock Qty Available | USIN100-0308 | Already Listed
330-0582 | 330-0582 | SolarEdge, 100kW 3 Phase Synergy Manager, Requires 3 Synergy Units, 100kW 480V WYE/Delta, 60Hz, 1000VDC, Fused Multiple DC Inputs, DC Discon, AC/DC SPD, 12 Yr. Warranty, AFCI, with AC-RSD, -40C, RS485 and Ethernet, UL-1741-SA (Rule-21), SE100K-US08IBNZ4 | 1785.69 | 100000 | No | Inverters | Shippable | 1679.51 | 7 | Shippable & Stock Qty Available | USIN100-0272 | Already Listed
341-0118 | 341-0118 | Outback, Radian GS Load Center, Box only with 500A shunt and 4 busbars, Powder-Coated Finish, GSLC | 828 |  | No | Inverters | Shippable | 713.79 | 7 | Shippable & Stock Qty Available |  | To be Listed
450-0158 | 450-0158 | SimpliPhi, Battery Enclosure, for up to 12 Phi 3.5-3.8 LFP batteries, with Shelves and 2 4/0 X 96” Cables, w/o Buss Bars, BOSS.12 | 4500 |  | No | Energy Storage | Shippable | 4186.05 | 7 | Shippable & Stock Qty Available | USSS100-0077 | Already Listed
450-0167 | 450-0167 | Generac, PWRcell Battery Module Spacer Kit with Hardware Accessories to enable 3 and 5 battery configurations, APKE00008 | 115.85 |  | No | Energy Storage | Shippable | 106.47 | 7 | Shippable & Stock Qty Available | USIN100-0134 | Already Listed
510-1000 | 510-1000 | EZ-Solar, Rail Mount Wire Entry/Junction Box, 6.8 X 8.6”, Polycarbonate, with Ground Bar and DIN Rail, 2 SS Clamps Required for Rail Mount, JB-3 | 40.95 |  | No | Electrical BOS | Shippable | 38.85 | 7 | Shippable & Stock Qty Available |  | To be Listed
520-0036 | 520-0036 | Morningstar, SunLight Charge/Lighting Controller, 20A, 12VDC, SL-20L-12V | 129.73 |  | No | Energy Storage | Shippable | 121.52 | 7 | Shippable & Stock Qty Available | USCC100-0108 | Already Listed
520-0082 | 520-0082 | Morningstar, ProStar PWM Charge Controller, Gen 3, 30A, 12/24VDC, with LCD Meter, PS-30M | 218.92 |  | No | Energy Storage | Shippable | 205.06 | 7 | Shippable & Stock Qty Available | USCC100-0024 | Already Listed
520-0136 | 520-0136 | Midnite Solar, The KID MPPT Charge Controller, 150VDC, 30A, 12-48V Battery, with LCD & wall mount bracket, Black, MNKID-B | 328.5 |  | No | Energy Storage | Shippable | 304.67 | 7 | Shippable & Stock Qty Available | USCC100-0020 | Already Listed
530-0137 | 530-0137 | Magnum, Circuit Breaker, DC 100A, back mount, BR-DC100-BM | 48.29 |  | No | Electrical BOS | Shippable | 46.44 | 7 | Shippable & Stock Qty Available |  | To be Listed
550-0386 | 550-0386 | PV Wire, 10AWG, UL4703 with H4, 600VDC, 30', 19-JH4MF10PVDB6030 | 15.86 |  | No | Electrical BOS | Shippable | 15.45 | 7 | Shippable & Stock Qty Available |  | To be Listed
570-0110 | 570-0110 | Outback, Communications Controller for FlexWare, Black Flush Mount Case, MATE2 | 320.48 |  | No | Inverters | Shippable | 305.75 | 7 | Shippable & Stock Qty Available | USCC100-0070 | Already Listed
570-0160 | 570-0160 | Pika, Current Transformer (CT) Kit, 300A, 3Phase, Required for Self-Supply, and Zero-Export Modes, RJ45 Connector, Qty. 1 CT, (3 required for 3 Phase), CT301 | 124.53 |  | No | Inverters | Vendor De-listing | 114.45 | 7 | De-Listing but Stock Qty Available |  | To be Listed
570-0185 | 570-0185 | Chilicon, Home energy Meter, Gen 5, Gen5 Home Power Meter | 127.22 |  | No | Inverters | Soligent De-listing | 116.84 | 7 | De-Listing but Stock Qty Available | USIN100-0122 | Already Listed
570-1246 | 570-1246 | Storz Power, Tigo Access Point (TAP), use with CCA Kit and TS4-A-O, 10257 | 66.81 |  | No | Inverters | Shippable | 66.03 | 7 | Shippable & Stock Qty Available |  | To be Listed
580-0041 | 580-0041 | Morningstar, Relay Driver, Logic Module Accessory for TriStar or other controller, RD-1 | 160.81 |  | No | Electrical BOS | Soligent De-listing | 154.55 | 7 | De-Listing but Stock Qty Available |  | Not Applicable
730-0066 | 730-0066 | APsmart, Red-Eye+, Sensor/Transmitter, Used to Test APsmart RSD devices, 411000 | 250.67 |  | No | Inverters | Shippable | 218.6 | 7 | Shippable & Stock Qty Available |  | To be Listed
213-0021 | 213-0021 | UniRac, SFM Infinity Rail-Less, Universal Trim Rail End Cap Dark, Qty. 1 250130U | 1.2 |  | No | Racking | Shippable | 1.03 | 6 | Shippable & Stock Qty Available |  | To be Listed
240-0663 | 240-0663 | Hollaender, Adjustable Elbow or Tee, 1.25" Pipe Size, 17-7 | 23.8 |  | No | Racking | Shippable | 21.92 | 6 | Shippable & Stock Qty Available |  | To be Listed
250-1053 | 250-1053 | IronRidge, BX String Inverter Mounting Kit, includes Rail and Hardware, BX-CMA-SI-M1 | 83.97 |  | No | Racking | Shippable | 77.32 | 6 | Shippable & Stock Qty Available | USMS100-0093 | Already Listed
270-0181 | 270-0181 | QuickMount, Seamless Quick Hook Flashing, 9" x 14", Mill Finish, for QMHLS/HSS, Qty. 1, QMC-F9X14-A-1 | 2.6 |  | No | Racking | Vendor De-listing | 2.45 | 6 | De-Listing but Stock Qty Available | USMS100-0518 | Already Listed
270-1069 | 270-1069 | QuickMount, Quick Rack, Clamp Assembly 8" , 40mm, Bronze, Qty. 1 , QMQR-CP40.8 B 6 | 22.41 |  | No | Racking | Vendor De-listing | 21.04 | 6 | De-Listing but Stock Qty Available |  | To be Listed
271-0023 | 271-0023 | UniRac, FlashLoc-RM, Flat Roof Attachment Base, Chem Link M-1 and 1-Part included in kit, Qty. 1 Pack of 10, 310999 | 428.34 |  | No | Racking | Shippable | 404.25 | 6 | Shippable & Stock Qty Available | USMS100-0381 | Already Listed
310-0288 | 310-0288 | SolarEdge, SE11400H-US, HD-Wave, 1-Ph, Grid Tied Inverter, 11.4kW, 240Vac, 60 Hz, 3 Unfused Input, 12 Yr Warr, Ground-Fault/Arc-Fault Protection, RS485 and Ethernet, -40C, AC-RSD, UL1741-SA, w/RGM & Consumption Meter (Add CT’s), SetApp Enabled, SE11400H-US000BNI4 | 2641.91 | 11400 | No | Inverters | Vendor De-listing | 2471.46 | 6 | De-Listing but Stock Qty Available | USIN100-0050 | Already Listed
310-0523 | 310-0523 | SolarEdge, SE3000A-U 1-Ph Grid Tied Inverter with (RGM) Revenue Grade Meter, 3300W, 240VAC, 60Hz, DC Discon, 2 Unfused Input, No MPPT, 12 Yr Warr, Ungrounded, RS485 and Ethernet, Arc-Fault Protection, SE3000A-US000NNR2 | 1078.03 | 3000 | No | Inverters | Vendor De-listing | 1034.03 | 6 | De-Listing but Stock Qty Available |  | To be Listed
341-0112 | 341-0112 | Schneider Electric, CONEXT XW Connection kit for Inverter 2 & Inverter 3, 250A/160VDC Breaker, AC-DC-XANBUS CABLES, No AC Breakers, 865-1020-02 | 742.87 |  | No | Inverters | Shippable | 640.4 | 6 | Shippable & Stock Qty Available | USSE100-0282 | Already Listed
450-0159 | 450-0159 | Pika, Harbor Plus Smart Battery Electronics and Enclosure for Li- ion Battery, compatible with REbus DC Nanogrid (requires Panasonic DCB-105 Battery Modules, Purchased Separately), HSBK | 2540.13 |  | No | Energy Storage | Vendor De-listing | 2334.57 | 6 | De-Listing but Stock Qty Available | USSS100-0096 | Already Listed
501-0029 | 501-0029 | SMA, AC Surge Protection Module Kit, 4 Module kit for Core-1 Inverter, AC_SPD_KIT1-10 | 44.16 |  | No | Inverters | Shippable | 38.07 | 6 | Shippable & Stock Qty Available |  | To be Listed
501-0094 | 501-0094 | Midnite Solar, Surge Protector Device, 3-wire, 600VDC/480VAC, for Grid-Tied systems, MNSPD-600 | 93.54 |  | No | Electrical BOS | Shippable | 89.29 | 6 | Shippable & Stock Qty Available |  | To be Listed
501-0101 | 501-0101 | Hellermann, Labels, PHOTOVOLTAIC POWER SOURCE, Roof Single Label, Qty. 1, 596-00257 | 19.69 |  | No | Electrical BOS | Soligent De-listing | 18.55 | 6 | De-Listing but Stock Qty Available |  | Not Applicable
510-0132 | 510-0132 | Midnite Solar, Combiner box, will accept 3 -300V Breakers High voltage MNPV6-250 | 153.4 |  | No | Electrical BOS | Shippable | 146.43 | 6 | Shippable & Stock Qty Available |  | To be Listed
530-0048 | 530-0048 | Outback, Circuit Breaker, 20A, 150VDC, 1-Pole, 0.75" Wide, Panel Mount, PNL-20-AC/DC | 19.44 |  | No | Electrical BOS | Shippable | 18.42 | 6 | Shippable & Stock Qty Available |  | To be Listed
540-0020 | 540-0020 | Ferraz, Fuse for Square D, AC Disconnect, TR, 150A, 250VAC, TR150R | 35.19 |  | No | Electrical BOS | Soligent De-listing | 31.99 | 6 | De-Listing but Stock Qty Available |  | Not Applicable
540-0189 | 540-0189 | SolarEdge,Optional DC fusing for use with P-800 Optimizers, FLD 30 x 25A Fuses for Ext. Power 3-Ph Inv, Kit, 30 25A fuses, DCD, FLD-DCD-FUSE-S1 | 218 |  | No | Inverters | Vendor De-listing | 187.93 | 6 | De-Listing but Stock Qty Available |  | To be Listed
540-0209 | 540-0209 | 30A Class RK5 Time Delay Cartridge Fuse, 250Vac, FLNR030 | 7.05 |  | No | Electrical BOS | Shippable | 5.65 | 6 | Shippable & Stock Qty Available |  | To be Listed
550-0258 | 550-0258 | THHN/MTW, 8 AWG, Red, 500’, 19 Strand, 600V, Republic Wire | 161.11 |  | No | Electrical BOS | Soligent De-listing | 146.46 | 6 | De-Listing but Stock Qty Available |  | Not Applicable
550-0388 | 550-0388 | PV Wire, 10AWG, UL4703 with H4, 600VDC, 100', 19-JH4MF10PVDB6100 | 56.05 |  | No | Electrical BOS | Shippable | 54.62 | 6 | Shippable & Stock Qty Available |  | To be Listed
550-0469 | 550-0469 | PV Wire, 10AWG, UL4703, 1000VDC-2000VDC, 7 Strand Cu, Black, Double Jacket , 0.29" (7.5mm) OD, 1000' spool, 01-PV-1007X-DJ-BLK-2N(1000) | 467.11 |  | No | Electrical BOS | Shippable | 455.13 | 6 | Shippable & Stock Qty Available |  | To be Listed
551-0044 | 551-0044 | 3/4" Close Nipple, 18-TOPAZ ELECTRIC 6455 | 1.76 |  | No | Electrical BOS | Shippable | 1.55 | 6 | Shippable & Stock Qty Available |  | To be Listed
551-0269 | 551-0269 | 1" Flexible Non-Metallic PVC Top-Flex Liquid Tight Conduit, UL, 100' Coil, TOPAZ HF134 | 82.36 |  | No | Electrical BOS | Shippable | 78.14 | 6 | Shippable & Stock Qty Available |  | To be Listed
565-0209-B | 565-0209-B | "B-Grade" SolarEdge, Optimizer 730W, Add-On Box for two 60 or 72 cell modules, 12.5-105V MPPT, 11A, MC4-Compatible In, MC4-Compatible Out, 1000VDC, (Use only with SolarEdge 3-Phase Inverters), P730 | 30 | 730 | No | Inverters | Soligent De-listing | 29.63 | 6 | De-Listing but Stock Qty Available | USSPO001-0009 | Already Listed
110-1287 | 110-1287 | Sunergy, 390W PV Module, MC-4 Compatible Connector, PV Wire 1200mm (~47"), 40mm Clear Frame with White Backsheet, 72 Cell Mono, 20A Fuse, 1500VDC, 3.2mm glass, 359.3 PTC, 10/25 Warranty, ASUN-390-72MH5 | 145.21 | 390 | No | PV Modules | Soligent De-listing | 139.29 | 5 | De-Listing but Stock Qty Available |  | Not Applicable
110-1294 | 110-1294 | QCells, 395W PV Module, MC4, PV Wire ~49.2” (1250mm), 32mm Black Frame/Black Back Sheet, BOB, 132 Cell 12BB Mono, 20A Fuse, 1000Vdc, 366.7 PTC, 25/25 Warranty, Q.PEAK DUO BLK ML G10+ | 254.61 | 395 | No | PV Modules | Soligent De-listing | 244.21 | 5 | De-Listing but Stock Qty Available |  | Not Applicable
110-1299 | 110-1299 | Canadian Solar, 385W PV Module, 2.0m (78.7 in) (+) / 1.2m (47.2 in) (-) PV Wire, MC-4, 35mm Black Frame on Black Back-Sheet, BOB, HiDM5 Mono-PERC, 15A Fuse, 1000VDC, 361.8 PTC, 15/25 Warranty, CS1Y-385MS | 191.68 | 385 | No | PV Modules | Soligent De-listing | 183.86 | 5 | De-Listing but Stock Qty Available |  | Not Applicable
210-0998 | 210-0998 | IronRidge, XR10, Rail 132" (11') Clear, Qty. 1, XR-10-132A | 20.13 |  | No | Racking | Shippable | 19.29 | 5 | Shippable & Stock Qty Available | USMS100-0561 | Already Listed
210-1104 | 210-1104 | SunModo, HR250 Rail, 206” Mill Finish, A20144-206-ML | 56.1 |  | No | Racking | Soligent De-listing | 55.4 | 5 | De-Listing but Stock Qty Available | USMS100-0626 | Already Listed
211-0043 | 211-0043 | UniRac, Adjustable Tilt Leg, 12", without L-Foot, Clear, Qty. 1, 307107M | 26.01 |  | No | Racking | Shippable | 24.54 | 5 | Shippable & Stock Qty Available | USMS100-0404 | Already Listed
220-0714 | 220-0714 | IronRidge, SGA 2” (9’) Brace Assembly, 5-Panel, 70-0205-CBR | 162.3 |  | No | Racking | Vendor De-listing | 153.18 | 5 | De-Listing but Stock Qty Available | USMS100-0056 | Already Listed
341-0102 | 341-0102 | Schneider Electric, Conext SW AC Breaker Panel, 120V/240V, 865-1017 | 586.67 |  | No | Inverters | Shippable | 505.75 | 5 | Shippable & Stock Qty Available | USSE100-0032 | Already Listed
341-0110 | 341-0110 | Schneider Electric, CONEXT XW, PDP, Power Distribution Panel 1 250A 160VDC Breaker, 2-POLE 60A AC Breakers, 120-240V, 865-1015-01 | 1350.07 |  | No | Inverters | Shippable | 1163.85 | 5 | Shippable & Stock Qty Available | USSSP110-1187 | Already Listed
349-0096 | 349-0096 | QCells, Q.HOME HYB-G1, 7.6kw 120/240Vac Hybrid Inverter DC or AC Coupled, 13.5kWh NMC (Nickel-Manganese-Cobalt) Battery Storage, includes, BMS, Autoformer, RGM, UL9540, Rule-21, 10/10 Warranty, HQCAESS1117 | 9787.23 | 7600 | No | Energy Storage | Shippable | 6092.72 | 5 | Shippable & Stock Qty Available |  | To be Listed
360-0361 | 360-0361 | Generac, T-Junction Cable Option, AWG 10, 1.7mm (~67”) 1 connector, (to avoid cutting MTC cable), CP-MTC-JBOX | 29.77 |  | No | Inverters | Shippable | 28.01 | 5 | Shippable & Stock Qty Available |  | To be Listed
450-0157 | 450-0157 | SimpliPhi, Phi 3.5-3.8, Battery Mounting Bracket, B-3.8(053011) | 125 |  | No | Energy Storage | Shippable | 116.28 | 5 | Shippable & Stock Qty Available | USSSP110-1245 | Already Listed
450-0182 | 450-0182 | EndurEnergy Systems, Battery Enclosure with BMS for 4 ESP-5100 Battery Packs, 20.48kWh Name Plate, (Batteries NOT Included), IP55 (Outdoor), ESP-EU20, E00020 | 593.18 |  | No | Energy Storage | Shippable | 589.49 | 5 | Shippable & Stock Qty Available | USSS100-0100 | Already Listed
480-0141 | 480-0141 | Storz Power, 5.12kWh, LFP (Lithium Iron Phosphate) Battery, 48 Volt Nominal, with BMS, UL-1973, 10247 | 2978.4 |  | No | Energy Storage | Shippable | 2597.44 | 5 | Shippable & Stock Qty Available |  | To be Listed
500-0023 | 500-0023 | Outback, FlexWare Charge Control Side Bracket for 1 MX60, FM60, or FM80, (Not compatible with FM100-300VDC charge controller), FW-CCB | 87.5 |  | No | Inverters | Shippable | 80.77 | 5 | Shippable & Stock Qty Available | USCC100-0074 | Already Listed
500-0071 | 500-0071 | Magnum, Conduit Box (White)for AC/DC Wiring required to be in Conduit, ME-CB | 62.19 |  | No | Inverters | Soligent De-listing | 53.61 | 5 | De-Listing but Stock Qty Available |  | To be Listed
501-0018 | 501-0018 | Delta, AC Surge Capacitor, 3-wire, 250VAC, Light Duty, CA302R | 62.16 |  | No | Electrical BOS | Shippable | 58.97 | 5 | Shippable & Stock Qty Available |  | To be Listed
520-0039 | 520-0039 | Morningstar, SunSaver Charge Controller, 10A, 24VDC, with Low Voltage Disconnect, SS10L-24V | 102.7 |  | No | Energy Storage | Shippable | 96.2 | 5 | Shippable & Stock Qty Available | USCC100-0034 | Already Listed
520-0080 | 520-0080 | Morningstar, ProStar PWM Charge Controller, Gen 3, 15A, 12/24VDC, with LCD Meter, PS-15M | 182.43 |  | No | Energy Storage | Shippable | 170.89 | 5 | Shippable & Stock Qty Available | USCC100-0022 | Already Listed
530-0024 | 530-0024 | Midnite Solar, Mini DC Disconnect box with 250A breaker & din rail, 125VDC, MNDC250 | 269.39 |  | No | Electrical BOS | Shippable | 257.14 | 5 | Shippable & Stock Qty Available |  | To be Listed
530-0149 | 530-0149 | Square D, 20A, 1-Pole Breaker, Qty.1, HOM120 | 7.05 |  | No | Electrical BOS | Shippable | 6.2 | 5 | Shippable & Stock Qty Available |  | To be Listed
551-0216 | 551-0216 | Nsi Easy-Tap Piercing Connector, 500-2/0 AWG Main, 4/0-4 AWG Tap, IPCS5040 | 76.88 |  | No | Electrical BOS | Shippable | 72.94 | 5 | Shippable & Stock Qty Available |  | To be Listed
551-0265 | 551-0265 | Everbilt #10-#12 X 1-1/4" Plastic Wall Anchors, Blue, 75 Piece, CES8579J | 18.8 |  | No | Electrical BOS | Shippable | 16.55 | 5 | Shippable & Stock Qty Available |  | To be Listed
551-0266 | 551-0266 | Everbilt #14 X 1-1/2" Plastic Wall Anchors with Screws, Green, 101 Pieces, CES8714E | 18.43 |  | No | Electrical BOS | Shippable | 17.49 | 5 | Shippable & Stock Qty Available |  | To be Listed
560-9120 | 560-9120 | Federal Pacific Transformer Weather Shield, FPE WS-18A | 87.57 |  | No | Electrical BOS | Shippable | 78.81 | 5 | Shippable & Stock Qty Available |  | To be Listed
570-0145 | 570-0145 | Morningstar, Remote Temperature Sensor, RTS | 36.49 |  | No | Energy Storage | Shippable | 34.18 | 5 | Shippable & Stock Qty Available | USEC001-0067 | Already Listed
570-1064 | 570-1064 | SMA, Speedwire Webconnect piggyback, plug-in for-10, -11, -12 inverters, SWPB-US-10 | 150.35 |  | No | Inverters | Shippable | 143.6 | 5 | Shippable & Stock Qty Available | USSE100-0274 | Already Listed
570-1211 | 570-1211 | Sol-Ark, CT (Current Transformer) 600A 2” ID (Inside Diameter), Qty. 1 Pair, SA-CT-XL | 470.59 |  | No | Energy Storage | Shippable | 449.44 | 5 | Shippable & Stock Qty Available |  | To be Listed
570-1229 | 570-1229 | Generac, Cell Modem with 5 year Verizon Data plan, use with XVT Inverters, PCLTE1 | 534.15 |  | No | Energy Storage | Shippable | 490.92 | 5 | Shippable & Stock Qty Available | USEC001-0025 | Already Listed
570-1230 | 570-1230 | SolarEdge, Replacement 4G Cell Modem, for all SetApp Enabled Single Phase Inverters, with Sprint CDMA and T-Mobile GSM 3G Networks, for use in US Only,CELL-B-R05-US-P-S2 | 347.02 |  | No | Inverters | Shippable | 325.81 | 5 | Shippable & Stock Qty Available |  | To be Listed
580-0002 | 580-0002 | APsmart, Transmitter-PLC, 29mm ID Dual Core NO Power Supply, SunSpec Certified, 406000 | 39.33 |  | No | Inverters | Shippable | 33.91 | 5 | Shippable & Stock Qty Available | USSE100-0030 | Already Listed
580-0048 | 580-0048 | Generac, Generator Smart Transfer Switch, 120/240V, 200A, NEMA 3R, Not Service-Rated, RXSC200A3 | 655.84 |  | No | Energy Storage | Shippable | 620.39 | 5 | Shippable & Stock Qty Available | USSS100-0123 | Already Listed
580-0188 | 580-0188 | Enphase, Rapid Shutdown Switch, use with IQ System Controller 2, EP200G-NA-02-RSD | 80 |  | No | Energy Storage | Vendor De-listing | 75.95 | 5 | De-Listing but Stock Qty Available | USEC001-0052 | Already Listed
590-0124 | 590-0124 | UniRac, Ecolibrium, EcoX, MetalX Bonding Jumper, ES10201 | 2.35 |  | No | Racking | Shippable | 2.22 | 5 | Shippable & Stock Qty Available |  | To be Listed
730-0064 | 730-0064 | Canadian Solar, Tlian T-4 Connector Wrench, Disconnect and Assembly tool, Qty. 1, 18-T4-DT | 2.36 |  | No | Electrical BOS | Shippable | 2.24 | 5 | Shippable & Stock Qty Available |  | To be Listed
110-1176 | 110-1176 | Solaria, 360W PV Module, H-4 (MC4-compatible), PV Wire, 40mm Black Frame, Black Back Sheet, BoB, Mono, 15A Fuse, 1000VDC, 327.6, PowerXT-360R-PD | 299.58 | 360 | No | PV Modules | Vendor De-listing | 282.86 | 4 | De-Listing but Stock Qty Available |  | Not Applicable
110-1201-B | 110-1201-B | "B-GRADE" Canadian Solar, 380W PV Module, 1670mm (65.7”)PV Wire, T-4-MC-4 comparable, 35mm Clear Frame on White Backsheet, 144 ½ Cells, Mono-PERC, 5BB, 20A Fuse, 1000VDC, 353.9 PTC, CS3U-380MS | 181.91 | 380 | No | PV Modules | Soligent De-listing | 148.7 | 4 | De-Listing but Stock Qty Available |  | Not Applicable
213-0027 | 213-0027 | UniRac, SFM Infinity Rail-Less, Universal Trim Rail 66.25", Dark, Qty. 1 package of 4, 256625U | 117.87 |  | No | Racking | Shippable | 108.28 | 4 | Shippable & Stock Qty Available |  | To be Listed
260-0789 | 260-0789 | S-5!, Clamp, Size H, fits metal roof profiles with Horizontal seam, S-5-H | 11.05 |  | No | Racking | Shippable | 10.43 | 4 | Shippable & Stock Qty Available | USMS100-0524 | Already Listed
270-0147 | 270-0147 | UniRac, MicroRail, 35mm, Trimrail 66", Dark, Qty. 1 package of 4, 240135B | 31.57 |  | No | Racking | Vendor De-listing | 28.7 | 4 | De-Listing but Stock Qty Available |  | To be Listed
270-0149 | 270-0149 | UniRac, MicroRail, 32mm, Trimrail 66", Dark, Qty. 1 package of 4, 240132B | 31.57 |  | No | Racking | Vendor De-listing | 28.7 | 4 | De-Listing but Stock Qty Available |  | To be Listed
270-0846 | 270-0846 | QuickMount, Quick Rack, Grounding Lug Assembly, Qty. 1, QMQR-GL A 1 | 2.88 |  | No | Racking | Vendor De-listing | 2.64 | 4 | De-Listing but Stock Qty Available |  | To be Listed
270-9098 | 270-9098 | QuickMount, Flashing, for Low Slope Roof mounts, Aluminum, 17" x 17" x 4", Mill Finish, QBASE, Qty. 1, QMLSF-17x4 A 1 | 17.36 |  | No | Racking | Vendor De-listing | 16.3 | 4 | De-Listing but Stock Qty Available |  | To be Listed
311-0082 | 311-0082 | Schneider Electric, CONEXT XW-Pro-6848 battery inverter, 6800W, 120/240VAC, 60Hz, 60A Transfer, 48VDC, Sinewave, Grid Tied, 140A 0.98 PFC Charger, 5 Yr Warr, with BTS, UL1741-SA (Rule-21), 865-6848-21 | 3659.51 | 6800 | No | Inverters | Shippable | 3530.35 | 4 | Shippable & Stock Qty Available | USIN100-0256 | Already Listed
330-0595 | 330-0595 | SolarEdge, 120kW 3 Phase Synergy Manager, Requires 3 Synergy Units, 120kW 480V WYE/Delta, 60Hz, 1000VDC, Multiple Fused DC Inputs, DC Discon, AC/DC SPD, 12 Yr. Warranty, AFCI, NO AC-RSD, GROUND MOUNT ONLY,-40C, RS485 and Ethernet, UL-1741-SA (Rule-21), SE120K-USG8IBNZ4 | 2187.86 | 120000 | No | Inverters | Shippable | 2057.77 | 4 | Shippable & Stock Qty Available | USIN100-0273 | Already Listed
341-0003 | 341-0003 | Franklin WH, aGate X Energy Management Smart Switch, AGT-R1V1-US | 1758.24 |  | No | Energy Storage | Shippable | 1524.49 | 4 | Shippable & Stock Qty Available |  | To be Listed
341-0121 | 341-0121 | OutBack, Radian Prewired GS Load Center with one 175A breaker, single 80A GFDI and PV breaker for one charge controller, FLEXnet DC and two 500A shunts, 2-pole 120/240VAC 50A bypass breakers, 2, 2-pole 120/240VAC 50A input breakers, 10 busbars, Powder-Coated Finish, GSLC175PV1-120/240 | 1589.33 |  | No | Inverters | Shippable | 1370.11 | 4 | Shippable & Stock Qty Available | USBE100-0053 | Already Listed
450-0181 | 450-0181 | EndurEnergy Systems, Battery Enclosure with BMS for 3 ESP-5100 Battery Packs, 15.36kWh Name Plate, (Batteries NOT Included), IP55 (Outdoor), ESP-EU15, E00015 | 443.75 |  | No | Energy Storage | Shippable | 440.99 | 4 | Shippable & Stock Qty Available | USSS100-0101 | Already Listed
480-0003 | 480-0003 | Franklin WH, aPower X AC Coupled Energy Storage System, 5kW, 13.6kWh LFP, use with aGateX Smart Switch, APR-05K13V1-US | 9890.11 |  | No | Energy Storage | Shippable | 8791.21 | 4 | Shippable & Stock Qty Available |  | To be Listed
500-0106 | 500-0106 | Magnum, Back Plate for One Mini Magnum Panel, (fits 1-MMP only), BP-MMP | 94.6 |  | No | Inverters | Shippable | 88.69 | 4 | Shippable & Stock Qty Available | USSP100-0162 | Already Listed
500-0264 | 500-0264 | SimpliPhi, BOSS.6 Two Battery Bus Bar Kit, 2-Battery Horizontal, 1 Pair, Red/Black Bus Bars, 2, 1/0 Red/Black 25” cables, order 1 per shelf, BB-2-6 | 222.97 |  | No | Energy Storage | Shippable | 206.25 | 4 | Shippable & Stock Qty Available | USSSP110-1238 | Already Listed
500-0265 | 500-0265 | SimpliPhi, BOSS.6 Three Battery Bus Bar Kit, 3-Battery Horizontal, 1 Pair, Red/Black Bus Bars, 2, 1/0 Red/Black 25” cables, order 1 per shelf, BB-3-6 | 317.57 |  | No | Energy Storage | Shippable | 293.75 | 4 | Shippable & Stock Qty Available | USSSP110-1239 | Already Listed
510-0202 | 510-0202 | MidNite Solar, MNPV6 Disco AC Micro Combiner, 3, 2 Pole 20A breakers, 240VAC, NEMA 3R, MNPV6-DISCO AC MICRO | 280.61 |  | No | Electrical BOS | Shippable | 267.86 | 4 | Shippable & Stock Qty Available |  | To be Listed
520-0166 | 520-0166 | Morningstar, ProStar MPPT Charge Controller, 40A, 12/24V, 30A Load Controller, 120V max input, With Meter PS-MPPT40-M | 555.41 |  | No | Energy Storage | Shippable | 520.25 | 4 | Shippable & Stock Qty Available | USCC100-0027 | Already Listed
530-0123 | 530-0123 | Enphase, Enpower 175A Main/Load Breaker, 25kAIC, CSR2175N, BRK-175A-2P-240V | 172.67 |  | No | Energy Storage | Shippable | 148.85 | 4 | Shippable & Stock Qty Available |  | To be Listed
530-0162 | 530-0162 | Schneider Electric, Circuit Breaker, 60A, 160VDC, 1-Pole, Panel Mount, For XW PDP, Qty. 1, 865-DCBRK-60 | 55 |  | No | Electrical BOS | Shippable | 52.88 | 4 | Shippable & Stock Qty Available |  | To be Listed
530-0194 | 530-0194 | Midnite Solar, Circuit Breaker, with Remote Trip, Panel Mount, 125A, 125VDC, 1-Pole, 1.0" Wide, 1/4" Studs, Birdhouse Compatible, MNEDC125RT | 52.38 |  | No | Electrical BOS | Shippable | 50 | 4 | Shippable & Stock Qty Available |  | To be Listed
530-0240 | 530-0240 | Eaton-Cutler Hammer, Circuit Breaker, CH Breaker, 60A, 240VAC, 2P, CH260, 0182-1342 | 37.98 |  | No | Electrical BOS | Shippable | 31.25 | 4 | Shippable & Stock Qty Available |  | To be Listed
530-1085 | 530-1085 | Midnite Solar, Circuit Breaker, DIN Mount, 20A, 300VDC, 1-Pole, 1.0" Wide, MNEPV20-300 | 34.19 |  | No | Electrical BOS | Shippable | 32.86 | 4 | Shippable & Stock Qty Available |  | To be Listed
540-0133 | 540-0133 | MidNite Solar, Busbar, 280A, five 5/16 studs, includes auxiliary busbar for six #14-1/0 wires, MNBIGBUSBAR | 74.08 |  | No | Electrical BOS | Shippable | 70.71 | 4 | Shippable & Stock Qty Available |  | To be Listed
550-0256 | 550-0256 | THHN/MTW, 6 AWG, White, 500’, 19 Strand, 600V, Republic Wire | 250 |  | No | Electrical BOS | Soligent De-listing | 227.27 | 4 | De-Listing but Stock Qty Available |  | Not Applicable
550-9064 | 550-9064 | UniRac, Heyco Sunrunner-4 PV Wire Clip, Qty.1 , 008020S | 60.76 |  | No | Racking | Shippable | 60 | 4 | Shippable & Stock Qty Available |  | To be Listed
551-0219 | 551-0219 | 1" PVC Schedule 40 Conduit | 14.87 |  | No | Electrical BOS | Shippable | 14.3 | 4 | Shippable & Stock Qty Available |  | To be Listed
560-0065 | 560-0065 | Square D 100A/240V Load Center, for 3, 2 Pole, 6, 1 Pole Breakers, 15-SD-HOM612L100RB | 54.79 |  | No | Electrical BOS | Shippable | 53.38 | 4 | Shippable & Stock Qty Available |  | To be Listed
565-0220-B |  | "B" Grade SolarEdge, Optimizer 340W, Add-On Box for one 60 cell module, 8-48V, 11A, MC4-compatible In/Out, 1000VDC, P340 | 57.55 | 340 | No | Inverters | Soligent De-listing | 55.2 | 4 | De-Listing but Stock Qty Available |  | To be Listed
570-0584 | 570-0584 | Morningstar, Remote Meter for SS-MPPT, SSDuo and SureSine with 32' cable, RM-1 | 91.89 |  | No | Electrical BOS | Soligent De-listing | 88.31 | 4 | De-Listing but Stock Qty Available |  | Not Applicable
570-1191 | 570-1191 | SMA, TS4-R, Cloud Connect Outdoor Kit, For Non SMA -40 Inverters, Includes: CCA, 1 Gateway, CCA 24 VDC power supply, outdoor enclosure with DIN rail for the CCA and power supply, SMA, 348-00000-40 | 253.64 |  | No | Inverters | Vendor De-listing | 232.94 | 4 | De-Listing but Stock Qty Available | USCG001-0014 | Already Listed
580-0001 | 580-0001 | Enphase, IQ System Controller 3, Microgrid Interconnect Device (MID), Service Rated, with 200A Capacity, includes Neutral-Forming Transformer, Intelligent Load Control, and RSD Switch, for Systems without a Generator, NEMA 3R, IEEE 1547: 2018, UL 1741-SB, SC200D111C240US01 | 2105.33 |  | No | Energy Storage | Shippable | 1998.73 | 4 | Shippable & Stock Qty Available |  | To be Listed
110-1251-B | 110-1251-B | "B-Grade" Trina, 400W PV Module, MC4-Evo2 Connector, PV Wire ~55”, 35mm Clear Frame with White Backsheet, 144 ½ Cell Multi-BB Mono, 20A Fuse, 1500VDC, 3.2mm glass, 375.2 PTC, TSM-400-DE15H(II) | 151.6 | 400 | No | PV Modules | Soligent De-listing | 143.94 | 3 | De-Listing but Stock Qty Available |  | Not Applicable
110-1267-B | 110-1267-B | "B" Grade Trina, 410W PV Module, TS4 Connector, PV Wire ~55”, 35mm Clear Frame with White Backsheet, 144 ½ Cell Multi-BB Mono, 20A Fuse, 1500VDC, 3.2mm glass, 384.9 PTC, 12/25 Warranty, TSM-410-DE15M(II) | 154.41 | 410 | No | PV Modules | Soligent De-listing | 144.96 | 3 | De-Listing but Stock Qty Available |  | Not Applicable
110-1276 | 110-1276 | Canadian Solar, Bifacial 440W PV Module, 1850mm (72.8”) PV Wire, MC-4 Connector, 30mm Clear Frame on White Backsheet, 144 ½ Cells, Double Glass, Mono, 25A Max Fuse, 1000VDC, 403.8 PTC, 12/30 Warranty, CS3W-440MB-AG | 203.15 | 440 | No | PV Modules | Soligent De-listing | 194.86 | 3 | De-Listing but Stock Qty Available |  | Not Applicable
110-1288 | 110-1288 | Canadian Solar, 395W PV Module, 2.0m (78.7 in) (+) / 1.2m (47.2 in) (-) PV Wire, MC-4, 35mm Black Frame on Black Back-Sheet, BOB, HiDM5 Mono-PERC, 15A Fuse, 1000VDC, 371.5 PTC, 15/25 Warranty, CS1Y-395MS | 243.16 | 395 | No | PV Modules | Vendor De-listing | 223.67 | 3 | De-Listing but Stock Qty Available |  | To be Listed
110-1302 | 110-1302 | Aptos, 370W PV Module, 1.2m (~47.2”) PV Wire, MC-4 Connectors, 35mm Black Frame on Black Back Sheet, BOB, 120 ½ DNA Mono Cells, 20A Max Fuse, 1000VDC, 341.5W PTC, 25/30 Warranty, DNA-120-MF26-370W | 220.43 | 370 | No | PV Modules | Soligent De-listing | 211.43 | 3 | De-Listing but Stock Qty Available |  | Not Applicable
110-1369-B |  | "B" Grade ZNShine, 370W PV Module, MC4-compatible, 1200mm (~47.2”) PV Wire, 35mm Black Frame/Black Back-Sheet, BOB, 120 1/2 Cell Mono PERC, 20A Max Fuse, 1500VDC, 345.7 W PTC, 12/25 Warranty, ZXM6-NH120-370/M | 93.49 | 370 | No | PV Modules | Soligent De-listing | 87.88 | 3 | De-Listing but Stock Qty Available |  | Not Applicable
210-0054 | 210-0054 | QuickMount, Flashing, Classic Composition Mounts, 12" x 12", Mill Finish, QBLOCK, Qty. 1, QMSC-A-12 | 18.15 |  | No | Racking | Vendor De-listing | 17.12 | 3 | De-Listing but Stock Qty Available | USMS100-0406 | Already Listed
210-0350 | 210-0350 | UniRac, SolarMount Raised Flange Zinc Plated Steel Standoff, 4", Clear, 310018 | 9.6 |  | No | Racking | Vendor De-listing | 8.73 | 3 | De-Listing but Stock Qty Available |  | To be Listed
210-1021 | 210-1021 | ProSolar, Support Rail, 1.5" Standard support rail, 136", Black finish, Qty. 1, R-136BLACK | 16.13 |  | No | Racking | Vendor De-listing | 15.46 | 3 | De-Listing but Stock Qty Available | USMS100-0545 | Already Listed
210-1103 | 210-1103 | SunModo, HR300 Rail, 206” Mill Finish, A20288-206-ML | 64.2 |  | No | Racking | Vendor De-listing | 63.4 | 3 | De-Listing but Stock Qty Available | USMS100-0430 | Already Listed
211-0037 | 211-0037 | UniRac, High Profile Tilt, 12", Clear, 2-Leg Kit, 310107 | 24.65 |  | No | Racking | Vendor De-listing | 23.14 | 3 | De-Listing but Stock Qty Available |  | To be Listed
240-0060 | 240-0060 | Hollaender, Rectangular Base Flange for 2" Pipe, 8 X 6” Base, (4) 9/16" holes, 48H-9 | 44.05 |  | No | Racking | Soligent De-listing | 43.5 | 3 | De-Listing but Stock Qty Available | USMS100-0530 | Already Listed
240-0661 | 240-0661 | UniRac, DGFT - Ground Fixed Tilt 3 Rail Hardware Kit, Shared Rail, 404034 | 19.57 |  | No | Racking | Shippable | 18.47 | 3 | Shippable & Stock Qty Available | USMS100-0370 | Already Listed
260-0726 | 260-0726 | S-5!, EdgeGrab PV Kit, bonding and mounting universal end clamp, for 1.1" to 2.0" (28-51mm) frame, with 8mm stud, 2 piece EdgeGrab, 2 hex nuts & Stainless Steel mounting disc with cable hooks, EdgeGrab | 5.12 |  | No | Racking | Vendor De-listing | 4.7 | 3 | De-Listing but Stock Qty Available |  | To be Listed
270-0923 | 270-0923 | UniRac, MicroRail, 40mm, Trimrail 132", Dark, Qty. 1 , , 240240B | 59.1 |  | No | Racking | Vendor De-listing | 55.49 | 3 | De-Listing but Stock Qty Available |  | To be Listed
270-1072 | 270-1072 | QuickMount, Quick Rack, Clamp Assembly 2" , 33mm, Bronze, Qty. 1, QMQR-CP33.2 B 24 | 98.87 |  | No | Racking | Vendor De-listing | 92.82 | 3 | De-Listing but Stock Qty Available |  | To be Listed
310-0283 | 310-0283 | SolarEdge, SE3800H-US HD-Wave, 1-Ph, Grid Tied Inverter, 3800W, 208/240Vac, 60 Hz, 2 Unfused Input, 12 Yr Warr,Ground-Fault/Arc-Fault Protection, RS485 and Ethernet, -40C, AC RSD, UL1741-SA, w/RGM & Consumption Meter (Add CT’s), SetApp Enabled, SE3800H-US000BNI4 | 1360.06 | 3800 | No | Inverters | Vendor De-listing | 1272.31 | 3 | De-Listing but Stock Qty Available | USIN100-0288 | Already Listed
310-0645 | 310-0645 | SolarEdge, Energy Hub SE11400H-US HD-Wave, Single Phase, Grid Tied Inverter, Dual Rated 11.4kW/10kW Battery Access, 240Vac, 60 Hz, 2 Unfused Input, 12 Yr Warr,Ground-Fault/Arc-Fault Protection, RS485 and Ethernet, with 5 Year Cell plan, -40C, AC RSD, w/RGM, and Consumption Meter (Add CT’s), SetApp Enabled, UL1741-SA, SE11400H-USSNBBL14 | 3115.28 | 11400 | No | Inverters | Vendor De-listing | 2914.29 | 3 | De-Listing but Stock Qty Available | USIN100-0037 | Already Listed
311-0079 | 311-0079 | Outback, VFXR3648A-01 Battery Inverter, 3600W, 120VAC, 60Hz(50Hz) selectable, 60A AC input, 48VDC, Sinewave, Grid Tied, 5 Yr Warr, 45A Charger, with BTS, VFXR3648A-01 | 1897.47 | 3600 | No | Energy Storage | Shippable | 1806.02 | 3 | Shippable & Stock Qty Available | USSP100-0161 | Already Listed
311-0097 | 311-0097 | Sol-Ark, 30K Battery or Battery-Less Inverter, 30,000 Watt 3 Phase 120/208Vac, 50/60Hz, 500Vdc max, Battery 300Vdc Nominal, Transformerless Sinewave, Grid Tie/Off-Grid, AC and/or DC Coupled, 4 MPPT PV inputs, with AFCI/GFDI, & Dual AC inputs, 10 Yr. Warr, NEMA 3R , 30K-3P-208V-N | 13048.78 | 30000 | No | Energy Storage | Shippable | 12588.24 | 3 | Shippable & Stock Qty Available |  | To be Listed
320-0068 | 320-0068 | Magnum, MS4024 battery inverter, 4000W, 120VAC, 60Hz, 2x30A Transfer, 24VDC, Sinewave, Off Grid, 3 Yr Warr, 105A Charger, with BTS, MS4024-L-U | 1733.41 | 4000 | No | Energy Storage | Shippable | 1672.24 | 3 | Shippable & Stock Qty Available |  | To be Listed
330-0574 | 330-0574 | SolarEdge, SE40KUS Grid Tied Inverter, 3-Ph, 40kW, 277/480V WYE, 60Hz, 1000VDC, with AC RSD, DC Safety Switch, DC Fuses and AFCI, 12 Yr Warr, -40C, RS485 and Ethernet, UL1741-SA, SetApp Enabled, SE40K-USR8IBNZ4 | 2805.45 | 40000 | No | Inverters | Shippable | 2727.08 | 3 | Shippable & Stock Qty Available | USIN100-0039 | Already Listed
330-0576 | 330-0576 | SolarEdge, SE14.4KUS Grid Tied Inverter, 3-Ph, 14.4kW, 120/208 WYE and 208 Delta Grid, 60Hz, 600Vdc, DC Discon, 12 Yr Warr, AFCI, with AC-RSD, -40C, RS485 and Ethernet, DCD w/DC Fuses, UL-1741-SA, SetApp Enabled, SE14.4K-USR2IBNZ4 | 2829.54 | 14400 | No | Inverters | Shippable | 2735.22 | 3 | Shippable & Stock Qty Available |  | To be Listed
360-0364 | 360-0364 | Generac, Covers Open T Junction / Locking and Waterproof, CP-WTRPF-CAP | 3.38 |  | No | Inverters | Shippable | 2.97 | 3 | Shippable & Stock Qty Available |  | To be Listed
360-0370 | 360-0370 | Aptos, AC Trunk End Cap, AC_TRUNK END CAP | 8 |  | No | Inverters | Soligent De-listing | 7.69 | 3 | De-Listing but Stock Qty Available |  | To be Listed
450-0000 | 450-0000 | HomeGrid, Outdoor Case, Battery Cabinet, fits 2-4 Stack’d Batteries NOT included, White UV-resistant ABS Enclosure, 4000048 | 623.75 |  | No | Energy Storage | Shippable | 573.56 | 3 | Shippable & Stock Qty Available |  | To be Listed
450-0183 | 450-0183 | EndurEnergy Systems, Inverter/Battery Enclosure with BMS for 2 ESP-5100 Battery Packs, and 1 Sol-Ark 8 or 12k Inverter (Not Included), 10.24kWh Name Plate, Indoor Rated, ESP-IE10, IE00010 | 424.59 |  | No | Energy Storage | Shippable | 421.95 | 3 | Shippable & Stock Qty Available | USSB100-0045 | Already Listed
450-0189 | 450-0189 | Storz Power, Indoor/Outdoor 10kWh Wall Mount Battery Cabinet, for up to 2 5.12kWh LFP Batteries, 10354 | 462.4 |  | No | Inverters | Shippable | 408 | 3 | Shippable & Stock Qty Available |  | To be Listed
500-0002 | 500-0002 | Midnite Solar, Ground Fault Circuit Breaker, DIN Mount 2 spaces, 1A + 63A, 150VDC, MNDC-GFP63 | 65.85 |  | No | Electrical BOS | Shippable | 62.86 | 3 | Shippable & Stock Qty Available |  | To be Listed
500-0018 | 500-0018 | Outback, FlexWare 250 AC/DC Disconnect Box, 1 Inverter, FW250 | 259.72 |  | No | Inverters | Shippable | 220 | 3 | Shippable & Stock Qty Available | USEC001-0053 | Already Listed
500-0024 | 500-0024 | Outback, FlexWare Charge Control Side Bracket for 2 MX60, FM60, or FM80's, (Not compatible with FM100-300VDC charge controller), FW-CCB2 | 91.67 |  | No | Inverters | Shippable | 84.62 | 3 | Shippable & Stock Qty Available | USCC100-0075 | Already Listed
500-0105 | 500-0105 | Magnum, Back Plate Dual (fits 1-MPDH, 1-MPSH and 1-MPX, 1-MPSL and 1-MPX), BP-D | 164.05 |  | No | Inverters | Shippable | 141.43 | 3 | Shippable & Stock Qty Available | USSE100-0203 | Already Listed
500-0129 | 500-0129 | SimpliPhi, Battery Bus Bars, 3-Battery Horizontal, 1 Pair, Red/Black, BB-3(053018) | 302.7 |  | No | Energy Storage | Shippable | 280 | 3 | Shippable & Stock Qty Available |  | To be Listed
500-0262 | 500-0262 | SimpliPhi, BOSS.12 Two Battery Bus Bar Kit, 2-Battery Horizontal, 1 Pair, Red/Black Bus Bars, 2, 2/0 Red/Black 45” cables, order 1 per shelf, BB-2-12 | 283.78 |  | No | Energy Storage | Shippable | 262.5 | 3 | Shippable & Stock Qty Available | USSSP110-1235 | Already Listed
510-0894 | 510-0894 | QuickMount, JayBox, Roof-Mounted 8 X 9in with 9 X 12in Flashing and Mounting Screws and DIN Rail for Comp/Asphalt Shingle, QM-JBX-RF02-B1 | 50.68 |  | No | Racking | Shippable | 46.53 | 3 | Shippable & Stock Qty Available | USSSP110-1004 | Already Listed
520-0029 | 520-0029 | Morningstar, SunGuard Charge Controller, 4.5A, 12VDC, SG-4 | 37.84 |  | No | Energy Storage | Shippable | 35.44 | 3 | Shippable & Stock Qty Available | USCC100-0028 | Already Listed
520-0097 | 520-0097 | Morningstar, TriStar MPPT Charge Controller, 60A, 150VDC, 12/48VDC, with RTS & Ethernet, TS-MPPT-60 | 666.22 |  | No | Energy Storage | Shippable | 624.05 | 3 | Shippable & Stock Qty Available | USCC100-0042 | Already Listed
520-0152 | 520-0152 | Schneider Electric, XW-MPPT60-150 Charge Controller, 60A, 150VDC, 12/24/48VDC, built-in GFI, White, 865-1030-1 | 673.2 |  | No | Energy Storage | Shippable | 580.34 | 3 | Shippable & Stock Qty Available | USCC100-0007 | Already Listed
530-0096 | 530-0096 | Outback, Circuit Breaker, 15A, 277VAC, 1-Pole, 0.5" Wide, DIN Mount, DIN-15-AC-277 | 23.61 |  | No | Electrical BOS | Soligent De-listing | 20.48 | 3 | De-Listing but Stock Qty Available |  | Not Applicable
530-0825 | 530-0825 | Midnite Solar, Circuit Breaker with shunt trip coil, Panel Mount, 250A, 125VDC, 1-Pole, 1.5" Wide, 3/8" Studs, MNEDC250RT | 130.95 |  | No | Electrical BOS | Shippable | 125 | 3 | Shippable & Stock Qty Available |  | To be Listed
530-1118 | 530-1118 | Generac, Touch Safe Breaker Terminal Cover, 200A /480V, G0088750 | 8.29 |  | No | Electrical BOS | Shippable | 7.8 | 3 | Shippable & Stock Qty Available |  | To be Listed
550-0116 | 550-0116 | Rennsteig, Multi-function Tool, MC4, 10AWG, Cut-Strip-Crimp with Dies & Locator, burnished, 624 006 3 1 | 397.84 |  | No | Electrical BOS | Shippable | 368 | 3 | Shippable & Stock Qty Available |  | To be Listed
551-0021 | 551-0021 | Ground Rod 5/8" X 10', Qty.1, ERICO 615800, 1429 | 44.15 |  | No | Electrical BOS | Shippable | 41.88 | 3 | Shippable & Stock Qty Available |  | To be Listed
551-0022 | 551-0022 | 4X4X2 PVC Junction Box, Qyt.1, KRALOY JB442 | 23.87 |  | No | Electrical BOS | Shippable | 21 | 3 | Shippable & Stock Qty Available |  | To be Listed
565-0213-B | 565-0213-B | "B" Grade SMA, TS4-R-O, Optimizer Module, Optimization, Monitoring & RSD, Add-on- Module for 1 PV Module, Max 90Voc, 12A, 1.0m MC-4 cable, 15A Fuse, NEC 2014 RSD Compliant when used with, Cloud Connect & Gateway, -40 SMA inverters, 471-00252-10 | 40.59 | 475 | No | Inverters | Soligent De-listing | 37.28 | 3 | De-Listing but Stock Qty Available |  | To be Listed
570-0332 | 570-0332 | Magnum, Battery Monitoring Kit, State of Charge Meter, Includes 500A DC Shunt, ME-BMK-R | 157.44 |  | No | Energy Storage | Shippable | 135.72 | 3 | Shippable & Stock Qty Available | USEC001-0090 | Already Listed
570-1193 | 570-1193 | SolarEdge, 250A Flexible CT, 50/60Hz, use with 240V Consumption Meter, Qty.1, SECT-FLX-250A-01 | 229.69 |  | No | Inverters | Vendor De-listing | 215.66 | 3 | De-Listing but Stock Qty Available |  | To be Listed
110-0579 | 110-0579 | Canadian Solar, Bifacial 395W PV Module, PV Wire, T-4, H-4, or MC-4 comparable, 30mm Clear Frame on White Backsheet, 144 ½ Cells, Double Glass, Poly, 20A Fuse, 1000VDC, 368.8 PTC, CS3W-395PB-AG | 144.14 | 395 | No | PV Modules | Soligent De-listing | 138.26 | 2 | De-Listing but Stock Qty Available |  | Not Applicable
110-1167-B | 110-1167-B | "B Grade" Canadian Solar, 350W PV Module, PV Wire, T-4-MC-4 comparable, 35mm Clear Frame on White Backsheet, 144 ½ Cells, Poly, 15A Fuse, 1000VDC, 324 PTC, CS3U-350P | 139.72 | 350 | No | PV Modules | Soligent De-listing | 132.67 | 2 | De-Listing but Stock Qty Available |  | Not Applicable
110-1222 | 110-1222 | Solaria, 370W PV Module, MC-4, PV Wire, 40mm Black Frame, Black Back Sheet, BoB, Mono, 15A Fuse, 1000VDC, 334.5 PTC, PowerXT-370R-PD | 287.78 | 370 | No | PV Modules | Vendor De-listing | 275.53 | 2 | De-Listing but Stock Qty Available |  | Not Applicable
110-1243 | 110-1243 | Canadian Solar, Bifacial PV Module, 405W ~72.8” PV Wire, T-4, H-4, or MC-4 comparable, 30mm Clear Frame on White Backsheet, 144 ½ Cells, Double Glass, Poly, 25A Max Fuse, 1000VDC, 378.3 PTC, 12/30 Warranty, CS3W-405PB-AG | 157.27 | 405 | No | PV Modules | Soligent De-listing | 150.85 | 2 | De-Listing but Stock Qty Available |  | Not Applicable
110-1254-B | 110-1254-B | "B Grade" Solaria, 400W PV Module, MC-4, PV Wire, 40mm Black Frame, Black Back Sheet, BoB, Mono, 20A Fuse, 1000VDC, 364.1 PTC, PowerXT-400R-PM | 302.27 | 400 | No | PV Modules | Soligent De-listing | 268.69 | 2 | De-Listing but Stock Qty Available |  | Not Applicable
110-1267 | 110-1267 | Trina, 410W PV Module, MC-4-EVO2 Connector, PV Wire ~55”, 35mm Clear Frame with White Backsheet, 144 ½ Cell Multi-BB Mono, 20A Fuse, 1500VDC, 3.2mm glass, 384.9 PTC, 12/25 Warranty, TSM-410-DE15M(II) | 171.41 | 410 | No | PV Modules | Vendor De-listing | 164.42 | 2 | De-Listing but Stock Qty Available |  | Not Applicable
110-1268-B | 110-1268-B | 'B" Grade Trina, 330W PV Module, MC-4 Connector, PV Wire 1200mm (~47"), 35mm Black Frame with Black Backsheet, BoB, 120 1/2 Cell Mono, 20A Fuse, 1000VDC, 3.2mm glass, 307.5 PTC, 25/25 Warranty, TSM-330-DD06M.05(II) | 170.5 | 330 | No | PV Modules | Vendor De-listing | 163.24 | 2 | De-Listing but Stock Qty Available |  | Not Applicable
110-1270-B |  | "B" Grade Trina, 365W PV Module, MC-4 Connector, PV Wire 1400mm (~55"), 35mm Black Frame with Black Backsheet, BoB, 132 1/2 Cell Mono, 20A Fuse, 1500VDC, 3.2mm glass, 339.3 PTC, 25/25 Warranty, TSM-365-DE06X.05-B | 150.76 | 365 | No | PV Modules | Soligent De-listing | 140.1 | 2 | De-Listing but Stock Qty Available |  | Not Applicable
110-1334-B |  | "B" Grade Solaria, 400W PV Module, MC-4, 1200mm PV Wire, 35mm Black Frame, Black Back Sheet, BoB, Mono, 25A Fuse, 1000VDC, 364.9 PTC, 25/25 Warranty, PowerX-400R | 258.09 | 400 | No | PV Modules | Soligent De-listing | 245.05 | 2 | De-Listing but Stock Qty Available |  | Not Applicable
210-0041 | 210-0041 | ProSolar, Leveling Kit Assembly for FJ Commercial E-Series, Provides 1/2" to 1 1/2" of height adjustability, Qty. 1, CFJE -LEVEL | 2.87 |  | No | Racking | Vendor De-listing | 2.69 | 2 | De-Listing but Stock Qty Available |  | To be Listed
210-0592 | 210-0592 | UniRac, SunFrame Threaded Slot Rail 192", Dark, Qty. 1, 210192D | 75.18 |  | No | Racking | Vendor De-listing | 70.58 | 2 | De-Listing but Stock Qty Available |  | To be Listed
210-0993 | 210-0993 | UniRac, SolarMount Rail, 240", Mill Finish, Qty. 1, 320240M | 39.57 |  | No | Racking | Vendor De-listing | 37.14 | 2 | De-Listing but Stock Qty Available |  | To be Listed
211-0197 | 211-0197 | ProSolar, End Cap, 2.5", Clear Anodized, Deep Channel, Qty. 1, A-EZECAPD-1 | 0.38 |  | No | Racking | Vendor De-listing | 0.36 | 2 | De-Listing but Stock Qty Available |  | To be Listed
270-1000 | 270-1000 | QuickMount, L-Mount, 9 X 12” Flashing with Single Slot L-Foot, 5/16 X 4-1/2” Structural Screw, (T-30 or ½” socket), and EDPM Washer, Mill Finish, Qty. 1, QMLM-ST-A | 5.04 |  | No | Racking | Vendor De-listing | 4.73 | 2 | De-Listing but Stock Qty Available |  | To be Listed
270-1067 | 270-1067 | QuickBolt, Microflashing, 3” with 5 ¼” Hanger Bolt and Flanged Hex Nut, Qty. 1 Box of 25, 17667SS | 121.77 |  | No | Racking | Shippable | 120.25 | 2 | Shippable & Stock Qty Available | USMS100-0559 | Already Listed
310-0104 | 310-0104 | SolarEdge, SE5000H-US, HD-Wave, 1-Ph, Grid Tied Inverter with Level 2 EV Charger, 5000W, 240Vac, 60 Hz, 2 Unfused Input, 12 Yr Warr, Ground-Fault/AFCI, Ungrounded, RS485 and Ethernet, AC-RSD, UL-1741-SA (Rule-21) , SE5000H-US000NNV2 | 1391.37 | 5000 | No | Inverters | Soligent De-listing | 1334.58 | 2 | De-Listing but Stock Qty Available | USIN100-0058 | Already Listed
310-0287 | 310-0287 | SolarEdge, SE10000H-US, HD-Wave, 1-Ph, Grid Tied Inverter, 10kW, 240Vac, 60 Hz, 3 Unfused Input, 12 Yr Warr, Ground-Fault/Arc-Fault Protection, RS485 and Ethernet, -40C, AC-RSD, UL-1741-SA, w/RGM & Consumption Meter (Add CT’s), SetApp Enabled, SE10000H-US000BNI4 | 2302.44 | 10000 | No | Inverters | Vendor De-listing | 2208.46 | 2 | De-Listing but Stock Qty Available | USIN100-0049 | Already Listed
310-0292 |  | SolarEdge, SE11400H-US, HD-Wave, 1-Ph, Grid Tied Inverter, 11.4kW, 240Vac, 60 Hz, 3 Unfused Input, 12 Yr Warr, Ground-Fault/Arc-Fault Protection, RS485 and Ethernet, -40C, AC-RSD, w/RGM & Consumption Meter (Add CT’s), UL1741-SA, SetApp Enabled, Compatible with Energy Net Communicator, SE11400H-US000BEI4 | 2641.91 | 11400 | No | Inverters | Shippable | 2471.46 | 2 | Shippable & Stock Qty Available |  | To be Listed
310-0597-B |  | "B" Grade SolarEdge, SE6000H-US HD-Wave, 1-Ph, Grid Tied Inverter, 6000W, 208/240Vac, 60 Hz, 2 Unfused Input, 12 Yr Warr, Ground-Fault/Arc-Fault Protection, Ungrounded, RS485 and Ethernet, -40C, AC RSD, UL1741-SA, SetApp Enabled, SE6000H-US000BNU4 | 1222.18 | 6000 | No | Inverters | Soligent De-listing | 1172.3 | 2 | De-Listing but Stock Qty Available |  | Not Applicable
310-0656 | 310-0656 | GENERAC, 7.6KW 1/0 POWERCELL INVERTER W/CTS | 2877.21 | 7600 | No | Energy Storage | Vendor De-listing | 2644.37 | 2 | De-Listing but Stock Qty Available | USIN100-0297 | Already Listed
310-0657-B |  | "B" Grade SolarEdge, SE10000H-US, HD-Wave, 1-Ph, Grid Tied Inverter, 10kW, 240Vac, 60Hz, 3 Unfused Input, 12 Yr Warr, Ground-Fault/Arc-Fault Protection, Ungrounded, RS485 and Ethernet, - 40C, AC-RSD, UL-1741-SA, SetApp Enabled, Compatible with Energy Net Communicator, SE10000H- US000BEU4 | 2010.57 | 10000 | No | Inverters | Soligent De-listing | 1909.03 | 2 | De-Listing but Stock Qty Available |  | Not Applicable
311-0040-B |  | "B" Grade SMA, Sunny Island 6048 battery inverter, 5750W, 120VAC, 60Hz, 56A Transfer, 48VDC, Sinewave, 100A Charger, 10 Yr Warr, with BTS, SI6048-US-10 | 2765.96 | 5750 | No | Energy Storage | Soligent De-listing | 2653.06 | 2 | De-Listing but Stock Qty Available |  | Not Applicable
320-0083 | 320-0083 | Magnum, MS4024PAE battery inverter, 4000W, 120/240VAC, 60Hz, 2x30A Transfer, 24VDC, Sinewave, Off Grid, 3 Yr Warr, 105A Charger, with BTS, MS4024PAE | 1856.84 | 4000 | No | Energy Storage | Shippable | 1791.31 | 2 | Shippable & Stock Qty Available | USSP100-0173 | Already Listed
321-0219-B |  | "B" Grade Enphase, IQ 7X Micro Inverter, compatible with 96-cell PV modules, 208/240 volt, 320VA Peak Power, MC4 DC connectors, Female AC Connector, IQ7X-96-2-US | 127.34 | 320 | No | Inverters | Soligent De-listing | 120.91 | 2 | De-Listing but Stock Qty Available |  | Not Applicable
321-0240 | 321-0240 | Generac, Micro Inverter, compatible with 2- 60 or 72 Cell Modules in Series, 2- 96 Cell Modules in Parallel with Branch Connectors, 208/240 volt, (120Vdc max) 720W at 240V, MC-4 Connectors, CP-720-DBC | 246.3 | 720 | No | Inverters | Shippable | 231.73 | 2 | Shippable & Stock Qty Available |  | To be Listed
330-0573 | 330-0573 | SolarEdge, SE30KUS Grid Tied Inverter, 3-Ph, 30kW, 277/480V WYE, 60Hz, 1000VDC, with AC RSD, DC Safety Switch, DC Fuses and AFCI, 12 Yr Warr, -40C, RS485 and Ethernet, UL1741-SA, SetApp Enabled, SE30K-USR8IBNZ4 | 2740.8 | 30000 | No | Inverters | Shippable | 2664.25 | 2 | Shippable & Stock Qty Available | USIN100-0242 | Already Listed
341-0000 | 341-0000 | Outback, AC Conduit Adapter, with 2" Fitting, ACA | 70.83 |  | No | Inverters | Shippable | 65.38 | 2 | Shippable & Stock Qty Available | USSE100-0128 | Already Listed
341-0001 | 341-0001 | Outback, DC Conduit Adapter, with 2" Fitting, DCA | 58.33 |  | No | Inverters | Shippable | 53.85 | 2 | Shippable & Stock Qty Available | USSE100-0129 | Already Listed
341-0087 | 341-0087 | Magnum, Automatic Generator Start Module 3-Relay with Voltage & Temp Start/Network Version ME-AGS-N | 236.81 |  | No | Inverters | Shippable | 204.15 | 2 | Shippable & Stock Qty Available | USEC001-0028 | Already Listed
480-0132 | 480-0132 | Enphase, IQ Battery 3T, 3.36kWh LFP Battery, with 4 integrated IQ8X-BAT Inverters, NEMA 3R, ENCHARGE-3T-1P-NA | 1851.85 | 3360 | No | Energy Storage | Vendor De-listing | 1630.43 | 2 | De-Listing but Stock Qty Available | USSS100-0135 | Already Listed
480-0135 | 480-0135 | Fortress Power, eVault Max 18.5, 51.2V Nominal/360Ah, 18.43kWh, LiFePO4 (Lithium Iron Phosphate) Battery, 10 Yr Warranty, Max 20 units in Parallel, UL-1642, 1973, 9540, eVault Max 18.5 | 9147.73 | 18500 | No | Energy Storage | Shippable | 8862.71 | 2 | Shippable & Stock Qty Available | USSS100-0008 | Already Listed
480-0147 | 480-0147 | IQ 3T Battery Base kit, add IQ-3T or IQ-10T Cover Kit, B03-T01-US00-1-3 | 1661.73 |  | No | Energy Storage | Vendor De-listing | 1621.69 | 2 | De-Listing but Stock Qty Available | USSS100-0023 | Already Listed
500-0077 | 500-0077 | Magnum, Remote Switch Adapter - Pigtail Adapter for Remote Switch, Momentary, ME-RSA-M | 20.51 |  | No | Inverters | Soligent De-listing | 17.68 | 2 | De-Listing but Stock Qty Available | USSE100-0280 | Already Listed
500-0078 | 500-0078 | Magnum, Series Stacking Interface - Allows 2 Units to Provide 120/240VAC. Fits MS4024 Only, ME-SSI | 47.4 |  | No | Inverters | Soligent De-listing | 40.86 | 2 | De-Listing but Stock Qty Available |  | To be Listed
500-0250 | 500-0250 | Outback, Busbar, 180A, Red, Short, STBB-RED | 20.55 |  | No | Electrical BOS | Shippable | 19.74 | 2 | Shippable & Stock Qty Available |  | To be Listed
510-0040 | 510-0040 | Midnite Solar, Combiner Busbar for 4 fuse holders, with box lug for 14-1/0 AWG wire, MNPV6-FUSE-BUSBAR | 26.67 |  | No | Electrical BOS | Shippable | 23.78 | 2 | Shippable & Stock Qty Available |  | To be Listed
510-0147 | 510-0147 | Midnite Solar, Combiner box with disconnect handle & 6 breaker busbar, Add 150VDC, 120VAC or 600VDC DIN mount breakers, MNPV6-DISCO | 250.68 |  | No | Electrical BOS | Shippable | 239.29 | 2 | Shippable & Stock Qty Available |  | To be Listed
510-0242 | 510-0242 | Midnite Solar, Combiner Box Enclosure, for transformer-less 1000VDC grid tie inverters, accepts 10 1000VDC fuse holders & fuses- sold separately, NEMA 3R, Gray, MNPV10-1000 | 252.7 |  | No | Inverters | Shippable | 233.75 | 2 | Shippable & Stock Qty Available | USBE100-0001 | Already Listed
510-0279 | 510-0279 | Outback, ICS Plus PV AFCI Rapid Shutdown Package, for FM-100, up to 6 Strings Pre-Wired with Six 600VDC Fuse Holders, Includes, FWPV6-FH600-SDA RSD Combiner, RSI and Power Supply add Fuses, RSD-AFCI | 1054.17 |  | No | Inverters | Vendor De-listing | 968.11 | 2 | De-Listing but Stock Qty Available |  | To be Listed
510-0280 | 510-0280 | Midnite Solar, Battery Combiner, 14 String Lithium Battery Combiner, 80V/250A, NEMA 3R Enclosure, MNLBC | 323.27 |  | No | Electrical BOS | Shippable | 282.86 | 2 | Shippable & Stock Qty Available |  | To be Listed
520-0101 | 520-0101 | Midnite Solar, Classic 150, MPPT Charge Controller, 150VDC, 96A, 12-93V Battery, with BTS & LCD, Arc-fault Protection, CLASSIC 150 | 692.18 |  | No | Energy Storage | Shippable | 641.96 | 2 | Shippable & Stock Qty Available | USCC100-0016 | Already Listed
530-0009 | 530-0009 | Square D, Circuit Breaker, QO Breaker, 20A, 120/240VAC, 2-Pole, for QO Load Centers, 37137, QO220 | 28 |  | No | Electrical BOS | Shippable | 27.28 | 2 | Shippable & Stock Qty Available |  | To be Listed
530-0026 | 530-0026 | Midnite Solar, Circuit Breaker, 175A, 125Vdc, Panel Mount, 1 Pole, 1.5” Wide, 3/8” stud terminals, PNL-175-DC, MNEDC175 | 106.26 |  | No | Electrical BOS | Shippable | 101.43 | 2 | Shippable & Stock Qty Available |  | To be Listed
530-0225 | 530-0225 | Outback, Circuit Breaker, 60A, 300VDC, 1-Pole, 0.75" Wide, Panel Mount, PNL-60-300VDC | 49.32 |  | No | Electrical BOS | Shippable | 47.37 | 2 | Shippable & Stock Qty Available |  | To be Listed
550-0089 | 550-0089 | PV Wire, 10AWG, UL4703 , 600VDC, Black, 1000' spool, 01-PV-10X-DJ-BLK-600 | 434.21 |  | No | Electrical BOS | Shippable | 423.08 | 2 | Shippable & Stock Qty Available |  | To be Listed
550-0352 | 550-0352 | USE-2 Cable, 10AWG, 7-strand 600VDC, White, 500' spool, 01-USE2-10X-WHT | 222.97 |  | No | Electrical BOS | Shippable | 211.54 | 2 | Shippable & Stock Qty Available |  | To be Listed
550-9043 | 550-9043 | THHN/THWN-2, 10 AWG, White, 600V, 500', 01-THHN-10X-White | 175.68 |  | No | Electrical BOS | Shippable | 166.67 | 2 | Shippable & Stock Qty Available |  | To be Listed
565-0214 | 565-0214 | SMA, TS4-R-S, Safety Module, Monitoring & RSD, Add-on-Module for 1 PV Module, Max 90Voc, 12A, 1.0m MC-4 cable, 15A Fuse, 1000V, NEC RSD Compliant when used with, Cloud Connect & Gateway, 476-00252-00 | 38.06 |  | No | Inverters | Vendor De-listing | 36.35 | 2 | De-Listing but Stock Qty Available |  | To be Listed
565-0230 | 565-0230 | SolarEdge, Optimizer 400W, Add-On Box for one 60 or 72 cell High Power module, 8-60V, 11.75A, MC4-compatible In/Out, 45" PV wire, UL 1000VDC, P401 | 75.97 | 400 | No | Inverters | Vendor De-listing | 74.28 | 2 | De-Listing but Stock Qty Available | USSPO001-0013 | Already Listed
570-0073 | 570-0073 | Fronius, Sensor, Irradiance, 0-100mv Output, Sensor Box, Card Compatible, 43,0001,1189 | 158.4 |  | No | Inverters | Vendor De-listing | 136.55 | 2 | De-Listing but Stock Qty Available | USSE100-0278 | Already Listed
570-0074 | 570-0074 | Fronius, Sensor, Module Temperature, Type PT1000, Sensor Box, Card Compatible, 43,0001,1190 | 162 |  | No | Inverters | Vendor De-listing | 139.66 | 2 | De-Listing but Stock Qty Available | USMS100-0666 | Already Listed
570-0103 | 570-0103 | Outback, FlexNet DC System Monitor, FN-DC | 348.19 |  | No | Inverters | Shippable | 332.18 | 2 | Shippable & Stock Qty Available | USEC001-0126 | Already Listed
570-0783 | 570-0783 | Outback, Communications Hub10.3 for classic and Subphase Master stacking in FX and GS inverters, 10 ports, HUB10.3 | 328.92 |  | No | Inverters | Shippable | 313.79 | 2 | Shippable & Stock Qty Available | USSE100-0240 | Already Listed
570-1134 | 570-1134 | SolarEdge, Ambient temperature sensor 0-10V, Powder-coated Aluminium, SE1000-SEN-TAMB-S2 | 241.34 |  | No | Inverters | Shippable | 226.59 | 2 | Shippable & Stock Qty Available |  | To be Listed
570-1135 | 570-1135 | SolarEdge, Module temperature sensor 4-20mA, Powder-coated Aluminium, SE1000-SEN-TMOD-S2 | 267.67 |  | No | Inverters | Shippable | 251.31 | 2 | Shippable & Stock Qty Available | USEC001-0073 | Already Listed
570-1169 | 570-1169 | SMA, Data Manager M, for monitoring up to 50 inverters with Webconnect/Speedwire, optional sensor inputs, Ethernet, NEMA 1, Requires 24Vdc Power Supply not included, EDMM-US-10 | 877.85 |  | No | Inverters | Shippable | 838.39 | 2 | Shippable & Stock Qty Available | USIN100-0086 | Already Listed
570-1219 | 570-1219 | SMA,RS-485 Communication Module for Core-1 and Sunny Boy -40/-41 Inverters, MD.485-US-40 | 144.13 |  | No | Inverters | Shippable | 137.65 | 2 | Shippable & Stock Qty Available |  | To be Listed
570-1244 | 570-1244 | SolarEdge, 300A CT, Current Transformer, used with Commercial Consumption/RGM Meter, Qty 1, SEACTL-1250-300-C3 | 497.3 |  | No | Inverters | Shippable | 466.91 | 2 | Shippable & Stock Qty Available | USSE100-0184 | Already Listed
570-2229 | 580-0229 | Generac, PWRview Monitor, W2HEM | 226.2 |  | No | Energy Storage | Shippable | 207.9 | 2 | Shippable & Stock Qty Available | USSS100-0119 | Already Listed
570-2231 | 570-2231 | Generac, Power Gateway, 7” Touch Screen, Ethernet/Wi-Fi, CPGWY110 | 481.17 |  | No | Inverters | Shippable | 452.7 | 2 | Shippable & Stock Qty Available |  | To be Listed
580-0149 | 580-0149 | OutBack, IMO FireRaptor, Shutdown Switch, OBFRS-ESW1 | 184.72 |  | No | Inverters | Shippable | 170.51 | 2 | Shippable & Stock Qty Available | USEC001-0010 | Already Listed
580-0150 | 580-0150 | OutBack, IMO FireRaptor, 70" Signal Cable, Tyco Female Connector, OBFRS-SIGCAB1.8-F | 6.94 |  | No | Inverters | Shippable | 6.41 | 2 | Shippable & Stock Qty Available | USWC001-0019 | Already Listed
580-0153-B | 580-0153-B | "B" Grade SolarEdge, StorEdge, Backup Interface, with 5kW Autoformer, Import/Export Meter, 200A Main Breaker rated for Service Side Connection, BI-EUSGN-01 | 1518.73 |  | No | Inverters | Soligent De-listing | 1309.25 | 2 | De-Listing but Stock Qty Available | USSS100-0017 | Already Listed
580-0187 | 580-0187 | Enphase, IQ System Controller 2, Microgrid Interconnect Device (MID), Grid Side Install, with 200A Capacity, includes Neutral-Forming Transformer, Intelligent Load Control, Generator Interconnection, Use with IQ-6, IQ-7 or IQ-8, EP200G101-M240US01 | 2000 |  | No | Energy Storage | Vendor De-listing | 1898.73 | 2 | De-Listing but Stock Qty Available | USSS100-0027 | Already Listed
730-0011 | 730-0011 | Amphenol, UTX Wrench, Disconnect and Assembly tool, Qty. 1, 18-UTXTWA001 | 6.95 |  | No | Electrical BOS | Shippable | 5.96 | 2 | Shippable & Stock Qty Available |  | To be Listed
MK-110-1268 | MK-110-1268 | Trina, 330W PV Module, MC-4 Connector, PV Wire 1200mm (~47"), 35mm Black Frame with Black Backsheet, BoB, 120 1/2 Cell Mono, 20A Fuse, 1000VDC, 3.2mm glass, 307.5 PTC, 25/25 Warranty, TSM-330-DD06M.05(II) | 198.9 | 330 | No | PV Modules | Soligent De-listing | 184.88 | 2 | De-Listing but Stock Qty Available |  | Not Applicable
110-1042-B | 110-1042-B | "B Grade"SolarWorld, 345W PV Module, H4, PV Wire, 33mm Clear Frame, 72 Cell Mono, 20A Fuse, 1000VDC, 314.1W PTC, 82000136, SW345 XL Mono-(US) | 244.07 | 345 | No | PV Modules | Soligent De-listing | 231.75 | 1 | De-Listing but Stock Qty Available |  | Not Applicable
110-1085-B | 110-1085-B | "B-Grade" Canadian Solar, 330W PV Module, T-4 (MC4-comparable), PV Wire, 40mm Silver Frame, 72 Cell Poly, 15A Fuse, 1000VDC, 4BB, 304.1 PTC, CS6U-330P | 120.06 | 330 | No | PV Modules | Soligent De-listing | 114 | 1 | De-Listing but Stock Qty Available |  | Not Applicable
110-1151-B | 110-1151-B | "B-Grade" Canadian Solar, 335W PV Module, T-4 (MC4-comparable), PV Wire, 40mm Silver Frame, 72 Cell Poly, 15A Fuse, 1000VDC, 5BB, 308.8 PTC, CS6U-335P | 126.97 | 335 | No | PV Modules | Soligent De-listing | 119.35 | 1 | De-Listing but Stock Qty Available |  | Not Applicable
110-1233 | 110-1233 | Trina, 395W PV Module, TS4 Connector, PV Wire ~55”, 35mm Clear Frame with White Backsheet, 144 ½ Cell 5BB Mono PERC, 20A Fuse, 1500VDC, 3.2mm glass, 370.1 PTC, TSM-395-DE15H(II) | 178.6 | 395 | No | PV Modules | Vendor De-listing | 171.31 | 1 | De-Listing but Stock Qty Available |  | Not Applicable
110-1241-B | 110-1241-B | "B" Grade Trina, 325W PV Module, MC-4 Connector, PV Wire~47", 35mm Black Frame with Black Backsheet, BoB, 120 1/2 Cell Mono, 20A Fuse, 1000VDC, 3.2mm glass, 302.8 PTC, TSM-325-DD06M.05(II) | 141.59 | 325 | No | PV Modules | Vendor De-listing | 123.5 | 1 | De-Listing but Stock Qty Available |  | Not Applicable
110-1246-B | 110-1246-B | "B" Grade Talesun, 400W PV Module, PV Wire 300mm (~11.8”), MC-4 compatible, 35mm Clear Frame, 144 ½ Cells, Mono-PERC, 9BB, 20A Fuse, 1500VDC, 367.8 PTC, TP6F72M-400-300mm | 162.59 | 400 | No | PV Modules | Soligent De-listing | 148.21 | 1 | De-Listing but Stock Qty Available |  | Not Applicable
110-1247-B | 110-1247-B | "B" Grade, Solaria, 365W PV Module, MC-4, PV Wire, 40mm Black Frame, Black Back Sheet, BoB, Mono, 15A Fuse, 1000VDC, 332.4 PTC, PowerXT-365R-PD | 250.84 | 365 | No | PV Modules | Vendor De-listing | 235.81 | 1 | De-Listing but Stock Qty Available |  | Not Applicable
110-1249-B |  | "B" Grade Canadian Solar, 400W PV Module, 2.0m (78.7 in) (+) / 1.2m (47.2 in) (-) PV Wire, MC-4, 35mm Black Frame on Black Back-Sheet, BOB, HiDM5 Mono-PERC, 15A Fuse, 1000VDC, 376.3 PTC, 15/25 Warranty, CS1Y-400MS | 197.31 | 400 | No | PV Modules | Vendor De-listing | 187.34 | 1 | De-Listing but Stock Qty Available |  | Not Applicable
110-1273 | 110-1273 | Sunergy, 385W PV Module, MC-4 Compatible Connector, PV Wire 1200mm (~47"), 40mm Black Frame with Black Backsheet, BoB, 72 Cell Mono, 20A Fuse, 1000VDC, 3.2mm glass, 354.6 PTC, 10/25 Warranty, CSUN385-72MM5BB | 148.34 | 385 | No | PV Modules | Vendor De-listing | 135.58 | 1 | De-Listing but Stock Qty Available |  | Not Applicable
110-1363-B |  | "B" Grade, Canadian Solar, 390W PV Module, 1.65m (65 in) (+) / 1m (39.4in) (-) PV Wire, MC-4 or T4, 35mm Black Frame on Black Back-Sheet, BOB, Mono-PERC, 20A Fuse, 1000VDC, 364.3 PTC, 12/25 Warranty, CS3N-390MS-F23 | 137.96 | 390 | No | PV Modules | Vendor De-listing | 129.68 | 1 | De-Listing but Stock Qty Available |  | Not Applicable
110-1381 |  | Solaria, 430W PV Module, 1200mm (~47.2”) PV Wire, MC-4, 35mm Black Frame, Black Back Sheet, BoB, Mono, 20A Max Fuse, 1000VDC, 394.6 PTC, 30/30 Warranty, PowerXT-430R-PL | 352.23 | 430 | No | PV Modules | Soligent De-listing | 337.86 | 1 | De-Listing but Stock Qty Available |  | Not Applicable
210-0248 | 210-0248 | IronRidge, XR100, Rail 183" (15.25') Clear, Qty. 1, XR-100-183A | 31.42 |  | No | Racking | Soligent De-listing | 30.11 | 1 | De-Listing but Stock Qty Available | USMS100-0660 | Already Listed
210-0501 | 210-0501 | QuickMount, Flashing, Classic Composition Mounts, 12" x 12", Bronze, QBLOCK, Qty. 1, QMSC-B-12 | 21.92 |  | No | Racking | Vendor De-listing | 20.69 | 1 | De-Listing but Stock Qty Available | USMS100-0410 | Already Listed
210-0600 | 210-0600 | ProSolar, Support Rail, 3" Extra Deep support rail, 164", Qty. 1, R-164XD | 40.72 |  | No | Racking | Vendor De-listing | 37.41 | 1 | De-Listing but Stock Qty Available | USMS100-0469 | Already Listed
210-0729 | 210-0729 | EJOT, drill bit for steel substructure thickness between 19/64'' to 25/64'', 7.2mm diameter, 175mm long, HSS 7.2 x 175, Qty. 1, 9250505000 | 13.99 |  | No | Racking | Soligent De-listing | 13.13 | 1 | De-Listing but Stock Qty Available |  | To be Listed
210-1092 | 210-1092 | UniRac, NXT HORIZON STRONGHOLD Attachment Base and Open Slot L-Foot Kit for Comp Roof, Dark, SHCPKTD1 | 163.36 |  | No | Racking | Shippable | 154.17 | 1 | Shippable & Stock Qty Available |  | To be Listed
211-0057 | 211-0057 | QuickMount, Single Slot L-Foot Only, Mill Finish, Qty. 1, QMC-LF-A-12 | 1.62 |  | No | Racking | Vendor De-listing | 1.6 | 1 | De-Listing but Stock Qty Available | USMS100-0681 | Already Listed
211-0198 | 211-0198 | ProSolar, End Cap, 1.5", Black Anodized, Qty. 1, A-EZECAP-1B | 1 |  | No | Racking | Vendor De-listing | 0.91 | 1 | De-Listing but Stock Qty Available |  | To be Listed
211-0238 | 211-0238 | QuickMount, Mounts for Low Slope Roofs, 4.5" post + 1/2" base, Mill Finish, No Flashing, Q-Base, Qty. 1, QMLSH-5-A-12 | 11.04 |  | No | Racking | Vendor De-listing | 10.9 | 1 | De-Listing but Stock Qty Available |  | To be Listed
213-0001 | 213-0001 | UniRac, SFM Infinity Rail-Less, Flash Kit Trim, Includes: Roof Attachment, Flashing, T-bolt, Tri-drive nut, Dovetail Locks, Square Nut, Clamp Bolt, 3" Slider, Qty. 1 assembly, 004200D | 10.57 |  | No | Racking | Shippable | 9.28 | 1 | Shippable & Stock Qty Available | USMS100-0344 | Already Listed
240-0222 | 240-0222 | DPW, PowerRail Standoff, Easy Power Post, 4", 1.31" diameter, Clear, Qty. 1, PRM-EP4 | 13.76 |  | No | Racking | Soligent De-listing | 13.59 | 1 | De-Listing but Stock Qty Available | USMS100-0450 | Already Listed
260-0242 | 260-0242 | ProSolar, Flashing Standard Template, TEMP-STD | 61.96 |  | No | Racking | Vendor De-listing | 58.16 | 1 | De-Listing but Stock Qty Available | USMS100-0659 | Already Listed
270-0030 | 270-0030 | UniRac, U-LA Rail Mounting Bracket, 2", Aluminum, Qty. 1, 403213C | 8.91 |  | No | Racking | Vendor De-listing | 8.8 | 1 | De-Listing but Stock Qty Available |  | To be Listed
270-0034 | 270-0034 | UniRac, U-LA Rail Mounting Bracket, 3", Aluminum, Qty. 1, 403313G | 9.36 |  | No | Racking | Vendor De-listing | 8.51 | 1 | De-Listing but Stock Qty Available |  | To be Listed
270-0778 | 270-0778 | Quickmount, Flashing, Base Standard Flat Tile Mount, with 4.5" post, 18" x 18", Mill Finish, QBASE, Qty. 1, QMSFT A 1 | 20.53 |  | No | Racking | Vendor De-listing | 18.86 | 1 | De-Listing but Stock Qty Available |  | To be Listed
270-0868 | 270-0868 | ProSolar, RoofTrac rail spreader, used to easily insert/remove clamps from rail, Qty. 1, A-Rooftrac rail spreader | 10.07 |  | No | Racking | Shippable | 9.27 | 1 | Shippable & Stock Qty Available |  | To be Listed
310-0194 | 310-0194 | SMA, Sunny Boy Storage SB-3.8, 1 Ph Battery Inverter, 3800W, 240VAC, 60Hz, integrated DC Discon, 3, 10A DC Inputs, with SPS,10 Yr Warr, Transformerless, Arc-Fault Protection, Built in Ethernet/WLAN, use with Li-Ion battery, SBS3.8-US-10 | 1853.66 | 3800 | No | Energy Storage | Shippable | 1688.89 | 1 | Shippable & Stock Qty Available |  | To be Listed
310-0595-B |  | "B" Grade SolarEdge, SE3800H-US HD-Wave, 1-Ph, Grid Tied Inverter, 3800W, 208/240Vac, 60 Hz, 2 Unfused Input, 12 Yr Warr,Ground-Fault/Arc-Fault Protection, Ungrounded, RS485 and Ethernet, -40C, AC RSD, UL1741-SA, SetApp Enabled, SE3800H-US000BNU4 | 1063.79 | 3800 | No | Inverters | Vendor De-listing | 1120.98 | 1 | De-Listing but Stock Qty Available |  | Not Applicable
310-0599-B |  | "B" Grade - SolarEdge, SE10000H-US, HD-Wave, 1-Ph, Grid Tied Inverter, 10kW, 240Vac, 60 Hz, 3 Unfused Input, 12 Yr Warr, Ground-Fault/Arc-Fault Protection, Ungrounded, RS485 and Ethernet, -40C, AC-RSD, UL-1741-SA, SetApp Enabled, SE10000H-US000BNU4 | 2010.57 | 10000 | No | Inverters | Vendor De-listing | 1928.51 | 1 | De-Listing but Stock Qty Available |  | Not Applicable
310-0624-B | 310-0624-B | "B" Grade SolarEdge, StorEdge, 7.6kW, 1-Ph Grid Tied Inverter, 7600W, 240VAC, 60Hz, DC Discon, 2 Unfused PV Input, 12 Yr Warr, Ungrounded, RS485, Ethernet, and 5 Year Cell plan, RSD, -25C, AFCI, UL-1741-SA, SE7600A-USS2RNCB2 | 1500 | 7600 | No | Inverters | Soligent De-listing | 2119.84 | 1 | De-Listing but Stock Qty Available | USIN100-0064 | Already Listed
310-0630 | 310-0630 | SolarEdge, StorEdge, 3.8 kW, 1-Ph Grid Tied Inverter, 3800W, 240VAC, 60Hz, DC Discon, 2 Unfused PV Input, 12 Yr Warr, Ungrounded, RS485, Ethernet, and 5 Year Cell plan, RSD, -25C, AFCI, UL-1741-SA, SE3800A-USS2RLCB2 | 1099 | 3800 | No | Inverters | Soligent De-listing | 0 | 1 | De-Listing but Stock Qty Available | USIN100-0054 | Already Listed
311-0082-B | 311-0082-B | "B" Grade Schneider Electric, CONEXT XW-Pro-6848 battery inverter, 6800W, 120/240VAC, 60Hz, 60A Transfer, 48VDC, Sinewave, Grid Tied, 140A 0.98 PFC Charger, 5 Yr Warr, with BTS, UL1741-SA (Rule-21), 865-6848-21 | 2729.74 | 6800 | No | Inverters | Soligent De-listing | 2633.4 | 1 | De-Listing but Stock Qty Available |  | Not Applicable
311-0092-B |  | "B" Grade Sol-Ark, 15K Battery or Battery-Less Inverter, 15kW/12kW from Battery, 120/240/208Vac, 50/60Hz, 48VDC, Transformerless Sinewave, Grid Tie/Off-Grid, AC and/or DC Coupled, Dual AC inputs, 200A Load Breaker, 3 MPPT PV inputs, with AFCI/GFDI, BTS, 100A CT’s, 10 Yr. Warr, UL1741-SA, NEMA 3R, SA-15K-LV |  | 15000 | No | Energy Storage | Soligent De-listing | 0 | 1 | De-Listing but Stock Qty Available |  | Not Applicable
311-0094 |  | Storz Power, Sol-Ark, 15K Battery or Battery-Less Inverter, 15kW/12kW from Battery, 120/240/208Vac, 50/60Hz, 48VDC, Transformerless Sinewave, Grid Tie/Off-Grid, AC and/or DC Coupled, Dual AC inputs, 200A Load Breaker, 3 MPPT PV inputs, with AFCI/GFDI, BTS, 100A CT’s, 10 Yr. Warr, UL1741-SA, NEMA 3R, 10332 | 6635.13 | 15000 | No | Energy Storage | Shippable | 6417.47 | 1 | Shippable & Stock Qty Available |  | To be Listed
320-0079 | 320-0079 | Outback, FX2536MT battery inverter, 2500W, 120VAC, 60Hz, 40A Transfer, 36VDC, Sinewave, Off Grid, 5 Yr Warr, 35A Charger, with BTS & Switched Ground, FX2536MT | 1368.76 | 2500 | No | Energy Storage | Vendor De-listing | 1257.02 | 1 | De-Listing but Stock Qty Available | USIN100-0312 | Already Listed
320-0084 | 320-0084 | Magnum, MS4448PAE battery inverter, 4400W, 120/240VAC, 60Hz, 2x30A Transfer, 48VDC, Sinewave, Off Grid, 3 Yr Warr, 60A Charger, with BTS, MS4448PAE | 1908.27 | 4400 | No | Energy Storage | Shippable | 1840.92 | 1 | Shippable & Stock Qty Available | USSP100-0172 | Already Listed
321-0215-B | 321-0215-B | "B-Grade" Enphase, IQ 7 Micro Inverter, compatible with 60-cell PV, modules, 208/240 volt, 250VA Peak Power, MC4 DC connectors, Female AC Connector, IQ7-60-2-US | 99.03 | 250 | No | Inverters | Soligent De-listing | 94.03 | 1 | De-Listing but Stock Qty Available | USIN100-0115 | Already Listed
321-0223 | 321-0223 | Enphase, IQ 7A Micro Inverter, compatible with 60 and 72-cell PV Modules, 208/240 volt, 366VA Peak Power, MC4 DC Connectors, IQ7A-72-M-US | 175 | 366 | No | Inverters | Shippable | 172.89 | 1 | Shippable & Stock Qty Available | USIN100-0110 | Already Listed
330-0543-B |  | "B" Grade SolarEdge, SE66.6KUS Grid Tied Inverters, Primary Inverter, (add 1 Secondary Inverter) 3-Ph, 66.6kW, 277/480V WYE, 60Hz, 1000VDC, DC Discon, 12 Yr Warr, AFCI, with AC-RSD, -40C, RS485 and Ethernet, DCD w/o Fuses, UL-1741-SA (Rule-21), SE66.6K-USRP0BNU4 | 2278.44 | 66600 | No | Inverters | Soligent De-listing | 2163.36 | 1 | De-Listing but Stock Qty Available |  | Not Applicable
330-0556 | 330-0556 | Fronius, Symo Advanced Lite 22.7 480 Grid Tied Inverter, 3-Ph, 22.7 kW, 480VAC, 60Hz, 1000VDC, DC Discon, 6 Fused DC Input, 2 MPPT, 10 Yr Warr, Ungrounded, AFCI, with PLC SunSpec Transmitter, UL-1741-SA, NOT CA Rule 21 Compliant, 4,210,094,801 | 2801.6 | 22700 | No | Inverters | Vendor De-listing | 2635.91 | 1 | De-Listing but Stock Qty Available | USIN100-0173 | Already Listed
330-0580 | 330-0580 | SolarEdge, 66.6kW 3 Phase Synergy Manager, Requires 2 Synergy Units, 66.6kW 480V WYE/Delta, 60Hz, 1000VDC, Fused Multiple DC Inputs, DC Discon, AC/DC SPD, 12 Yr. Warranty, AFCI, with AC-RSD, -40C, RS485 and Ethernet, UL-1741-SA (Rule-21), SE66.6K-US08IBNZ4 | 1090.16 | 66600 | No | Inverters | Vendor De-listing | 1019.83 | 1 | De-Listing but Stock Qty Available | USIN100-0079 | Already Listed
341-0114 | 341-0114 | Schneider Electric, CONEXT Breaker Kit for PDP, 120/240VAC, 2-Pole, 60A, 3 Sets including: Square-D type QOU DIN-rail mountable AC breakers, jumpers, bypass, 865-1215-01 | 207.53 |  | No | Inverters | Shippable | 178.91 | 1 | Shippable & Stock Qty Available |  | To be Listed
360-0365 | 360-0365 | Aptos, Female AC Trunk Cable, 12 AWG 4.2M, Qty. 10 Cables, AC TRUNK CABLE_ 4.2M | 526.67 |  | No | Inverters | Soligent De-listing | 506.41 | 1 | De-Listing but Stock Qty Available |  | To be Listed
430-0009 | 430-0009 | Battery Cable, Code Approved THW, Black, 4/0 x 24", with 3/8" lugs | 24.38 |  | No | Electrical BOS | Shippable | 22.55 | 1 | Shippable & Stock Qty Available |  | To be Listed
450-0163 | 450-0163 | sonnen, ECO Battery Extension Cabinet, holds 4 additional Batteries, EXTCAB31 | 809.23 |  | No | Energy Storage | Soligent De-listing | 726.65 | 1 | De-Listing but Stock Qty Available | USSS100-0069 | Already Listed
450-0177 | 450-0177 | Enphase, Encharge-3 Replacement Cover Kit, includes Cover, Mounting Bracket and Screws, B03-C-0350-O | 206.67 |  | No | Energy Storage | Shippable | 186.75 | 1 | Shippable & Stock Qty Available |  | To be Listed
480-0125 | 480-0125 | Generac, PWRcell Battery Module, 3.38kWh Name Plate, 2.85kWh Useable, A0000391219 | 1644.24 | 3380 | No | Energy Storage | Vendor De-listing | 1511.18 | 1 | De-Listing but Stock Qty Available | USSB100-0051 | Already Listed
500-0016 | 500-0016 | Outback, FlexWare 1000 AC Disconnect Box with Ground Bar & DIN Rail, 1 to 4 Inverters, FW1000-AC | 718.06 |  | No | Inverters | Shippable | 608.24 | 1 | Shippable & Stock Qty Available | USBE100-0031 | Already Listed
500-0017 | 500-0017 | Outback, FlexWare 1000 DC Disconnect Box with Ground Bar & DC Shunt, 1 to 4 Inverters, FW1000-DC | 1033.33 |  | No | Inverters | Shippable | 875.29 | 1 | Shippable & Stock Qty Available | USBE100-0032 | Already Listed
500-0042 | 500-0042 | Outback, Busbar, 180A, Ground, TBB-GROUND | 16.67 |  | No | Inverters | Soligent De-listing | 14.12 | 1 | De-Listing but Stock Qty Available | USSE100-0144 | Already Listed
500-0091 | 500-0091 | Midnite Solar, Busbar, four #6 and two 1/0 useable wire slots, insulated, short version, white, MNSBB-W | 17.21 |  | No | Electrical BOS | Soligent De-listing | 17.09 | 1 | De-Listing but Stock Qty Available |  | Not Applicable
500-0098 | 500-0098 | Magnum, Panel Single Enclosure, LoPower for 1-2 inverters, with 30A dual pole AC input breaker, MPSL250-30D | 876.49 |  | No | Inverters | Shippable | 755.6 | 1 | Shippable & Stock Qty Available | USSP100-0170 | Already Listed
500-0180 | 500-0180 | Midnite Solar, E-Panel, 250ADC, 120/240VAC, 60A dual bypass, Yellow Aluminum for SMA Sunny Island Master Inverter, No relay, MNE250SMA-OG/AC DM | 1144.59 |  | No | Inverters | Shippable | 1068.77 | 1 | Shippable & Stock Qty Available | USSS100-0062 | Already Listed
500-0251 | 500-0251 | Outback, Busbar, 180A, Black, Short, STBB-BLACK | 20.55 |  | No | Electrical BOS | Shippable | 19.74 | 1 | Shippable & Stock Qty Available |  | To be Listed
510-0254 | 510-0254 | Outback, Packaged ICS Plus PV rapid shutdown and AFCI system, 24 strings, Includes (4) FWPV6-FH600-SDA combiner boxes, (1) RSI, (1) BKR-CTRL-DC, (1) PNL-75Q-DC-RT, ICSPLUS-4 | 3422.22 |  | No | Inverters | Vendor De-listing | 3142.86 | 1 | De-Listing but Stock Qty Available |  | To be Listed
510-0285 | 510-0285 | SimpliPhi, 2000Amp 28 Battery Combiner, NEMA-3R BOSS.6 Enclosure, 2000A Buss Bars, BOSS-6-COMB-2000 | 4520.27 |  | No | Electrical BOS | Shippable | 4288.46 | 1 | Shippable & Stock Qty Available |  | To be Listed
520-0037 | 520-0037 | Morningstar, SunSaver Charge Controller, 10A, 12VDC, SS10-12V | 75.68 |  | No | Energy Storage | Shippable | 70.89 | 1 | Shippable & Stock Qty Available | USCC100-0032 | Already Listed
520-0041 | 520-0041 | Morningstar, SunSaver Charge Controller, 20A, 24VDC, with Low Voltage Disconnect, SS-20L-24V | 131.08 |  | No | Energy Storage | Shippable | 122.78 | 1 | Shippable & Stock Qty Available | USCC100-0110 | Already Listed
520-0159 | 520-0159 | Midnite Solar, Charge Controller, 20A with 10A load control, 30A charger without load control, NEMA3R, Qty. 1, MNBRAT | 104.76 |  | No | Energy Storage | Shippable | 97.16 | 1 | Shippable & Stock Qty Available | USSE100-0239 | Already Listed
520-0164 | 520-0164 | SENSATA - Magnum, PT-100 MPPT Charge Controller, 100A, 200+ Vdc, 12/24/48V, Integrated GFDI & AFCI, BTS included, PT-100 | 1053.11 |  | No | Energy Storage | Shippable | 907.85 | 1 | Shippable & Stock Qty Available | USCC100-0043 | Already Listed
520-0167 | 520-0167 | Morningstar, ProStar MPPT Charge Controller, 25A, 12/24V, 25A Load Controller, 120V max input, No Meter, PS-MPPT-25 | 360.81 |  | No | Energy Storage | Shippable | 337.97 | 1 | Shippable & Stock Qty Available | USCC100-0025 | Already Listed
520-0173 | 520-0173 | MidNite Solar, DIY MPPT Charge Controller, 150VDC, 60A, 12-48V Battery, with LCD display, 2 Yr. Warr, MNMPPT60DIY | 321.82 |  | No | Energy Storage | Shippable | 300.5 | 1 | Shippable & Stock Qty Available | USCC100-0021 | Already Listed
530-0065 | 530-0065 | Outback, Circuit Breaker, 50A, 150VDC, 1-Pole, 0.75" Wide, Panel Mount, PNL-50-AC/DC | 19.44 |  | No | Electrical BOS | Shippable | 16.87 | 1 | Shippable & Stock Qty Available |  | To be Listed
530-0110 | 530-0110 | Midnite Solar, Circuit Breaker, DIN Mount, 10A, 120VAC, UL489A, MNEAC10 | 16.28 |  | No | Electrical BOS | Shippable | 16.17 | 1 | Shippable & Stock Qty Available |  | To be Listed
530-0117 | 530-0117 | Midnite Solar, Circuit Breaker, DIN Mount, 20A, 120/240VAC, 2-Pole, UL489A, MNEAC20-2P | 34.05 |  | No | Electrical BOS | Shippable | 32.5 | 1 | Shippable & Stock Qty Available |  | To be Listed
530-0133 | 530-0133 | Outback, Circuit Breaker, 60A, 277/480VAC, 2-Pole, 1.0" Wide, DIN Mount, DIN-60D-AC-480 | 44.44 |  | No | Electrical BOS | Soligent De-listing | 38.55 | 1 | De-Listing but Stock Qty Available |  | Not Applicable
530-1103 | 530-1103 | Schneider Electric, Circuit Breaker, 125A, 125VDC, 1-Pole, Panel Mount, For XW PDP, Qty. 1, 865-DCBRK-125 | 63.07 |  | No | Electrical BOS | Shippable | 60.64 | 1 | Shippable & Stock Qty Available |  | To be Listed
540-0214 | 540-0214 | 200A Class RK5 Cartridge Fuse, 250Vac, BUSS FRN R 200 | 34.35 |  | No | Electrical BOS | Shippable | 32.58 | 1 | Shippable & Stock Qty Available |  | To be Listed
550-0060 | 550-0060 | PV Wire, 10AWG, UL4703, 600VDC, 7 Strand Cu, Black, 0.27" (6.9mm) OD, by the foot, 01-PV-1007X-DJ-BLK-6(2500) | 0.46 |  | No | Electrical BOS | Shippable | 0.37 | 1 | Shippable & Stock Qty Available |  | To be Listed
550-0081 | 550-0081 | PV Wire, 10AWG, UL4703 with MC4, 600VDC, 15', 19-JMC4MF10PVDB6015 | 9.07 |  | No | Electrical BOS | Shippable | 8.95 | 1 | Shippable & Stock Qty Available |  | To be Listed
550-0115 | 550-0115 | Rennsteig, Solar Crimp Set, MC4/MC3/TE, Crimping Pliers with Dies, Locators, & case, 624 105-13 | 816.88 |  | No | Electrical BOS | Shippable | 755.61 | 1 | Shippable & Stock Qty Available |  | To be Listed
550-0260 | 550-0260 | THHN/MTW, 3/0 AWG, Black, 500’, 19 Strand, 600V, Republic Wire | 1257.22 |  | No | Electrical BOS | Soligent De-listing | 1142.93 | 1 | De-Listing but Stock Qty Available |  | Not Applicable
550-0387 | 550-0387 | PV Wire, 10AWG, UL4703 with H4, 600VDC, 50', 19-JH4MF10PVDB6050 | 29.86 |  | No | Electrical BOS | Shippable | 29.09 | 1 | Shippable & Stock Qty Available |  | To be Listed
550-9041 | 550-9041 | THHN/THWN-2, 10 AWG, Black, 600V, 500', 01-THHN-10X-BLK | 175.68 |  | No | Electrical BOS | Shippable | 166.67 | 1 | Shippable & Stock Qty Available |  | To be Listed
550-9042 | 550-9042 | THHN/THWN-2, 10 AWG, Red, 600V, 500', 01-THHN-10X-RED | 175.68 |  | No | Electrical BOS | Shippable | 166.67 | 1 | Shippable & Stock Qty Available |  | To be Listed
560-0070 | 560-0070 | Generac, PWRmanager Energy Management Module, to Control up to 12, 120V or 6, 240V Circuits, 8009 | 994.47 |  | No | Energy Storage | Shippable | 982.11 | 1 | Shippable & Stock Qty Available | USEC001-0081 | Already Listed
565-0196 | 565-0196 | SolarEdge, Optimizer 700W, Add-On Box for two 72 cell modules, 12-105V, 10A, MC4-Compatible In, MC4-Compatible Out, 71" PV wire, 1000VDC, (Use only with 3-Ph 9kW to 33.3kW Inverters), P700-2NA4ARX | 58.24 | 700 | No | Inverters | Vendor De-listing | 55.3 | 1 | De-Listing but Stock Qty Available |  | To be Listed
570-0048 | 570-0048 | sonnen, Whole Home Self Consumption Meter/CT Kit, WHSSCK1 | 319.2 |  | No | Energy Storage | Shippable | 275.17 | 1 | Shippable & Stock Qty Available | USEC001-0083 | Already Listed
570-0194 | 570-0194 | SolarEdge, Rapid Shutdown Retrofit Kit for 3-Ph SE9KUS-208-U inverter only, (NEC2014), 5 pack of cable pairs includes one re-useable Micro-SD card and SD card adapter with firmware files, Qty. 1 pack for 5 inverters, SE1000-RSD-S2 | 196.81 |  | No | Inverters | Vendor De-listing | 186.87 | 1 | De-Listing but Stock Qty Available |  | To be Listed
570-0243 | 570-0243 | SolarEdge, Cellular Plug-In, for Commercial SetApp Enabled (208 or 480V) Inverters, up to 1,000kW-AC, 5 Yr Sprint Prepaid Data Plan, for use in US Only, CELL-B-R05-US-S-S5 | 1580.12 |  | No | Inverters | Shippable | 1483.56 | 1 | Shippable & Stock Qty Available | USEC001-0069 | Already Listed
570-0333 | 570-0333 | Magnum, MagWeb Web Based Wireless Monitoring Kit, ME-MW-W | 434.26 |  | No | Inverters | Shippable | 414.74 | 1 | Shippable & Stock Qty Available |  | To be Listed
570-1151 | 570-1151 | SolarEdge, 400A CT, 2 used with 240V Consumption Meter, SEACT1250-400NA-20(Solaredge - 20pcs = 1pc) | 141.34 |  | No | Inverters | Shippable | 121.84 | 1 | Shippable & Stock Qty Available |  | To be Listed
570-1156 | 570-1156 | SolarEdge, 600A CT, Current Transformer, used with Commercial Consumption/RGM Meter, Set of 3, SE-ACT-1250-600 | 438.58 |  | No | Inverters | Vendor De-listing | 411.78 | 1 | De-Listing but Stock Qty Available |  | To be Listed
570-1168 | 570-1168 | SMA, Ambient Temperature Sensor, use with Cluster Controller (CLCON), TEMPSENSOR-AMBIENT | 54.38 |  | No | Inverters | Vendor De-listing | 51.93 | 1 | De-Listing but Stock Qty Available |  | To be Listed
570-1179 | 570-1179 | Enphase, AC Combiner-3 with IQ Envoy, Single Phase, Revenue Grade accuracy (ANSI C12.20 +/- 0.5%) with Calibrated Solid-Core CT, Space for 4 Eaton BR 2 Pole Breakers NOT included, 80A, Consumption Metering available when used with Split Core CTs, X-IQ-AM1-240-3 M | 594.67 |  | No | Inverters | Vendor De-listing | 537.35 | 1 | De-Listing but Stock Qty Available |  | To be Listed
570-1179-B | 570-1179-B | "B" Grade Enphase, AC Combiner-3 with IQ Envoy, Single Phase, Revenue Grade accuracy (ANSI C12.20 +/- 0.5%) with Calibrated Solid-Core CT, Space for 4 Eaton BR 2 Pole Breakers NOT included, 80A, Consumption Metering available when used with Split Core CTs, X-IQ-AM1-240-3 M | 470.78 |  | No | Inverters | Vendor De-listing | 432.35 | 1 | De-Listing but Stock Qty Available |  | Not Applicable
577-0221 | 577-0221 | JLM, Linez, Residential consumption/production energy monitoring and WiFi communication hub. Four 200 Amp external CTs monitor PV production and energy consumption. Can control up to three JLM Loadz load controllers, 9999-Linez? ??PLZ100-2PR | 388.89 |  | No | Energy Storage | Soligent De-listing | 357.14 | 1 | De-Listing but Stock Qty Available |  | To be Listed
577-0222 | 577-0222 | JLM, Loadz, single-circuit load management relay to automatically control a specific circuit, up to 30A/240V, based on utility rate plan pre-loaded into Linez monitor. Requires one Linez unit for up to four Loadz. WiFi network communication, manual override and remote control via Measurz app, 9999-Loadz | 388.89 |  | No | Energy Storage | Soligent De-listing | 353.54 | 1 | De-Listing but Stock Qty Available |  | To be Listed
577-0239 | 577-0239 | Enphase, Clipper-Creek, HCS-40 Hardwired EV Charger, 240V, 32A Charging with 18’ Gen-2 J17772 Connector, Hardwired, 0919-00-003 | 664 |  | No | Inverters | Shippable | 614.81 | 1 | Shippable & Stock Qty Available |  | To be Listed
577-0240 | 577-0240 | Enphase, Clipper-Creek, HCS-40 Plug-In EV Charger, 240V, 32A Charging with 25’ Gen-2 J17772 Connector, with NEMA 14-50 Plug, 0922-00-003 | 690.67 |  | No | Inverters | Shippable | 639.51 | 1 | Shippable & Stock Qty Available |  | To be Listed
577-0251 | 577-0251 | Wallbox, Pulsar Plus Level 2 EV Charger, 48A-240/208V, Hardwired, with 25 ft SAE J1772 Charging Cable, Wi-Fi and Bluetooth, NEMA 4, PUP1-U-1-6-C 002A | 634.97 |  | No | Energy Storage | Shippable | 620.02 | 1 | Shippable & Stock Qty Available | USSE100-0201 | Already Listed
580-0027 | 580-0027 | Square D, AC Disconnect, NEMA 3R, 30A, 240VAC, 3-Pole Unfused, 59725, DU321RB | 133.41 |  | No | Electrical BOS | Shippable | 126.56 | 1 | Shippable & Stock Qty Available |  | To be Listed
580-0097 | 580-0097 | Midnite Solar, Dual 30A, 240VAC Transfer Switch in a Big Baby 9" x 5"x 4", MNTRANSFER-30A | 178.38 |  | No | Electrical BOS | Soligent De-listing | 171.43 | 1 | De-Listing but Stock Qty Available |  | Not Applicable
580-0135 | 580-0135 | Midnite Solar, 1000VDC Shut Off Box (SOB) Receiver, for String or Module Level Shutdown, use with SOB Transmitter, MNLSOB-R1-1000 | 113.69 |  | No | Inverters | Vendor De-listing | 105.88 | 1 | De-Listing but Stock Qty Available |  | To be Listed
580-0165 | 580-0165 | Generac, Generator Smart Transfer Switch, 120/240V, 200A, NEMA 3R, Service-Rated, RXSW200A3 | 775.46 |  | No | Energy Storage | Shippable | 733.55 | 1 | Shippable & Stock Qty Available | USSS100-0126 | Already Listed
580-0185-B | 580-0185-B | "B" Grade - SolarEdge, Energy Hub, Backup Interface, with 5kW Autoformer, Import/Export Meter, w/CTs, Main Lug Only rated for Load Side Connection, BI-NUSGN-02 | 1403.53 |  | No | Energy Storage | Soligent De-listing | 1315.81 | 1 | De-Listing but Stock Qty Available |  | Not Applicable
580-0229 | 580-0229 | Generac, 200A, 3 Phase 120/208V ATS (Automatic Transfer Switch), NEMA 3R Enclosure, Service-Rated, RTSW200G3 | 2347.76 |  | No | Energy Storage | Shippable | 2208.84 | 1 | Shippable & Stock Qty Available | USSS100-0119 | Already Listed
760-0216 | 760-0216 | Solar Engine Design, Professional Engineering Stamps, Civil / Structural- Florida | 400 |  | Yes | Service | Soligent De-listing | 0 | 1 | Not Applicable as per Item Classification |  | Not Applicable
760-0315 | 760-0315 | Solar Engine Design, Interconnection Application | 180 |  | Yes | Service | Soligent De-listing | 0 | 1 | Not Applicable as per Item Classification |  | Not Applicable
10% Override |  | 10% Discount - Sales Operations Override | 10.00 |  |  |  |  | 0 |  | Not Applicable as per Item Classification |  | Not Applicable
11-1294-B |  | "B" Grade- QCells, 395W PV Module, MC4, PV Wire ~49.2” (1250mm), 32mm Black Frame/Black Back Sheet, BOB, 132 Cell Mono, 20A Fuse, 1000Vdc, 366.7 PTC, 25/25 Warranty, Q.PEAK DUO BLK ML G10+ | 232.61 | 395 | No | PV Modules | Soligent De-listing | 218.55 |  | De-Listing & Stock Qty Unavailable |  | Not Applicable
110-0034 | 110-0034 | Canadian Solar, Bifacial 350W PV Module, PV Wire, T-4-MC-4 comparable, 30mm Clear Frame on White Backsheet, 144 ½ Cells, 5BB, Double Glass, Poly, 20A Fuse, 1000VDC, 323.4 PTC, CS3U-350-PB-AG | 245 | 350 | No | PV Modules | Vendor De-listing | 0 |  | De-Listing & Stock Qty Unavailable |  | Not Applicable
110-0035 | 110-0035 | Sharp, 80W PV Module, Poly, Framed, Clear, J-Box, 12V, NE-80EJEA | 488.4 | 80 | No | PV Modules | Soligent De-listing | 0 |  | De-Listing & Stock Qty Unavailable |  | Not Applicable
110-0093 | 110-0093 | Solartech Power, 10W PV Module, JBox, Attached Bare Ended Wire- Picture Frame, No blocking diode, 18mm Clear Frame, 36 Cell Poly, 10A Fuse, 600VDC, No PTC, SPM010P-D | 106 | 10 | No | PV Modules | Soligent De-listing | 0 |  | De-Listing & Stock Qty Unavailable |  | Not Applicable
110-0094 | 110-0094 | Solartech Power, 20W PV Module, JBox, Blocking diode with ring connector on end cable, 25mm Clear Frame, 36 Cell Poly, 10A Fuse, No PTC, SPM020P-R | 165 | 20 | No | PV Modules | Soligent De-listing | 0 |  | De-Listing & Stock Qty Unavailable |  | Not Applicable
110-0100 | 110-0100 | Solartech Power, 5W PV Module, JBox, Attached Bare Ended Wire- Picture Frame, No blocking diode, 18mm Clear Frame, 36 Cell Poly, 10A Fuse, 600VDC, No PTC, SPM005P-D | 71 | 5 | No | PV Modules | Soligent De-listing | 0 |  | De-Listing & Stock Qty Unavailable |  | Not Applicable
110-0101 | 110-0101 | Trina, 320W PV Module, MC-4 Connector, PV Wire~47", 35mm Black Frame with Black Backsheet, BoB, 120 1/2 Cell Mono, 20A Fuse, 1000VDC, 3.2mm glass, No PTC, 12/25 Warranty, TSM-320-DD06M.05(II) | 163.06 | 320 | No | PV Modules | Soligent De-listing | 128 |  | De-Listing & Stock Qty Unavailable |  | Not Applicable
110-0101 : 110-0101_S | 110-0101_S | Trina, 320W PV Module, MC-4 Connector, PV Wire~47", 35mm Black Frame with Black Backsheet, BoB, 120 1/2 Cell Mono, 20A Fuse, 1000VDC, 3.2mm glass, No PTC, 12/25 Warranty, TSM-320-DD06M.05(II) | 163.06 | 320 | No | PV Modules | Soligent De-listing | 128 |  | De-Listing & Stock Qty Unavailable |  | Not Applicable
110-0106 | 110-0106 | Sharp, 216W PV Module, MC4, Latching Connector, Poly, VE Frame, Clear, 190.4 CEC, 20V, ND-216UC1 | 541.86 | 216 | No | PV Modules | Soligent De-listing | 0 |  | De-Listing & Stock Qty Unavailable |  | Not Applicable
110-0107 | 110-0107 | Sharp, 224W PV Module, MC4, USE-2, 46mm Clear VE Frame, 60 Cell Poly, 15A Fuse, 201.8W PTC, ND-224UC1 | 561.93 | 224 | No | PV Modules | Soligent De-listing | 0 |  | De-Listing & Stock Qty Unavailable |  | Not Applicable
110-0119 | 110-0119 | Uni-Solar, DROP SHIP 144W PV Module, MC3, USE-2, 4mm Black PVL Flexible Laminate, 22 Cell Amorphous, 8A Fuse, 136.5W PTC, M638128 | 552.07 | 144 | No | PV Modules | Soligent De-listing | 0 |  | De-Listing & Stock Qty Unavailable |  | Not Applicable
110-0158 | 110-0158 | Solartech Power, 30W PV Module, JBox, Attached Bare Ended Wire, No blocking diode, 25mm Clear Frame, 36 Cell Poly, 10A Fuse, 600VDC, No PTC, SPM030P-A | 200 | 30 | No | PV Modules | Soligent De-listing | 0 |  | De-Listing & Stock Qty Unavailable |  | Not Applicable
110-0174 | 110-0174 | Solyndra, 182W Module, CIGS Thin Film Tubes, TE, 100 Series, 171.4W CEC, SL-001-182 | 251.5 | 182 | No | PV Modules | Soligent De-listing | 0 |  | De-Listing & Stock Qty Unavailable |  | Not Applicable
110-0178 | 110-0178 | Yingli Green Energy, PRODUCT CHANGE- DO NOT USE. 230W PV Module, MC4 USE-2, Poly, Framed, Clear, 206.6W CEC, 20V, YL230P-29b | 329 | 230 | No | PV Modules | Vendor De-listing | 0 |  | De-Listing & Stock Qty Unavailable |  | Not Applicable
110-0192 | 110-0192 | SolarWorld, 230W PV Module, MC4 Latching Connector, Mono, Framed, Clear, 20V, 204.4PTC,SW230 mon | 648.6 | 230 | No | PV Modules | Soligent De-listing | 0 |  | De-Listing & Stock Qty Unavailable |  | Not Applicable
110-0202 | 110-0202 | Yingli Green Energy, PRODUCT CHANGE- DO NOT USE. 235W PV Module, MC4, USE-2, 50mm Clear Frame, 60 Cell Poly, 15A Fuse, 211.2W PTC, YL235P-29b | 351 | 235 | No | PV Modules | Soligent De-listing | 0 |  | De-Listing & Stock Qty Unavailable |  | Not Applicable
110-0216 | 110-0216 | Sharp, 240W PV Module, MC4, PV Wire, 46mm Clear VE Frame, 60 Cell Mono, 15A Fuse, 216.3W PTC, NU-U240F1 | 655 | 240 | No | PV Modules | Soligent De-listing | 0 |  | De-Listing & Stock Qty Unavailable |  | Not Applicable
110-0228 | 110-0228 | Sharp, 180W PV Module, MC4, USE-2, 58mm Black SRS Frame, 48 Cell Mono, 15A Fuse, 161.9W PTC, NU-U180FC | 467.53 | 180 | No | PV Modules | Vendor De-listing | 0 |  | De-Listing & Stock Qty Unavailable |  | Not Applicable
110-0244 | 110-0244 | SolarWorld, 245W PV Module, MC4, PV Wire, 34mm Clear Frame, 60 Cell Mono, 15A Fuse, 219.6W PTC, SW245 Mono | 153.25 | 245 | No | PV Modules | Vendor De-listing | 0 |  | De-Listing & Stock Qty Unavailable |  | Not Applicable
110-0250 | 110-0250 | Canadian Solar, 235W PV Module, H4, USE-2, 40mm Clear Anodized ZEP Frame, 60 Cell Poly, 15A Fuse, CS6P-235PX-ZEP | 118.44 | 235 | No | PV Modules | Soligent De-listing | 0 |  | De-Listing & Stock Qty Unavailable |  | Not Applicable
110-0251 | 110-0251 | Solartech Power, 45W PV Module, J-Box with 3 ft cable and MC4-comparable connector, No Wire, 35mm Clear Frame, 36 Cell Poly, 12A Fuse, No PTC, SPM045P | 329 | 45 | No | PV Modules | Vendor De-listing | 0 |  | De-Listing & Stock Qty Unavailable |  | Not Applicable
110-0252 | 110-0252 | Bosch Solar, 230W PV Module, TE F-M0 PV Wire, 42mm Clear Frame, 60 Cell Mono, 17A Fuse, 205.6W PTC, c-Si M 60-230-16 | 122.82 | 230 | No | PV Modules | Soligent De-listing | 0 |  | De-Listing & Stock Qty Unavailable |  | Not Applicable
110-0255 | 110-0255 | Solartech Power, 20W PV Module, JBox, Attached Bare Ended Wire, No blocking diode, 25mm Clear Frame, 36 Cell Poly, 10A Fuse, 600VDC, No PTC, SPM020P-A | 188 | 20 | No | PV Modules | Soligent De-listing | 0 |  | De-Listing & Stock Qty Unavailable |  | Not Applicable
110-0270 | 110-0270 | Canadian Solar, 235W PV Module, H4, PV Wire, 40mm Black ZEP Frame, 60 Cell Poly, 15A Fuse, 215.7W PTC, CS6P-235PX-ZEP-Black | 118.44 | 235 | No | PV Modules | Soligent De-listing | 0 |  | De-Listing & Stock Qty Unavailable |  | Not Applicable
110-0271 | 110-0271 | BP Solar, 230W PV Module, MC4, PV Wire, 50mm Clear U2 Frame, 60 Cell Poly, 20A Fuse, 205.8W PTC, BP3230T | 459.54 | 230 | No | PV Modules | Soligent De-listing | 0 |  | De-Listing & Stock Qty Unavailable |  | Not Applicable
110-0276 | 110-0276 | Canadian Solar, 230W PV Module, H4, PV Wire, 40mm Black Frame, 60 Cell Poly, 15A Fuse, CS6P-230P-Black | 420 | 230 | No | PV Modules | Soligent De-listing | 0 |  | De-Listing & Stock Qty Unavailable |  | Not Applicable
110-0280 | 110-0280 | SolarWorld, 235W PV Module, MC4, PV Wire, 31mm Black 2.0 Frame, 60 Cell Mono, 16A Fuse, 209.8W PTC, SW235 Mono Blk2.0 | 157.57 | 235 | No | PV Modules | Vendor De-listing | 0 |  | De-Listing & Stock Qty Unavailable |  | Not Applicable
110-0306 | 110-0306 | BP Solar, 215W PV Module, MC4, PV Wire, 50mm Black U2 Frame, 60 Cell Poly, 20A Fuse, 193.6W PTC, BP3215B | 429.57 | 215 | No | PV Modules | Soligent De-listing | 0 |  | De-Listing & Stock Qty Unavailable |  | Not Applicable
110-0309 | 110-0309 | Canadian Solar, 180W PV Module, H4, PV Wire, 40mm Clear Anodized Frame, 72 Cell Mono, 15A Fuse, 24V,164W CEC, CS5A-180M | 347 | 180 | No | PV Modules | Soligent De-listing | 0 |  | De-Listing & Stock Qty Unavailable |  | Not Applicable
110-0355 | 110-0355 | Sharp, 230W PV Module, MC4, USE-2, 46mm Clear VE-Frame, 60 Cell Poly, 15A Fuse, ND-U230Q1 | 576.98 | 230 | No | PV Modules | Vendor De-listing | 0 |  | De-Listing & Stock Qty Unavailable |  | Not Applicable
110-0363 | 110-0363 | Evergreen, Dark Frame Display Mini Module | 25 | 0 | No | PV Modules | Vendor De-listing | 0 |  | De-Listing & Stock Qty Unavailable |  | Not Applicable
110-0373 | 110-0373 | Canadian Solar, 230W PV Module, H4, PV Wire, 40mm Clear Anodized Frame, 60 Cell Poly, 15A Fuse, 211W PTC, CS6P-230P | 106.26 | 230 | No | PV Modules | Soligent De-listing | 0 |  | De-Listing & Stock Qty Unavailable |  | Not Applicable
110-0395 | 110-0395 | Sharp, 240W PV Module, MC4, PV Wire, 46mm Clear XE Frame, 60 Cell Mono, 15 A Fuse, 216.5W PTC, NU-U240F2 | 502 | 240 | No | PV Modules | Soligent De-listing | 0 |  | De-Listing & Stock Qty Unavailable |  | Not Applicable
110-0396 | 110-0396 | Yingli Green Energy, PRODUCT CHANGE- DO NOT USE. 230W PV Module, MC4, USE-2, Black frame with white backsheet, 60 Cell Poly, 206.6W CEC, YL230P-29b-Blk | 505.49 | 230 | No | PV Modules | Soligent De-listing | 0 |  | De-Listing & Stock Qty Unavailable |  | Not Applicable
110-0405 | 110-0405 | Canadian Solar, 290W PV Module, H4, PV Wire, 40mm Clear Anodized Frame, 72 Cell Mono, 15A Fuse, 259W PTC, CS6X-290M | 486 | 290 | No | PV Modules | Vendor De-listing | 0 |  | De-Listing & Stock Qty Unavailable |  | Not Applicable
110-0414 | 110-0414 | Yingli Green Energy, PRODUCT CHANGE- DO NOT USE. 235W PV Module, H4, PV Wire, 50mm Clear Frame, 60 cell Poly, 15A Fuse, 211.2W PTC, YL235P-29b-H4 | 107.16 | 235 | No | PV Modules | Vendor De-listing | 0 |  | De-Listing & Stock Qty Unavailable |  | Not Applicable
110-0416 | 110-0416 | Sharp, 230W PV Module, MC4, USE-2, 46mm Clear XE Frame, 60 Cell Poly, 15A Fuse, 207.4W CEC, ND-230UCJ | 883.34 | 230 | No | PV Modules | Vendor De-listing | 0 |  | De-Listing & Stock Qty Unavailable |  | Not Applicable
110-0418 | 110-0418 | Yingli Green Energy, 260W Panda PV Module, H4, PV Wire, 50mm Clear Frame, 60 Cell Mono, 239.7W PTC, 20A Fuse, YL260C-30b-H4 | 140.4 | 260 | No | PV Modules | Vendor De-listing | 0 |  | De-Listing & Stock Qty Unavailable |  | Not Applicable
110-0433 | 110-0433 | Sharp, 224W PV Module, SMK, PV Wire, 46 mm Clear XE Frame, 60 Cell Poly, 15A Fuse, 201.8W PTC, ND-224QCJ | 89.85 | 224 | No | PV Modules | Soligent De-listing | 0 |  | De-Listing & Stock Qty Unavailable |  | Not Applicable
110-0437 | 110-0437 | SolarWorld, 245W PV Module, DROP SHIP ONLY, MUST BUY IN MULTIPLES OF 30 ONLY, MC4, PV Wire, 31mm Clear 2.0 Frame, 60 Cell Poly, 16A Fuse, No PTC, SW245 Poly2.0 | 576 | 245 | No | PV Modules | Vendor De-listing | 0 |  | De-Listing & Stock Qty Unavailable |  | Not Applicable
110-0438 | 110-0438 | SolarWorld, 240W PV Module, DROP SHIP ONLY, MUST BUY IN MULTIPLES OF 30 ONLY, MC4, PV Wire, 31mm Clear 2.5 Frame, 60 Cell Poly, 16A Fuse, 214.4W PTC, SW240 Poly2.5 | 547 | 240 | No | PV Modules | Vendor De-listing | 0 |  | De-Listing & Stock Qty Unavailable |  | Not Applicable
110-0443 | 110-0443 | Sharp, 235W PV Module, SMK, PV Wire, 46mm Clear XE Frame, 60 Cell Mono, 15A Fuse, 211.9 PTC, NU-Q235F2 | 641 | 235 | No | PV Modules | Vendor De-listing | 0 |  | De-Listing & Stock Qty Unavailable |  | Not Applicable
110-0447 | 110-0447 | Sharp, 235W PV Module, SMK, PV Wire, 46mm Black XE Frame, 60 Cell Mono, 15A Fuse, 211.9W PTC, NU-Q235F4 | 678 | 235 | No | PV Modules | Vendor De-listing | 0 |  | De-Listing & Stock Qty Unavailable |  | Not Applicable
110-0448 | 110-0448 | Uni-Solar, 68W PV Module, MC3, USE-2, 4mm Black PVL Flexible Laminate, 11 Cell Amorphous, 8A Fuse, 64.4W PTC, M535128 | 131.37 | 68 | No | PV Modules | Soligent De-listing | 0 |  | De-Listing & Stock Qty Unavailable |  | Not Applicable
110-0449 | 110-0449 | Yingli Green Energy, 255W Panda PV Module, H4, PV Wire, 50mm Clear Frame, 60 Cell Mono, 221.6W PTC, 20A Fuse, YL255C-30b-H4 | 119.34 | 255 | No | PV Modules | Vendor De-listing | 0 |  | De-Listing & Stock Qty Unavailable |  | Not Applicable
110-0450 | 110-0450 | Canadian Solar, 280W PV Module, H4, PV Wire, 40mm Clear Anodized Frame, 72 Cell Poly, 15A Fuse, 249.1W PTC, CS6X-280P | 436 | 280 | No | PV Modules | Vendor De-listing | 0 |  | De-Listing & Stock Qty Unavailable |  | Not Applicable
110-0455 | 110-0455 | Sharp, 240W PV Module, SMK, PV Wire, 46mm Clear XE Frame, 60 Cell Mono, 15A Fuse, 216.5W PTC, NU-Q240F2 | 655 | 240 | No | PV Modules | Vendor De-listing | 0 |  | De-Listing & Stock Qty Unavailable |  | Not Applicable
110-0456 | 110-0456 | Canadian Solar, 190W PV Module, H4, PV Wire, 40mm Black Frame & Back, All Black, 72 Cell Mono, 173.4W PTC, 10A Fuse, CS5A-190-M-BOB | 418 | 190 | No | PV Modules | Soligent De-listing | 0 |  | De-Listing & Stock Qty Unavailable |  | Not Applicable
110-0472 | 110-0472 | Yingli Green Energy, PRODUCT CHANGE- DO NOT USE. 240W PV Module, H4, PV Wire, 50mm Clear Frame, 60 Cell Poly, 15A Fuse, 215.9W PTC, YL240P-29b-H4 | 106.56 | 240 | No | PV Modules | Vendor De-listing | 0 |  | De-Listing & Stock Qty Unavailable |  | Not Applicable
110-0473 | 110-0473 | Yingli Green Energy, PRODUCT CHANGE- DO NOT USE. 235W PV Module, H4, PV Wire, 46mm Black ZEP Frame, 60 Cell Poly, 15A Fuse, 211.2W PTC, YL235P-29b-H4-ZEP | 118.97 | 235 | No | PV Modules | Vendor De-listing | 0 |  | De-Listing & Stock Qty Unavailable |  | Not Applicable
110-0491 | 110-0491 | Canadian Solar, 240W PV Module, H4, PV Wire, 40mm Clear Anodized Frame, 60 Cell Mono, 15A, 212W PTC, CS6P-240M | 122.4 | 240 | No | PV Modules | Vendor De-listing | 0 |  | De-Listing & Stock Qty Unavailable |  | Not Applicable
110-0505 | 110-0505 | Canadian Solar, 235W PV Module, H4, PV Wire, 12AWG, 40mm Clear Anodized Standard Frame, 60 Cell Poly, 15A Fuse, 215.7W PTC, CS6P-235PX-Std | 108.57 | 235 | No | PV Modules | Vendor De-listing | 0 |  | De-Listing & Stock Qty Unavailable |  | Not Applicable
110-0506 | 110-0506 | Suniva, 255W PV Module, TE F-M0, PV Wire, 46mm Clear Frame, 60 Cell Mono, 15A Fuse, 227.8W PTC, OPT255-60-4-100 | 203.9 | 255 | No | PV Modules | Vendor De-listing | 0 |  | De-Listing & Stock Qty Unavailable |  | Not Applicable
110-0515 | 110-0515 | Canadian Solar, 250W PV Module, PV Wire, 12AGW, 40mm Clear Anodized Frame, 60 Cell Mono, 15A Fuse, 600VDC, 221.2W PTC, CS6P-250M | 190 | 250 | No | PV Modules | Vendor De-listing | 0 |  | De-Listing & Stock Qty Unavailable |  | Not Applicable
110-0516 | 110-0516 | Sharp, 240W PV Module, SMK, PV Wire, 46mm Clear XE Frame, 60 Cell Poly, 15A Fuse, 216.4W PTC, ND-240QCJ | 312 | 240 | No | PV Modules | Vendor De-listing | 0 |  | De-Listing & Stock Qty Unavailable |  | Not Applicable
110-0524 | 110-0524 | Canadian Solar, 300W PV Module, H4, PV Wire, 40mm Clear Anodized Frame, 72 Cell Mono, 15A Fuse, 268.2W PTC, CS6X-300M | 542 | 300 | No | PV Modules | Soligent De-listing | 0 |  | De-Listing & Stock Qty Unavailable |  | Not Applicable
110-0525 | 110-0525 | Sharp, 235W PV Module, SMK, PV Wire, 46mm Clear XE Frame, 60 Cell Poly, 15A Fuse, 211.8W PTC, ND-235QCJ | 188.52 | 235 | No | PV Modules | Vendor De-listing | 0 |  | De-Listing & Stock Qty Unavailable |  | Not Applicable
110-0527 | 110-0527 | Suniva, 260W PV Module, TE F-M0, PV Wire, 46mm Clear Frame, 60 Cell Mono, 15A Fuse, 232.5W PTC, OPT260-60-4-100 | 496 | 260 | No | PV Modules | Soligent De-listing | 0 |  | De-Listing & Stock Qty Unavailable |  | Not Applicable
110-0529 | 110-0529 | Canadian Solar, 245W PV Module, H4, PV Wire, 40mm Clear Anodized Frame, 60 Cell Mono, 15A Fuse, 216.6W PTC, CS6P-245M | 124.95 | 245 | No | PV Modules | Soligent De-listing | 0 |  | De-Listing & Stock Qty Unavailable |  | Not Applicable
110-0530 | 110-0530 | Canadian Solar, 295W PV Module, H4, PV Wire, 40mm Clear Anodized Frame, 72 Cell Mono, 15A Fuse, 263.6W PTC, CS6X-295M | 532 | 295 | No | PV Modules | Soligent De-listing | 0 |  | De-Listing & Stock Qty Unavailable |  | Not Applicable
110-0532 | 110-0532 | Canadian Solar, 195W PV Module, H4, PV Wire, 40mm Black Frame & Back, All Black, 72 Cell Mono, 178.1W PTC, 10A Fuse, CS5A-195M-All Black | 376 | 195 | No | PV Modules | Vendor De-listing | 0 |  | De-Listing & Stock Qty Unavailable |  | Not Applicable
110-0537 | 110-0537 | Canadian Solar, 240W PV Module, PV Wire-12AWG, 40mm Clear Anodized Frame, 60 Cell Poly, 15A Fuse, 600VDC, 218.3W PTC, CS6P-240P | 400 | 240 | No | PV Modules | Vendor De-listing | 0 |  | De-Listing & Stock Qty Unavailable |  | Not Applicable
110-0539 | 110-0539 | Sharp, 230W PV Module, SMK, PV Wire, 46mm Black XE Frame, BOB (black on black), 60 Cell Poly, 15A Fuse, No PTC, ND-Q230F4 | 480 | 230 | No | PV Modules | Vendor De-listing | 0 |  | De-Listing & Stock Qty Unavailable |  | Not Applicable
110-0540 | 110-0540 | Sharp, 235W PV Module, SMK, PV Wire, 46mm Black XE Frame, BOB (black on black), 60 Cell Poly, 15A Fuse, 600VDC, 205.7W PTC, ND-Q235F4 | 305.5 | 235 | No | PV Modules | Vendor De-listing | 0 |  | De-Listing & Stock Qty Unavailable |  | Not Applicable
110-0543 | 110-0543 | ET Solar, 95W PV Module, MC4, USE-2, 35mm Clear Frame, 36 Cell Mono, 10A Fuse, No PTC, ET-M53695 | 373 | 95 | No | PV Modules | Vendor De-listing | 0 |  | De-Listing & Stock Qty Unavailable |  | Not Applicable
110-0546 | 110-0546 | Yingli Green Energy, PRODUCT CHANGE- DO NOT USE. 235W PV Module, H4, PV Wire, Black 50mm Frame with white backsheet, 60 Cell Poly, 211.2W CEC, YL235P-29b-Blk-H4 | 109.98 | 235 | No | PV Modules | Vendor De-listing | 0 |  | De-Listing & Stock Qty Unavailable |  | Not Applicable
110-0547 | 110-0547 | Canadian Solar, 285W PV Module, H4, PV Wire, 40mm Clear Anodized Frame, 72 Cell Poly, 15A Fuse, 253.7W PTC, CS6X-285P | 444 | 285 | No | PV Modules | Vendor De-listing | 0 |  | De-Listing & Stock Qty Unavailable |  | Not Applicable
110-0548 | 110-0548 | Suniva, 250W PV Module, TE F-M0 PV Wire, 46mm Black Frame on Black backsheet, BOB, 60 Cell Mono, 15A Fuse, 223.2W PTC, OPT250-60-4-1B0 | 480 | 250 | No | PV Modules | Vendor De-listing | 0 |  | De-Listing & Stock Qty Unavailable |  | Not Applicable
110-0552 | 110-0552 | ET Solar, 135W PV Module, MC4, PV Wire, 50mm Clear Frame, 36 Cell Poly, 15A Fuse, No PTC, ET-P636135 | 530 | 135 | No | PV Modules | Vendor De-listing | 0 |  | De-Listing & Stock Qty Unavailable |  | Not Applicable
110-0553 | 110-0553 | Suniva, 250W PV Module, TE F-M0 PV Wire, 46mm Clear Frame, 60 Cell Mono, 15A Fuse, 600VDC, 223.2W PTC, OPT250-60-4-100 | 105.26 | 250 | No | PV Modules | Vendor De-listing | 0 |  | De-Listing & Stock Qty Unavailable |  | Not Applicable
110-0555 | 110-0555 | Suniva, 255W PV Module, TE F-M0, PV Wire, 46mm Black Frame on Black backsheet, BOB, 60 Cell Mono, 15A Fuse, 600VDC, 227.8W PTC, OPT255-60-4-1B0 | 209.1 | 255 | No | PV Modules | Vendor De-listing | 0 |  | De-Listing & Stock Qty Unavailable |  | Not Applicable
110-0556 | 110-0556 | Suniva, 305W PV Module, TE F-M0 PV Wire, 46mm Clear Frame, 72 cell Mono, 15A Fuse, 269.3W PTC, OPT305-72-4-100 | 581 | 305 | No | PV Modules | Vendor De-listing | 0 |  | De-Listing & Stock Qty Unavailable |  | Not Applicable
110-0559 | 110-0559 | Suniva, 310W PV Module, TE F-M0 PV Wire, 46mm Clear Frame, 72 cell Mono, 15A Fuse, 273.9W PTC, OPT310-72-4-100 | 598 | 310 | No | PV Modules | Vendor De-listing | 0 |  | De-Listing & Stock Qty Unavailable |  | Not Applicable
110-0561 | 110-0561 | BYD, 240W PV Module, MC4, PV Wire, 50mm Clear Frame, 60 Cell Poly, No PTC, BYD240P6-30 | 106.56 | 240 | No | PV Modules | Soligent De-listing | 0 |  | De-Listing & Stock Qty Unavailable |  | Not Applicable
110-0563 | 110-0563 | Yingli Green Energy, PRODUCT CHANGE- DO NOT USE. 275W PV Module, MC4, PV Wire, 50mm Clear Frame, 72 Cell Poly, 246.2W PTC, 15A Fuse, -0W to +5W, YL275-35b-MC4 | 120.45 | 275 | No | PV Modules | Vendor De-listing | 0 |  | De-Listing & Stock Qty Unavailable |  | Not Applicable
110-0564 | 110-0564 | Yingli Green Energy, PRODUCT CHANGE- DO NOT USE. 245W PV Module, H4, PV Wire, 40mm Clear Frame, 60 Cell Poly, 15A Fuse, 600VDC, 221.6W PTC, YL245P-29b | 400.09 | 245 | No | PV Modules | Soligent De-listing | 0 |  | De-Listing & Stock Qty Unavailable |  | Not Applicable
110-0565 | 110-0565 | Canadian Solar, 245W PV Module, PV Wire-12AWG, 40mm Clear Anodized Frame, 60 Cell Poly, 15A Fuse, 600VDC, 223W PTC, CS6P-245P | 392 | 245 | No | PV Modules | Vendor De-listing | 0 |  | De-Listing & Stock Qty Unavailable |  | Not Applicable
110-0568 | 110-0568 | Yingli Green Energy, PRODUCT CHANGE- DO NOT USE. 285W PV Module, MC4, PV Wire, 50mm Clear Frame, 72 Cell Poly, 255.4W PTC, 15A Fuse, -0W to +5W, YL285P-35b | 434 | 285 | No | PV Modules | Vendor De-listing | 0 |  | De-Listing & Stock Qty Unavailable |  | Not Applicable
110-0570 | 110-0570 | Suniva, 245W PV Module, TE, 46mm Clear Frame, 60 Cell Mono, 15A Fuse, 15+%, ART245-60-3-100 US | 407.93 | 245 | No | PV Modules | Soligent De-listing | 0 |  | De-Listing & Stock Qty Unavailable |  | Not Applicable
110-0574 | 110-0574 | Global Solar, 275W PV Module, PowerFLEX 6 laminate, with adhesive, FG-1BTM-275 | 1364 | 280 | No | PV Modules | Soligent De-listing | 0 |  | De-Listing & Stock Qty Unavailable |  | Not Applicable
110-0575 | 110-0575 | Global Solar, 275W PV Module, PowerFLEX 6 laminate, with out adhesive, FG-1BTN-275 | 1282 | 280 | No | PV Modules | Soligent De-listing | 0 |  | De-Listing & Stock Qty Unavailable |  | Not Applicable
110-0576 | 110-0576 | Yingli Green Energy, 245W PV Module, H4, PV Wire, 40mm Black Frame & White Back, BOW, 60 Cell Poly, 15A Fuse, 600VDC, 221.6W PTC, YL245P-29b-Blk | 405.72 | 245 | No | PV Modules | Soligent De-listing | 0 |  | De-Listing & Stock Qty Unavailable |  | Not Applicable
110-0577 | 110-0577 | Canadian Solar, 250W PV Module, PV Wire-12AWG, 40mm Clear Anodized Frame, 60 Cell Poly, 15A Fuse, 227.6W PTC, CS6P-250P | 417.98 | 250 | No | PV Modules | Soligent De-listing | 0 |  | De-Listing & Stock Qty Unavailable |  | Not Applicable
110-0578 | 110-0578 | Yingli Green Energy, PRODUCT CHANGE- DO NOT USE. 250W PV Module, H4, PV Wire, 40mm Clear Frame, 60 Cell Poly, 15A Fuse, 226.2W PTC, YL250P-29b | 185 | 250 | No | PV Modules | Soligent De-listing | 0 |  | De-Listing & Stock Qty Unavailable |  | Not Applicable
110-0579 : 110-0579_S | 110-0579_S | Canadian Solar, Bifacial 395W PV Module, PV Wire, T-4, H-4, or MC-4 comparable, 30mm Clear Frame on White Backsheet, 144 ½ Cells, Double Glass, Poly, 20A Fuse, 1000VDC, 368.8 PTC, CS3W-395PB-AG | 177.1 | 395 | No | PV Modules | Soligent De-listing | 159.39 |  | De-Listing & Stock Qty Unavailable |  | Not Applicable
110-0579-B : 110-0579-B_S | 110-0579-B_S | "B" GradeCanadian Solar, Bifacial 395W PV Module, PV Wire, T-4, H-4, or MC-4 comparable, 30mm Clear Frame on White Backsheet, 144 ½ Cells, Double Glass, Poly, 20A Fuse, 1000VDC, 368.8 PTC, CS3W-395PB-AG | 168.37 | 395 | No | PV Modules | Shippable | 150.54 |  | Shippable but Stock Qty Unavailable |  | Not Applicable
110-0756 | 110-0756 | SoloPower, 220W PV Module, 2mm Laminate No Frame, 153 CIGS Cell, 7A Fuse, No PTC, SP3S-220 | 830 | 220 | No | PV Modules | Soligent De-listing | 0 |  | De-Listing & Stock Qty Unavailable |  | Not Applicable
110-0757 | 110-0757 | Suniva, 260W PV Module, TE F-M0 PV Wire, 46mm Black Frame on Black backsheet, BOB, 60 Cell Mono, 15A Fuse, 232.5W PTC, OPT260-60-4-1B0 | 520 | 260 | No | PV Modules | Vendor De-listing | 0 |  | De-Listing & Stock Qty Unavailable |  | Not Applicable
110-0758 | 110-0758 | Suniva, 250W PV Module- B Grade, DROP SHIP ONLY, MUST BUY IN MULTIPLES OF 22 ONLY, TE F-M0 PV Wire, 46mm Clear Frame, 60 Cell Mono, 15A Fuse, 223.2W PTC, Color variation in cells, OPT250-60-4-100 | 440 | 250 | No | PV Modules | Vendor De-listing | 0 |  | De-Listing & Stock Qty Unavailable |  | Not Applicable
110-0759 | 110-0759 | Suniva, 255W PV Module- B Grade, DROP SHIP ONLY, MUST BUY IN MULTIPLES OF 22 ONLY, TE F-M0 PV Wire, 46mm Clear Frame, 60 Cell Mono, 15A Fuse, 227.8W PTC, Color variation in cells, OPT255-60-4-100 | 448 | 255 | No | PV Modules | Soligent De-listing | 0 |  | De-Listing & Stock Qty Unavailable |  | Not Applicable
110-0762 | 110-0762 | Suniva, 300W PV Module, TE F-M0, 46mm Clear Frame, 72 Cell Mono, 267.2W PTC, OPT300-72-4-100 | 556 | 300 | No | PV Modules | Vendor De-listing | 0 |  | De-Listing & Stock Qty Unavailable |  | Not Applicable
110-0763 | 110-0763 | Suniva, 255W PV Module, H4, PV Wire, 46mm Black Frame on Black backsheet, BOB, 60 Cell Mono, 15A Fuse, 227.8W PTC, OPT255-60-4-1B0-H4 | 510 | 255 | No | PV Modules | Soligent De-listing | 0 |  | De-Listing & Stock Qty Unavailable |  | Not Applicable
110-0764 | 110-0764 | Suniva, 260W PV Module, H4, PV Wire, 46mm Clear Frame, 60 Cell Mono, 15A Fuse, 600VDC, 232.5W PTC, OPT260-60-4-100-H4 | 472.42 | 260 | No | PV Modules | Soligent De-listing | 0 |  | De-Listing & Stock Qty Unavailable |  | Not Applicable
110-0766 | 110-0766 | Sharp, 235W PV Module, SMK, PV Wire, 53mm Black SunSnap ZEP Frame, BOB, 60 Cell Poly, 15A Fuse, 208.4W PTC, ND-F2Q235 | 534 | 235 | No | PV Modules | Vendor De-listing | 0 |  | De-Listing & Stock Qty Unavailable |  | Not Applicable
110-0771 | 110-0771 | Canadian Solar, 245W PV Module, H4, PV Wire, 40mm Black ZEP Frame & Back, All Black, 60 Cell Mono, 15A Fuse, 216.6W PTC, CS6P-245MX-ZEP-All Black | 132.3 | 245 | No | PV Modules | Vendor De-listing | 0 |  | De-Listing & Stock Qty Unavailable |  | Not Applicable
110-0772 | 110-0772 | Canadian Solar, 245W PV Module, H4, PV Wire, 40mm Black Standard Frame & Back, All Black, 60 Cell Mono, 15A Fuse, 216.6W PTC, CS6P-245M-All Black | 460 | 245 | No | PV Modules | Vendor De-listing | 0 |  | De-Listing & Stock Qty Unavailable |  | Not Applicable
110-0773 | 110-0773 | Yingli Green Energy, PRODUCT CHANGE- DO NOT USE. 245W PV Module, H4, PV Wire, 50mm Black Frame & White Back BOW, 60 Cell Poly, 15A Fuse, 221.6W PTC, YL245P-29b-Blk-50mm | 120.36 | 245 | No | PV Modules | Vendor De-listing | 0 |  | De-Listing & Stock Qty Unavailable |  | Not Applicable
110-0775 | 110-0775 | Yingli Green Energy, PRODUCT CHANGE- DO NOT USE. 285W PV Module, H4, PV Wire, 50mm Clear Frame, 72 Cell Poly, 255.4W PTC, 15A Fuse, -0W to +5W, 600VDC, 255.4WPTC, YL285P-35b-H4 | 434 | 285 | No | PV Modules | Soligent De-listing | 0 |  | De-Listing & Stock Qty Unavailable |  | Not Applicable
110-0776 | 110-0776 | Yingli Green Energy, PRODUCT CHANGE- DO NOT USE. 290W PV Module, DROP SHIP ONLY, MUST BUY IN MULTIPLES OF 21 ONLY, H4, PV Wire, 50mm Clear Frame, 72 Cell Poly, W PTC, 15A Fuse, -0W to +5W, 600VDC, 254.8W PTC, YL290P-35b-H4 | 446 | 290 | No | PV Modules | Soligent De-listing | 0 |  | De-Listing & Stock Qty Unavailable |  | Not Applicable
110-0777 | 110-0777 | ET Solar, 95W PV Module, MC4, PV Wire, 30mm Clear Frame, 36 Cell Poly, 8A Fuse, 600VDC, No PTC, ET-P63695 | 373 | 95 | No | PV Modules | Soligent De-listing | 0 |  | De-Listing & Stock Qty Unavailable |  | Not Applicable
110-0782 | 110-0782 | Suniva, 245W PV Module, DROPSHIP ONLY, TE F-M0, PV Wire, 46mm Clear Frame, 60 Cell Mono, 15A Fuse, 218.6W PTC, OPT245-60-3-100 | 454 | 245 | No | PV Modules | Vendor De-listing | 0 |  | De-Listing & Stock Qty Unavailable |  | Not Applicable
110-0783 | 110-0783 | SolarWorld, 250W PV Module, DROPSHIP ONLY, MC4, PV Wire, 31mm Clear 2.5 Frame, 60 Cell Mono, 16A Fuse, 222.3 PTC, SW250 Mono2.5 | 653 | 250 | No | PV Modules | Vendor De-listing | 0 |  | De-Listing & Stock Qty Unavailable |  | Not Applicable
110-0784 | 110-0784 | SolarWorld, 255W PV Module, DROPSHIP ONLY, MC4, PV Wire, 31mm Clear 2.5 Frame, 60 Cell Mono, 16A Fuse, 230.5W PTC, SW255 Mono2.5 | 727 | 255 | No | PV Modules | Vendor De-listing | 0 |  | De-Listing & Stock Qty Unavailable |  | Not Applicable
110-0787 | 110-0787 | Canadian Solar, 250W PV Module, PV Wire, 40mm Black Frame & Back, All Black, BOB, 60 Cell Mono, 15A, 600VDC, 221.2W PTC, CS6P-250M-All Black | 529 | 250 | No | PV Modules | Vendor De-listing | 0 |  | De-Listing & Stock Qty Unavailable |  | Not Applicable
110-0788 | 110-0788 | Solartech Power, 135W PV Module, J-Box, No Wire, 50mm Clear Frame, 36 Cell Poly, 12A Fuse, 600VDC, No PTC, SPM135P-S-F | 555 | 135 | No | PV Modules | Soligent De-listing | 0 |  | De-Listing & Stock Qty Unavailable |  | Not Applicable
110-0789 | 110-0789 | Canadian Solar, 300W PV Module, H4, PV Wire, 40mm Clear Frame, 72 Cell Poly, 15A Fuse, 270.3W PTC, CS6X-300-P | 446 | 300 | No | PV Modules | Vendor De-listing | 0 |  | De-Listing & Stock Qty Unavailable |  | Not Applicable
110-0790 | 110-0790 | SolarWorld, 255W PV Module, DROPSHIP ONLY, MC4, PV Wire, 31mm Clear 2.0 Frame, 60 Cell Mono, 16A Fuse, 230.5W PTC, SW255 Mono2.0 | 722 | 255 | No | PV Modules | Soligent De-listing | 0 |  | De-Listing & Stock Qty Unavailable |  | Not Applicable
110-0791 | 110-0791 | Suniva, 260W PV Module, H4, PV Wire, 40mm Black Frame on Black backsheet, BOB, 60 Cell Mono, 15A Fuse, 1000VDC, 232.5W PTC, OPT260-60-4-1B0-H4-40mm | 437.27 | 260 | No | PV Modules | Vendor De-listing | 0 |  | De-Listing & Stock Qty Unavailable |  | Not Applicable
110-0792 | 110-0792 | Suniva, 265W PV Module, H4, PV Wire, 40mm Clear Frame, 60 Cell Mono, 15A Fuse, 1000VDC, 235.7 PTC, OPT265-60-4-100-H4-40mm | 224.55 | 265 | No | PV Modules | Vendor De-listing | 0 |  | De-Listing & Stock Qty Unavailable |  | Not Applicable
110-0793 | 110-0793 | Suniva, 255W PV Module, H4, PV Wire, 40mm Black Frame on Black backsheet, BOB, 60 Cell Mono, 15A Fuse, 1000VDC, 227.8W PTC, OPT255-60-4-1B0-H4-40mm | 469.2 | 255 | No | PV Modules | Vendor De-listing | 0 |  | De-Listing & Stock Qty Unavailable |  | Not Applicable
110-0794 | 110-0794 | Suniva, 260W PV Module, H4, PV Wire, 40mm Clear Frame, 60 Cell Mono, 15A Fuse, 600VDC, 232.5W PTC, OPT260-60-4-100-H4-40mm | 454.48 | 260 | No | PV Modules | Soligent De-listing | 0 |  | De-Listing & Stock Qty Unavailable |  | Not Applicable
110-0795 | 110-0795 | SolarWorld, 260W PV Module, DROPSHIP ONLY, MUST BUY IN MULTIPLES OF 30 ONLY, MC4, PV Wire, 31mm Clear 2.5 Frame, 60 Cell Mono, 16A Fuse, 235.1W PTC, SW260 Mono2.5 | 726 | 260 | No | PV Modules | Vendor De-listing | 0 |  | De-Listing & Stock Qty Unavailable |  | Not Applicable
110-0796 | 110-0796 | SolarWorld, 255W PV Module, DROPSHIP ONLY, MUST BUY IN MULTIPLES OF 30 ONLY, MC4, PV Wire, 31mm Black 2.5 Frame, 60 Cell Mono, 16A Fuse, 225.3W PTC, SW255 Mono2.5 Blk | 770 | 255 | No | PV Modules | Soligent De-listing | 0 |  | De-Listing & Stock Qty Unavailable |  | Not Applicable
110-0797 | 110-0797 | Sharp, 250W PV Module, SMK, PV Wire, 46mm Clear XE Frame, 60 Cell Poly, 15A Fuse, 600VDC, 223.6W PTC, ND-250QCS | 471.5 | 250 | No | PV Modules | Vendor De-listing | 0 |  | De-Listing & Stock Qty Unavailable |  | Not Applicable
110-0798 | 110-0798 | Yingli Green Energy, PRODUCT CHANGE- DO NOT USE. 275W PV Module, H4, PV Wire, 50mm Clear Frame, 72 Cell Poly, 246.2W PTC, 15A Fuse, -0W to +5W, YL275-35b-H4 | 394 | 275 | No | PV Modules | Vendor De-listing | 0 |  | De-Listing & Stock Qty Unavailable |  | Not Applicable
110-0799 | 110-0799 | Suniva, 290W PV Module, DROP SHIP ONLY, MUST BUY IN MULTIPLES OF 528 ONLY, TE F-M0, PV Wire, 39mm Clear Frame, 72 cell Poly, No PTC, MVS290-72-5-501 | 476 | 290 | No | PV Modules | Soligent De-listing | 0 |  | De-Listing & Stock Qty Unavailable |  | Not Applicable
110-0800 | 110-0800 | ET Solar, 245W PV Module, Tonglin connectors (MC4 compatible ), PV Wire, 40mm Clear Frame, 60 Cell Poly, 15A Fuse, No PTC, ET-P660245WW | 427 | 245 | No | PV Modules | Soligent De-listing | 0 |  | De-Listing & Stock Qty Unavailable |  | Not Applicable
110-0801 | 110-0801 | Sharp, 250W PV Module, SMK, PV Wire, 46mm Black XE Frame with white Backsheet, BOW, 60 Cell Poly, 15A Fuse, 600VDC, 223.6W PTC, ND-Q250F7 | 482 | 250 | No | PV Modules | Vendor De-listing | 0 |  | De-Listing & Stock Qty Unavailable |  | Not Applicable
110-0802 | 110-0802 | Sharp, 300W PV Module, SMK, PV Wire, 46mm Clear Frame, 72 Cell Poly, 15A Fuse, 600VDC, No PTC, ND-F4Q300 | 584 | 300 | No | PV Modules | Vendor De-listing | 0 |  | De-Listing & Stock Qty Unavailable |  | Not Applicable
110-0803 | 110-0803 | Yingli Green Energy, PRODUCT CHANGE- DO NOT USE. 245W PV Module, H4, PV Wire, 46mm Black ZEP Frame & White Back, BOW, 60 Cell Poly, 15A Fuse, 221.6W PTC, YL245P-29b-H4-ZEP-Blk | 388 | 245 | No | PV Modules | Soligent De-listing | 0 |  | De-Listing & Stock Qty Unavailable |  | Not Applicable
110-0804 | 110-0804 | Canadian Solar, 235W PV Module, H4, PV Wire, 40mm Black ZEP Frame & Back, All Black, 60 Cell Mono, 15A Fuse, 207.5W PTC, CS6P-235MX-ZEP-All Black | 400 | 235 | No | PV Modules | Vendor De-listing | 0 |  | De-Listing & Stock Qty Unavailable |  | Not Applicable
110-0805 | 110-0805 | Canadian Solar, 245W PV Module, H4, PV Wire, 40mm Black ZEP Frame, 60 Cell Mono, 15A Fuse, 216.6W PTC, CS6P-245MX-ZEP-Black Frame | 448 | 245 | No | PV Modules | Vendor De-listing | 0 |  | De-Listing & Stock Qty Unavailable |  | Not Applicable
110-0806 | 110-0806 | SolarWorld, 265W PV Module, MC4, PV Wire, 31mm Clear 2.5 Frame, 60 Cell Mono, 16A Fuse, 600VDC, 236.2W PTC, SW265 Mono2.5 |  | 265 | No | PV Modules | Soligent De-listing | 0 |  | Not Applicable |  | Not Applicable
110-0807 | 110-0807 | Suniva, 315W PV Module, TE F-M0, PV Wire, 46mm Clear Frame, 72 cell Mono, 15A Fuse, 281W PTC, OPT315-72-4-100 | 608 | 315 | No | PV Modules | Soligent De-listing | 0 |  | De-Listing & Stock Qty Unavailable |  | Not Applicable
110-0808 | 110-0808 | Renesola, 305W PV Module, MC4, PV Wire, 50mm Clear Frame, 72 Cell Poly, 20A Fuse, 275.2 PTC , JC305M-24/Ab | 545 | 305 | No | PV Modules | Soligent De-listing | 0 |  | De-Listing & Stock Qty Unavailable |  | Not Applicable
110-0809 | 110-0809 | Renesola, 300W PV Module, MC4, PV Wire, 50mm Clear Frame, 72 Cell Poly, 20A Fuse, 600VDC, 600VDC, 270.6 PTC , JC300M-24/Ab | 520.95 | 300 | No | PV Modules | Soligent De-listing | 0 |  | De-Listing & Stock Qty Unavailable |  | Not Applicable
110-0810 | 110-0810 | Renesola, 255W PV Module, MC4, PV Wire, 40mm Clear Frame, 60 Cell Poly, 15A Fuse, 232.2 PTC , JC255M-24/Bb | 450 | 255 | No | PV Modules | Soligent De-listing | 0 |  | De-Listing & Stock Qty Unavailable |  | Not Applicable
110-0811 | 110-0811 | SolarWorld, 235W PV Module, MC4, PV Wire, 31mm Clear 2.0 Frame, 60 Cell Poly, 16A Fuse, 209.8W PTC, SW235 Poly2.0 | 512 | 235 | No | PV Modules | Soligent De-listing | 0 |  | De-Listing & Stock Qty Unavailable |  | Not Applicable
110-0812 | 110-0812 | Yingli Green Energy, PRODUCT CHANGE- DO NOT USE. 240W PV Module, H4, PV Wire, 40mm Clear Frame, 60 Cell Poly, 15A Fuse, 216.9W PTC, YL240P-29b | 354 | 240 | No | PV Modules | Vendor De-listing | 0 |  | De-Listing & Stock Qty Unavailable |  | Not Applicable
110-0813 | 110-0813 | Canadian Solar, 290W PV Module, H4, PV Wire, 40mm Clear Anodized Frame, 72 Cell Poly, 15A Fuse, 261.1W PTC, CS6X-290P | 452 | 290 | No | PV Modules | Vendor De-listing | 0 |  | De-Listing & Stock Qty Unavailable |  | Not Applicable
110-0814 | 110-0814 | Renesola, 250W PV Module, MC4, PV Wire, 40mm Clear Frame, 60 Cell Poly, 15A Fuse, 227.5 PTC , JC250M-24/Bb | 438 | 250 | No | PV Modules | Soligent De-listing | 0 |  | De-Listing & Stock Qty Unavailable |  | Not Applicable
110-0815 | 110-0815 | Canadian Solar, 295W PV Module, H4, PV Wire, 40mm Clear Anodized Frame, 72 Cell Poly, 15A Fuse, 265.7W PTC, CS6X-295P-UL-1000V | 504 | 295 | No | PV Modules | Soligent De-listing | 0 |  | De-Listing & Stock Qty Unavailable |  | Not Applicable
110-0816 | 110-0816 | Suniva, 270W PV Module, H4, PV Wire, 40mm Clear Frame, 60 Cell Mono, 15A Fuse, 600VDC, 240.3 PTC, OPT270-60-4-100-H4-40mm | 502.2 | 270 | No | PV Modules | Vendor De-listing | 0 |  | De-Listing & Stock Qty Unavailable |  | Not Applicable
110-0817 | 110-0817 | Canadian Solar, 250W PV Module, PV Wire-12AWG, 40mm Black Frame, BOW, 60 Cell Poly, 15A Fuse, 600VDC, 227.6W PTC, CS6P-250P-Black Frame | 415 | 250 | No | PV Modules | Vendor De-listing | 0 |  | De-Listing & Stock Qty Unavailable |  | Not Applicable
110-0818 | 110-0818 | Canadian Solar, 245W PV Module, PV Wire, 40mm Black ZEP Frame, white backsheet, 60 Cell Poly, 15A Fuse, 223W PTC, CS6P-245PX-ZEP-Black | 386.24 | 245 | No | PV Modules | Soligent De-listing | 0 |  | De-Listing & Stock Qty Unavailable |  | Not Applicable
110-0819 | 110-0819 | Solartech Power, 10W PV Module, JBox, 3m (9feet) 18 AWG Wire with blocking diode and ring terminal, 25mm Clear Frame, 36 Cell Poly, 10A Fuse, 600VDC, No PTC, SPM010P-R | 94 | 10 | No | PV Modules | Soligent De-listing | 0 |  | De-Listing & Stock Qty Unavailable |  | Not Applicable
110-0820 | 110-0820 | Renesola, 250W PV Module, MC4, PV Wire, 40mm Black Frame with white backsheet, BOW, 60 Cell Poly, 15A Fuse, 227.5 PTC , JC250M-24/Bb | 444 | 250 | No | PV Modules | Soligent De-listing | 0 |  | De-Listing & Stock Qty Unavailable |  | Not Applicable
110-0821 | 110-0821 | Canadian Solar, 255W PV Module, PV Wire, 40mm Black Frame & Back, All Black, BOB, 60 Cell Mono, 15A, 600VDC, 232.7W PTC, CS6P-255M-All Black | 540 | 255 | No | PV Modules | Vendor De-listing | 0 |  | De-Listing & Stock Qty Unavailable |  | Not Applicable
110-0822 | 110-0822 | ET Solar, 250W PV Module,Tonglin connectors (MC4 compatible ), PV Wie, 40mm Black Frame, BOW, 60 Cell Poly, 15A Fuse, 600VDC, 225.9W PTC, ET-P660250WB | 448.5 | 250 | No | PV Modules | Soligent De-listing | 0 |  | De-Listing & Stock Qty Unavailable |  | Not Applicable
110-0823 | 110-0823 | ET Solar, 245W PV Module, Tonglin connectors (MC4 compatible), PV Wire, 40mm Black Frame on Black Backsheet, BOB, 60 Cell Poly, 15A Fuse, 219.7W PTC, ET-P660245B | 444 | 245 | No | PV Modules | Soligent De-listing | 0 |  | De-Listing & Stock Qty Unavailable |  | Not Applicable
110-0824 | 110-0824 | MEMC, 250W PV Module, ITEM NEVER USED, QC4, PV Wire, 50mm Black Frame on Black Backsheet, BOB, 60 Cell Mono, 15A Fuse, 600VDC, 220.8W PTC, MEMC-M250AMA-20, 401951 | 441.18 | 250 | No | PV Modules | Soligent De-listing | 0 |  | De-Listing & Stock Qty Unavailable |  | Not Applicable
110-0825 | 110-0825 | MEMC, 245W PV Module, ITEM NEVER USED, QC4, PV Wire, 50mm Black Frame on Black Backsheet, BOB, 60 Cell Mono, 15A Fuse, 600VDC, 216.3W PTC, MEMC-M245AMA-20, 401954 | 420.82 | 245 | No | PV Modules | Soligent De-listing | 0 |  | De-Listing & Stock Qty Unavailable |  | Not Applicable
110-0826 | 110-0826 | Yingli Green Energy, PRODUCT CHANGE- DO NOT USE. 280W PV Module, MC4, PV Wire, 50mm Clear Frame, 72 Cell Poly, 15A Fuse, -0W to +5W, 600VDC, 250.8W PTC, YL280P-35b | 422 | 280 | No | PV Modules | Soligent De-listing | 0 |  | De-Listing & Stock Qty Unavailable |  | Not Applicable
110-0827 | 110-0827 | Suniva, 310W PV Module, PV Wire, H4, 46mm Clear Frame, 72 cell Mono, 15A Fuse, 276.4W PTC, OPT310-72-4-100-H4 | 598 | 310 | No | PV Modules | Vendor De-listing | 0 |  | De-Listing & Stock Qty Unavailable |  | Not Applicable
110-0828 | 110-0828 | Yingli Green Energy, PRODUCT CHANGE, 250W PV Module, H4, PV Wire, 40mm Black Frame, BOW, 60 Cell Poly, 15A Fuse, 600VDC, 226.2W PTC, YL250P-29b-H4-Blk | 419.75 | 250 | No | PV Modules | Vendor De-listing | 0 |  | De-Listing & Stock Qty Unavailable |  | Not Applicable
110-0829 | 110-0829 | Suniva, 265W PV Module, H4, PV Wire, 40mm Black Frame on Black backsheet, BOB, 60 Cell Mono, 15A Fuse, 600VDC, 237.4W PTC, OPT265-60-4-1B0-H4-40mm | 514.1 | 265 | No | PV Modules | Soligent De-listing | 0 |  | De-Listing & Stock Qty Unavailable |  | Not Applicable
110-0830 | 110-0830 | MEMC/ SunEdison, 250W PV Module, H4 adapter provided, 50mm Black Frame on White Backsheet, BOW, 60 Cell Mono, 15A Fuse, 600VDC, 220.8 PTC, MUST order #550-0474 adapter KIT with each module, MEMC-M250AMA-20 | 185 | 250 | No | PV Modules | Soligent De-listing | 0 |  | De-Listing & Stock Qty Unavailable |  | Not Applicable
110-0831 | 110-0831 | MEMC/ SunEdison, 265W PV Module, H4, 50mm Black Frame on White Backsheet, BOW, 60 Cell Mono, 15A Fuse, 1000VDC, No PTC, F265CyC | 516 | 265 | No | PV Modules | Vendor De-listing | 0 |  | De-Listing & Stock Qty Unavailable |  | Not Applicable
110-0832 | 110-0832 | MEMC/ SunEdison, 260W PV Module, H4, 50mm Black Frame on Black Backsheet, BOB, 60 Cell Mono, 15A Fuse, 600VDC, 229.5 preliminary PTC (CSI Listing pending Oct. 1st), F260KyC | 508.3 | 260 | No | PV Modules | Soligent De-listing | 0 |  | De-Listing & Stock Qty Unavailable |  | Not Applicable
110-0833 | 110-0833 | Canadian Solar, 295W PV Module, H4, PV Wire, 40mm Clear Anodized Frame, 72 Cell Poly, 15A Fuse, 265.7W PTC, CS6X-295P | 504 | 295 | No | PV Modules | Soligent De-listing | 0 |  | De-Listing & Stock Qty Unavailable |  | Not Applicable
110-0834 | 110-0834 | MEMC/ SunEdison, 245W PV Module, H4 adapter, 50mm Black Frame on Black Backsheet, BOB, 60 Cell Mono, 15A Fuse, 600VDC, No PTC, MEMC-M245KMA | 427 | 245 | No | PV Modules | Soligent De-listing | 0 |  | De-Listing & Stock Qty Unavailable |  | Not Applicable
110-0835 | 110-0835 | Canadian Solar, 245W PV Module, PV Wire-12AWG, 40mm Black Anodized Frame, BOW, 60 Cell Poly, 15A Fuse, 600VDC, 223W PTC, available only in Pallet Qty. of 24, CS6P-245P-Black Frame | 400.09 | 245 | No | PV Modules | Vendor De-listing | 0 |  | De-Listing & Stock Qty Unavailable |  | Not Applicable
110-0836 | 110-0836 | ET Solar, 300W PV Module, Tonglin connectors (MC4 compatible ), 40mm Clear Frame, 72 Cell Poly, 15A Fuse, 1000VDC, 268.3W PTC, ET-P672300WW | 529 | 300 | No | PV Modules | Soligent De-listing | 0 |  | De-Listing & Stock Qty Unavailable |  | Not Applicable
110-0837 | 110-0837 | Renesola, 300W PV Module, MC4, PV Wire, 50mm Clear Frame, 72 Cell Poly, 20A Fuse, 1000VDC, 270.6 PTC , JC300M-24/Abh | 533 | 300 | No | PV Modules | Soligent De-listing | 0 |  | De-Listing & Stock Qty Unavailable |  | Not Applicable
110-0838 | 110-0838 | MEMC/ SunEdison, 270W PV Module, H4, 50mm Black Frame on White Backsheet, BOW, 60 Cell Mono, 15A Fuse, 1000V (UL), No PTC, F270CyC | 527 | 270 | No | PV Modules | Vendor De-listing | 0 |  | De-Listing & Stock Qty Unavailable |  | Not Applicable
110-0839 | 110-0839 | Canadian Solar, 305W PV Module, PV Wire, 40mm Clear Anodized Frame, 72 Cell Poly, 15A Fuse, 1000VDC, 275W PTC, CS6X-305P-VINO | 475.8 | 305 | No | PV Modules | Soligent De-listing | 0 |  | De-Listing & Stock Qty Unavailable |  | Not Applicable
110-0840 | 110-0840 | ET Solar, 135W PV Module, MC4, PV Wire, 40mm Black Frame, BOW, 36 Cell Poly, 15A Fuse, 600VDC, No PTC, ET-P636135 WB-40mm | 518 | 135 | No | PV Modules | Soligent De-listing | 0 |  | De-Listing & Stock Qty Unavailable |  | Not Applicable
110-0841 | 110-0841 | Canadian Solar, 300W PV Module, PV Wire, 40mm Clear Frame, 72 Cell Poly, 15A Fuse, 1000VDC, 270.3W PTC, CS6X-300P | 510 | 300 | No | PV Modules | Soligent De-listing | 0 |  | De-Listing & Stock Qty Unavailable |  | Not Applicable
110-0842 | 110-0842 | Canadian Solar, 250W PV Module, PV Wire, 40mm Black Frame, 60 Cell Poly, 15A Fuse, 600VDC, 227.6W PTC, CS6P-250PX-ZEP- Black Frame | 290 | 250 | No | PV Modules | Vendor De-listing | 0 |  | De-Listing & Stock Qty Unavailable |  | Not Applicable
110-0843 | 110-0843 | QCells, 290W PV Module, PV4, PV Wire, 45mm Clear Frame, 72 Cell Poly, 20A Fuse, 1000VDC, 258.3 PTC, Drop-ship only in pallet Qty. of 22, Q.PRO L 290 | 438 | 290 | No | PV Modules | Vendor De-listing | 0 |  | De-Listing & Stock Qty Unavailable |  | Not Applicable
110-0844 | 110-0844 | QCells, 295W PV Module, PV4, PV Wire, 45mm Clear Frame, 72 Cell Poly, 20A Fuse, 1000VDC, 262.9 PTC, Drop-ship only in pallet Qty. of 22, Q.PRO L 295 | 495.6 | 295 | No | PV Modules | Soligent De-listing | 0 |  | De-Listing & Stock Qty Unavailable |  | Not Applicable
110-0845 | 110-0845 | Sharp, 300W PV Module, SMK, PV Wire, 46mm Clear Frame, 72 Cell Poly, 15A Fuse, 1000VDC, No PTC, ND-F4B300 | 0 | 300 | No | PV Modules | Vendor De-listing | 0 |  | Not Applicable |  | Not Applicable
110-0846 | 110-0846 | QCells, 300W PV Module, PV4, PV Wire, 45mm Clear Frame, 72 Cell Poly, 20A Fuse, 1000VDC, 267.5 PTC, Q.PRO L 300 | 504 | 300 | No | PV Modules | Soligent De-listing | 0 |  | De-Listing & Stock Qty Unavailable |  | Not Applicable
110-0847 | 110-0847 | ET Solar, 295W PV Module, Tonglin connectors (MC4 compatible ), 40mm Clear Frame, 72 Cell Poly, 15A Fuse, 1000VDC, 263.7PTC, ET-P672295WW | 500 | 295 | No | PV Modules | Soligent De-listing | 0 |  | De-Listing & Stock Qty Unavailable |  | Not Applicable
110-0848 | 110-0848 | Canadian Solar, 255W PV Module, PV Wire, 12AWG, 40mm Black Frame, BOW, 60 Cell Poly, 15A Fuse, 600VDC, 231.0W PTC, CS6P-255P-Black Frame | 153 | 255 | No | PV Modules | Vendor De-listing | 0 |  | De-Listing & Stock Qty Unavailable |  | Not Applicable
110-0849 | 110-0849 | Suniva, 270W PV Module, H4, PV Wire, 40mm Black Frame on Black backsheet, BOB, 60 Cell Mono, 15A Fuse, 1000VDC, 242.0W PTC, OPT270-60-4-1B0-H4-40mm | 447.95 | 270 | No | PV Modules | Vendor De-listing | 0 |  | De-Listing & Stock Qty Unavailable |  | Not Applicable
110-0850 | 110-0850 | SolarWorld, 275W PV Module BAA, H4, PV Wire, 31mm Black 2.5 Frame on Black backsheet, BOB, 60 Cell Mono, 16A Fuse, 1000VDC, 239.8W PTC, SW275 Mono BOB | 555.5 | 275 | No | PV Modules | Soligent De-listing | 0 |  | De-Listing & Stock Qty Unavailable |  | Not Applicable
110-0851 | 110-0851 | SolarWorld, 280W PV Module BAA, H4, PV Wire, 31mm Clear 2.5 Frame, 60 Cell Mono, 16A Fuse, 1000VDC, 251.2W PTC, SW280 Mono | 543.2 | 280 | No | PV Modules | Vendor De-listing | 0 |  | De-Listing & Stock Qty Unavailable |  | Not Applicable
110-0852 | 110-0852 | ET Solar, 250W PV Module,Tonglin connectors (MC4 compatible ), PV Wire, 40mm Clear Frame, 60 Cell Poly, 20A Fuse, 225.9W PTC, 1000VDC, ET-P660250WW | 441 | 250 | No | PV Modules | Soligent De-listing | 0 |  | De-Listing & Stock Qty Unavailable |  | Not Applicable
110-0853 | 110-0853 | QCells, 260W PV Module, PV4, PV Wire, 35mm Black Frame, BOW, 60 Cell Poly, 20A Fuse, 1000VDC, No PTC, Q.PRO BFR-G3 260 | 371.22 | 260 | No | PV Modules | Vendor De-listing | 0 |  | De-Listing & Stock Qty Unavailable |  | Not Applicable
110-0854 | 110-0854 | SolarWorld, 275W PV Module BAA, H4, PV Wire, 31mm Clear 2.5 Frame, Glass on Glass, 60 Cell Mono, 16A Fuse, 1000VDC, 242.7 PTC, 10 Yr Warr, Protect SW 275 Mono | 618.2 | 275 | No | PV Modules | Soligent De-listing | 0 |  | De-Listing & Stock Qty Unavailable |  | Not Applicable
110-0855 | 110-0855 | Astronergy, 240W PV Module, MC4, 40mm Silver Frame, 60 Cell Poly, 15A Fuse, CHSM6610P-240 | 311 | 240 | No | PV Modules | Soligent De-listing | 0 |  | De-Listing & Stock Qty Unavailable |  | Not Applicable
110-0856 | 110-0856 | Astronergy, 255W PV Module, Ningbo, 40mm Silver Frame with White BackSheet, 60 Cell Poly, 15A Fuse, 600VDC, CHSM6610PR-255 | 384 | 255 | No | PV Modules | Soligent De-listing | 0 |  | De-Listing & Stock Qty Unavailable |  | Not Applicable
110-0857 | 110-0857 | LG, 260W PV Module, MC4, 35mm Black Frame on Black backsheet, BOB, 60 Cell Mono, 15A Fuse, 600VDC, 234.9W PTC, LG260S1K-A3, SPECIAL PRICING - LIMITED QUANTITY - ONLY WHILE SUPPLIES LAST | 491.92 | 260 | No | PV Modules | Soligent De-listing | 0 |  | De-Listing & Stock Qty Unavailable |  | Not Applicable
110-0858 | 110-0858 | LG, 265W PV Module, MC4, 35mm Black Frame on White backsheet, BOW, 60 Cell Mono, 15A Fuse, 600VDC, 240.4W PTC, LG265S1C-A3, SPECIAL PRICING - LIMITED QUANTITY - ONLY WHILE SUPPLIES LAST | 222.68 | 265 | No | PV Modules | Soligent De-listing | 0 |  | De-Listing & Stock Qty Unavailable |  | Not Applicable
110-0859 | 110-0859 | LG, 270W PV Module, MC4, 35mm Black Frame on White backsheet, BOW, 60 Cell Mono, 15A Fuse, 600VDC, 245.1W PTC, LG270S1C-A3, SPECIAL PRICING - LIMITED QUANTITY - ONLY WHILE SUPPLIES LAST | 506.01 | 270 | No | PV Modules | Soligent De-listing | 0 |  | De-Listing & Stock Qty Unavailable |  | Not Applicable
110-0860 | 110-0860 | LG, 285W PV Module, MC4, 35mm Black Frame on White backsheet, BOW, 60 Cell Mono, 20A Fuse, 600 VDC, 259.5W PTC, LG285N1C-A3 | 629.28 | 285 | No | PV Modules | Soligent De-listing | 0 |  | De-Listing & Stock Qty Unavailable |  | Not Applicable
110-0861 | 110-0861 | LG, 290W PV Module, MC4, 35mm Black Frame on White backsheet, BOW, 60 Cell Mono, 20A Fuse, 600VDC, 265.1W PTC, LG290N1C-A3 | 568.4 | 290 | No | PV Modules | Vendor De-listing | 0 |  | De-Listing & Stock Qty Unavailable |  | Not Applicable
110-0862 | 110-0862 | QCells, 250W PV Module, H4, 45mm Silver Frame with White Backsheeet, 60 Cell Poly, 15A Fuse, 1000VDC, 225.1W PTC, HSL60 P6-PA-4-250 T | 316.25 | 250 | No | PV Modules | Soligent De-listing | 0 |  | De-Listing & Stock Qty Unavailable |  | Not Applicable
110-0863 | 110-0863 | Trina, 250W PV Module, MC4, PV Wire, 35mm Black Frame with White Backsheet, BOW, 60 Cell Poly, 15A Fuse, 600VDC, 227.5W PTC, TSM-250 PA05.08 | 410 | 250 | No | PV Modules | Soligent De-listing | 0 |  | De-Listing & Stock Qty Unavailable |  | Not Applicable
110-0864 | 110-0864 | Trina, 300W PV Module, MC4, PV Wire, 40mm Silver Frame with White Backsheet, 72 Cell Poly, 15A Fuse, 1000VDC, 271.5W PTC, TSM-300PD14 | 381.82 | 300 | No | PV Modules | Soligent De-listing | 0 |  | De-Listing & Stock Qty Unavailable |  | Not Applicable
110-0865 | 110-0865 | Trina, 305W PV Module, MC4, PV Wire, 40mm Silver Frame with White Backsheet, 72 Cell Poly, 15A Fuse, 1000VDC, 4mm glass, 276.2W PTC, TSM-305PD14 | 256.2 | 305 | No | PV Modules | Soligent De-listing | 0 |  | De-Listing & Stock Qty Unavailable |  | Not Applicable
110-0866 | 110-0866 | Trina, 240W PV Module, MC4, 35mm Black Frame on Black backsheet, 60 Cell Poly, 15A Fuse, TSM-240 PA05.05 | 395 | 240 | No | PV Modules | Soligent De-listing | 0 |  | De-Listing & Stock Qty Unavailable |  | Not Applicable
110-0867 | 110-0867 | Trina, 245W PV Module, MC4, 40mm Clear Frame, 60 Cell Poly, 15A Fuse, TSM-245 PA05 | 425 | 245 | No | PV Modules | Soligent De-listing | 0 |  | De-Listing & Stock Qty Unavailable |  | Not Applicable
110-0868 | 110-0868 | Trina, 245W PV Module, MC4, 40mm Clear Frame, 60 Cell Poly, 15A Fuse, TSM-245 PA05 | 408 | 250 | No | PV Modules | Soligent De-listing | 0 |  | De-Listing & Stock Qty Unavailable |  | Not Applicable
110-0869 | 110-0869 | Samsung, 244W PV Module, Bizlink, 47mm Clear Frame, 60 Cell Mono, 15A Fuse, 600VDC, 220.0W PTC, LPC244SM-08 | 349.41 | 244 | No | PV Modules | Soligent De-listing | 0 |  | De-Listing & Stock Qty Unavailable |  | Not Applicable
110-0870 | 110-0870 | Samsung, 247W PV Module, Bizlink,46mm Clear Frame, 60 Cell Mono, 15A Fuse, 600VDC, 222.8W PTC, LPC247SM-08 | 386.31 | 247 | No | PV Modules | Soligent De-listing | 0 |  | De-Listing & Stock Qty Unavailable |  | Not Applicable
110-0871 | 110-0871 | Samsung, 250W PV Module, MC4, 46mm Clear Frame, 60 Cell Mono, 15A Fuse, 600VDC, 225.6W PTC, PV-MBA1BG250 | 396.75 | 250 | No | PV Modules | Soligent De-listing | 0 |  | De-Listing & Stock Qty Unavailable |  | Not Applicable
110-0872 | 110-0872 | Samsung, 255W PV Module, MC4, 46mm Silver Frame, 60 Cell Mono, 15A Fuse, 600VDC, 230.2W PTC, PV-MBA1BG255 | 410.55 | 255 | No | PV Modules | Soligent De-listing | 0 |  | De-Listing & Stock Qty Unavailable |  | Not Applicable
110-0874 | 110-0874 | BenQ, 240W PV Module, TE, 40mm Clear Frame, 60 Cell Poly, 15A Fuse, 600VDC, 215.7W PTC, PM240P00-240, SPECIAL PRICING - LIMITED QUANTITY - ONLY WHILE SUPPLIES LAST | 160.8 | 240 | No | PV Modules | Soligent De-listing | 0 |  | De-Listing & Stock Qty Unavailable |  | Not Applicable
110-0875 | 110-0875 | BenQ, 240W PV Module, TE, 40mm Clear Frame, 60 Cell Poly, 15A Fuse, 600VDC, 215.7W PTC, USA MADE, PM240P00-240-USA | 397.44 | 240 | No | PV Modules | Soligent De-listing | 0 |  | De-Listing & Stock Qty Unavailable |  | Not Applicable
110-0876 | 110-0876 | BenQ, 245W PV Module, TE, 40mm Clear Frame, 60 Cell Poly, 15A Fuse, 600VDC, 220.3W PTC, PM240P00-245 | 345.45 | 245 | No | PV Modules | Soligent De-listing | 0 |  | De-Listing & Stock Qty Unavailable |  | Not Applicable
110-0879 | 110-0879 | BenQ, 260W PV Module, TE, 40mm Black Frame, BOW, 60 Cell Mono, 15A Fuse, 600VDC, 233.8W PTC, PM250M00-260 | 454.48 | 260 | No | PV Modules | Soligent De-listing | 0 |  | De-Listing & Stock Qty Unavailable |  | Not Applicable
110-0880 | 110-0880 | BenQ, 260W PV Module, TE F-M0, PV Wire, 40mm Clear Frame, 60 Cell Mono, 15A Fuse, 600VDC, 233.8W PTC, PM250M00-260 | 394.16 | 260 | No | PV Modules | Soligent De-listing | 0 |  | De-Listing & Stock Qty Unavailable |  | Not Applicable
110-0881 | 110-0881 | BenQ, 260W PV Module, TE, 40mm Black Frame on Black backsheet, BOB, 60 Cell Mono, 15A Fuse, 600VDC, 232.6W PTC, PM250M01-260 | 416 | 260 | No | PV Modules | Soligent De-listing | 0 |  | De-Listing & Stock Qty Unavailable |  | Not Applicable
110-0882 | 110-0882 | BenQ, 260W PV Module, TE F-M0, PV Wire, 40mm Black Frame on Black Backsheet, BOB, 60 Cell Mono, 15A Fuse, 600VDC, 232.6W PTC, PM250M01-260 | 454.48 | 260 | No | PV Modules | Soligent De-listing | 0 |  | De-Listing & Stock Qty Unavailable |  | Not Applicable
110-0883 | 110-0883 | BenQ, 265W PV Module, TE F-M0, PV Wire, 40mm Black Frame on White backsheet, BOW, 60 Cell Mono, 15A Fuse, 600VDC, 237.2W PTC, G2 PK Glass, PM250M01-265, SPECIAL PRICING - LIMITED QUANTITY - ONLY WHILE SUPPLIES LAST | 443.08 | 265 | No | PV Modules | Soligent De-listing | 0 |  | De-Listing & Stock Qty Unavailable |  | Not Applicable
110-0884 | 110-0884 | BenQ, 265W PV Module, TE F-M0, PV Wire, 40mm Black Frame on Black backsheet, BOB, 60 Cell Mono, 15A Fuse, 600VDC, 237.2W PTC, PM250M01-265 | 435.13 | 265 | No | PV Modules | Soligent De-listing | 0 |  | De-Listing & Stock Qty Unavailable |  | Not Applicable
110-0885 | 110-0885 | LG, 255W PV Module, MC4, 35mm Black Frame on White backsheet, BOW, 60 Cell Mono, 15A Fuse, 600VDC, 230.7W PTC, LG255S1C-G3 | 454.66 | 255 | No | PV Modules | Soligent De-listing | 0 |  | De-Listing & Stock Qty Unavailable |  | Not Applicable
110-0886 | 110-0886 | LG, 260W PV Module, MC4, 35mm Black Frame on White backsheet, BOW, 60 Cell Mono, 15A Fuse, 600VDC, 235.8W PTC, LG260S1C-A3, SPECIAL PRICING - LIMITED QUANTITY - ONLY WHILE SUPPLIES LAST | 206.24 | 260 | No | PV Modules | Soligent De-listing | 0 |  | De-Listing & Stock Qty Unavailable |  | Not Applicable
110-0887 | 110-0887 | Panasonic, 240W PV Module, MC4, PV Wire, 35mm Black Frame on White backsheet, BOW, 72 cell HIT, 15A Fuse, 600VDC, 223.5W PTC, VBHN240SA06B | 705.6 | 240 | No | PV Modules | Soligent De-listing | 0 |  | De-Listing & Stock Qty Unavailable |  | Not Applicable
110-0888 | 110-0888 | Samsung, 255W PV Module, MC4, 46mm Black Frame on White backsheet, BOW, 60 Cell Mono, 15A Fuse, 600VDC, 230.2W PTC, PV-MBA1CG255 | 410.55 | 255 | No | PV Modules | Soligent De-listing | 0 |  | De-Listing & Stock Qty Unavailable |  | Not Applicable
110-0889 | 110-0889 | Trina, 240W PV Module, MC4, 35mm Clear Frame, 60 Cell Poly, 15A Fuse, 600VDC, 218.2W PTC, TSM-240PA05 | 331.2 | 240 | No | PV Modules | Soligent De-listing | 0 |  | De-Listing & Stock Qty Unavailable |  | Not Applicable
110-0890 | 110-0890 | Trina, 245W PV Module, MC4, PV Wire, 35mm Black Frame with White Backsheet, BOW, 60 Cell Poly, 15A Fuse, 600VDC, 222.9W PTC, TSM-245PA05.08 | 338.1 | 245 | No | PV Modules | Soligent De-listing | 0 |  | De-Listing & Stock Qty Unavailable |  | Not Applicable
110-0891 | 110-0891 | Trina, 260W PV Module, MC4, 40mm Clear Frame, 60 Cell Poly, 15A Fuse, 600VDC, 238.5W PTC, TSM-260 PA05A | 370.76 | 260 | No | PV Modules | Soligent De-listing | 0 |  | De-Listing & Stock Qty Unavailable |  | Not Applicable
110-0892 | 110-0892 | SolarWorld, 270W PV Module, MC4, 31mm Black 2.5 Frame on Black backsheet, BOB, 60 Cell Mono, 16A Fuse, 600VDC, 240.2W PTC, Plus SW 270 Mono Black Version 2.5 Frame | 545 | 270 | No | PV Modules | Soligent De-listing | 0 |  | De-Listing & Stock Qty Unavailable |  | Not Applicable
110-0893 | 110-0893 | SolarWorld, 275W PV Module, MC4 & KSK4, 31mm Clear 2.5 Frame, 60 Cell Mono, 16A Fuse, 600VDC, 247.0W PTC, SW 275 Mono Clear v2.5 Frame | 525 | 275 | No | PV Modules | Soligent De-listing | 0 |  | De-Listing & Stock Qty Unavailable |  | Not Applicable
110-0894 | 110-0894 | BenQ, Duplicate of #110-0884, 265W PV Module, TE, 40mm Black Frame with Black Backsheet, BOB, 60 Cell Mono, 15A Fuse, 600VDC, 237.2W PTC, PM250M01-265 | 461 | 265 | No | PV Modules | Soligent De-listing | 0 |  | De-Listing & Stock Qty Unavailable |  | Not Applicable
110-0895 | 110-0895 | Trina, 245W PV Module, MC4, 35mm Black Frame with White Backsheet, 60 Cell Poly, 15A Fuse, 600VDC, 222.8W PTC, TSM-245PA05.08 | 432 | 245 | No | PV Modules | Soligent De-listing | 0 |  | De-Listing & Stock Qty Unavailable |  | Not Applicable
110-0896 | 110-0896 | Sharp, 245W PV Module, SMK, PV Wire, 46mm Clear XE Frame, 60 Cell Poly, 15A Fuse, 221.0W PTC, ND-245 QCJ, SPECIAL PRICING - LIMITED QUANTITY - ONLY WHILE SUPPLIES LAST | 388.08 | 245 | No | PV Modules | Soligent De-listing | 0 |  | De-Listing & Stock Qty Unavailable |  | Not Applicable
110-0897 | 110-0897 | Trina, 235W PV Module, MC4, PV Wire, 35mm Black Frame on Black backsheet, BOB, 60 Cell Poly, 15A Fuse, 600VDC, 213.5W PTC, TSM-235 PA05.05 | 427 | 235 | No | PV Modules | Soligent De-listing | 0 |  | De-Listing & Stock Qty Unavailable |  | Not Applicable
110-0898 | 110-0898 | BenQ, 245W PV Module, TE, 40mm Clear Frame, 60 Cell Poly, 15A Fuse, PM240P00-245W, SPECIAL PRICING - LIMITED QUANTITY - ONLY WHILE SUPPLIES LAST. PTC | 444 | 245 | No | PV Modules | Vendor De-listing | 0 |  | De-Listing & Stock Qty Unavailable |  | Not Applicable
110-0899 | 110-0899 | BenQ, 265W PV Module, PV4, 40mm Black Frame on Black backsheet, BOB, 60 Cell Mono, 15A Fuse, 600VDC, PM250M01-265, SPECIAL PRICING - LIMITED QUANTITY - ONLY WHILE SUPPLIES LAST | 201.4 | 265 | No | PV Modules | Soligent De-listing | 0 |  | De-Listing & Stock Qty Unavailable |  | Not Applicable
110-0900 | 110-0900 | Panasonic, 240W PV Module, MC4, PV Wire, 35mm Black Frame, 72 cell HIT, 15A Fuse, 600VDC, 223.5W PTC, VBHN240SA11 | 779 | 240 | No | PV Modules | Soligent De-listing | 0 |  | De-Listing & Stock Qty Unavailable |  | Not Applicable
110-0901 | 110-0901 | QCells, 255W PV Module, PV4, PV Wire, 35mm Black Frame, BOW, 60 Cell Poly, 20A Fuse, 1000VDC, 231.8 PTC, Q.PRO BFR-G3 255 | 224.4 | 255 | No | PV Modules | Vendor De-listing | 114.49 |  | De-Listing & Stock Qty Unavailable |  | Not Applicable
110-0901-B | 110-0901-B | "B Grade" QCells, 255W PV Module, PV4, PV Wire, 35mm Black Frame, BOW, 60 Cell Poly, 20A Fuse, 1000VDC, 231.8 PTC, Q.PRO BFR-G3 255 | 213.18 | 255 | No | PV Modules | Vendor De-listing | 108.77 |  | De-Listing & Stock Qty Unavailable |  | Not Applicable
110-0902 | 110-0902 | SolarWorld, 275W PV Module BAA, H4, PV Wire, 31mm Clear 2.5 Frame, 60 Cell Mono, 16A Fuse, 1000VDC, 247.0W PTC, SW275 Mono Clear | 539 | 275 | No | PV Modules | Vendor De-listing | 0 |  | De-Listing & Stock Qty Unavailable |  | Not Applicable
110-0903 | 110-0903 | Suniva, 255W PV Module, H4, PV Wire, 40mm Black Frame on White backsheet, BOW, 60 Cell Mono, 15A Fuse, 1000VDC, 227.8W PTC, OPT255-60-4-1B0-H4-40mm-BOW | 466.2 | 255 | No | PV Modules | Vendor De-listing | 0 |  | De-Listing & Stock Qty Unavailable |  | Not Applicable
110-0904 | 110-0904 | Hyundai, 300W PV Module, MC4, 50mm Clear Frame, 72 Cell Poly, 15A, 600VDC, 269.0W PTC, HiS-M300MI | 431 | 300 | No | PV Modules | Soligent De-listing | 0 |  | De-Listing & Stock Qty Unavailable |  | Not Applicable
110-0905 | 110-0905 | Canadian Solar, 255W PV Module, PV Wire, 12AWG, 40mm Black Frame, BOW, 60 Quartech Cell Poly, 15A Fuse, 600VDC, 231.0W PTC, CS6P-255P-4BB-Black Frame | 433.5 | 255 | No | PV Modules | Soligent De-listing | 0 |  | De-Listing & Stock Qty Unavailable |  | Not Applicable
110-0906 | 110-0906 | SolarWorld, 310W PV Module, KSK4, PV Wire, 46mm Clear Frame, 72 Cell Mono, 25A Fuse, 1000VDC, No PTC, SW310 XL Mono | 569 | 310 | No | PV Modules | Soligent De-listing | 0 |  | De-Listing & Stock Qty Unavailable |  | Not Applicable
110-0907 | 110-0907 | Suniva, 320W PV Module, PV Wire, 46mm Clear Frame, 72 cell Mono, 15A Fuse, 1000VDC, 282.5W PTC, OPT320-72-4-100 | 652.78 | 320 | No | PV Modules | Vendor De-listing | 0 |  | De-Listing & Stock Qty Unavailable |  | Not Applicable
110-0908 | 110-0908 | Suniva, 325W PV Module, PV Wire, 46mm Clear Frame, 72 cell Mono, 15A Fuse, 1000VDC, 287.1W PTC, OPT325-72-4-100 | 611 | 325 | No | PV Modules | Vendor De-listing | 0 |  | De-Listing & Stock Qty Unavailable |  | Not Applicable
110-0909 | 110-0909 | Canadian Solar, 310W PV Module, MC4-comparable, PV Wire, 40mm Silver Frame, 72 Cell Poly, 15A Fuse, 1000VDC, 285.0W PTC, CS6X-310P-VINO | 486.35 | 310 | No | PV Modules | Vendor De-listing | 0 |  | De-Listing & Stock Qty Unavailable |  | Not Applicable
110-0910 | 110-0910 | Canadian Solar, 310W Quartech PV Module, MC4-comparable, PV Wire, 40mm Clear Frame, 72 4-busbar Cell Poly, 15A Fuse, 1000VDC, 285.0W PTC, CS6X-310P-4BB | 540 | 310 | No | PV Modules | Vendor De-listing | 0 |  | De-Listing & Stock Qty Unavailable |  | Not Applicable
110-0911 | 110-0911 | QCells, 305W PV Module, PV4, PV Wire, 45mm Clear Frame, 72 Cell Poly, 20A Fuse, 1000VDC, 272.1W PTC, Q.PRO L 305 | 530.7 | 305 | No | PV Modules | Soligent De-listing | 0 |  | De-Listing & Stock Qty Unavailable |  | Not Applicable
110-0912 | 110-0912 | Suniva, 270W PV Module BAA, PV Wire, 40mm Clear Frame, 60 Cell Mono, 15A Fuse, 1000VDC, 240.3W PTC, OPT270-60-4-100-40mm-BAA | 550.78 | 270 | No | PV Modules | Vendor De-listing | 0 |  | De-Listing & Stock Qty Unavailable |  | Not Applicable
110-0913 | 110-0913 | Suniva, 270W PV Module BAA, PV Wire, 40mm Black Frame on Black backsheet, BOB, 60 Cell Mono, 15A Fuse, 1000VDC, 242.0W PTC, OPT270-60-4-1B0-40mm-BAA | 576.78 | 270 | No | PV Modules | Vendor De-listing | 0 |  | De-Listing & Stock Qty Unavailable |  | Not Applicable
110-0914 | 110-0914 | Suniva, 260W PV Module BAA, PV Wire, 40mm Black Frame on Black backsheet, BOB, 60 Cell Mono, 15A Fuse, 1000VDC, 232.8W PTC, OPT260-60-4-1B0-40mm-BAA | 506.38 | 260 | No | PV Modules | Vendor De-listing | 0 |  | De-Listing & Stock Qty Unavailable |  | Not Applicable
110-0915 | 110-0915 | Suniva, 265W PV Module BAA, PV Wire, 40mm Black Frame on Black backsheet, BOB, 60 Cell Mono, 15A Fuse, 1000VDC, 237.4W PTC, OPT265-60-4-1B0-40mm-BAA | 530 | 265 | No | PV Modules | Soligent De-listing | 0 |  | De-Listing & Stock Qty Unavailable |  | Not Applicable
110-0916 | 110-0916 | Canadian Solar, 260W PV Module, PV Wire, 12AWG, 40mm Black Frame on White Backsheet, BOW, 60 Cell Poly, 15A Fuse, 600VDC, 239.1W PTC, CS6P-260P-Black Frame | 416 | 260 | No | PV Modules | Vendor De-listing | 0 |  | De-Listing & Stock Qty Unavailable |  | Not Applicable
110-0917 | 110-0917 | Suniva, 325W PV Module BAA , PV Wire, 38mm Clear Frame, 72 cell Mono, 15A Fuse, 1000VDC, 287.1W PTC, OPT325-72-4-100-B-BAA | 648.98 | 325 | No | PV Modules | Vendor De-listing | 0 |  | De-Listing & Stock Qty Unavailable |  | Not Applicable
110-0918 | 110-0918 | Yingli Green Energy, PRODUCT CHANGE- DO NOT USE. 300W PV Module, MC4 compatible, PV Wire, 50mm Clear Frame, 72 Cell Poly, 15A Fuse, -0W to +5W, 600VDC, 270.7W PTC, YL300P-35b | 529 | 300 | No | PV Modules | Soligent De-listing | 0 |  | De-Listing & Stock Qty Unavailable |  | Not Applicable
110-0919 | 110-0919 | SolarWorld, 270W PV Module, H4, PV Wire, 31mm Clear 2.5 Frame, Glass on Glass, 60 Cell Mono, 16A Fuse, 1000VDC, 238.1 PTC,10 Yr Warr, Protect SW 270 Mono | 578 | 270 | No | PV Modules | Soligent De-listing | 0 |  | De-Listing & Stock Qty Unavailable |  | Not Applicable
110-0920 | 110-0920 | QCells, 285W PV Module,, PV Wire, 50mm Clear Frame, 72 Cell Poly, 15A Fuse, 600VDC, 259.2 PTC, Drop-ship only in pallet Quantity of 19, SM-285PC8 | 436 | 285 | No | PV Modules | Soligent De-listing | 0 |  | De-Listing & Stock Qty Unavailable |  | Not Applicable
110-0921 | 110-0921 | QCells, 290W PV Module,, PV Wire, 50mm Clear Frame, 72 Cell Poly, 15A Fuse, 600VDC, 263.9W PTC, Drop-ship only in pallet Qty. of 19, SM-290PC8 | 444 | 290 | No | PV Modules | Soligent De-listing | 0 |  | De-Listing & Stock Qty Unavailable |  | Not Applicable
110-0924 | 110-0924 | Astronergy, 290W PV Module, MH4 Ningbo connector, PV Wire, 50mm Clear Frame, 72 Cell Poly, 15A Fuse, NoPTC, 1000VDC, CHSM6612P-290 | 365.98 | 290 | No | PV Modules | Soligent De-listing | 0 |  | De-Listing & Stock Qty Unavailable |  | Not Applicable
110-0925 | 110-0925 | Conergy, 250W PV Module, MH4 Ningbo connector, PV Wire, 40mm Clear Frame, 60 Cell Poly, 15A Fuse, 1000VDC, 226.3W PTC, 10 Yr WARR, Conergy PH 250P | 396.47 | 250 | No | PV Modules | Soligent De-listing | 0 |  | De-Listing & Stock Qty Unavailable |  | Not Applicable
110-0926 | 110-0926 | Conergy, 255W PV Module, MH4 Ningbo connector, PV Wire, 40mm Clear Frame, 60 Cell Poly, 15A Fuse, 1000VDC, 230.9W PTC, 10 Yr WARR, Conergy PH 255P | 408 | 255 | No | PV Modules | Soligent De-listing | 0 |  | De-Listing & Stock Qty Unavailable |  | Not Applicable
110-0927 | 110-0927 | Conergy, 255W PV Module, MH4 Ningbo connector, PV Wire, 40mm Black Frame on White backsheet, BOW, 60 Cell Poly, 15A Fuse, 1000VDC, 230.9W PTC, 10 Yr WARR, Conergy PH 255P-Black Frame | 372.3 | 255 | No | PV Modules | Vendor De-listing | 0 |  | De-Listing & Stock Qty Unavailable |  | Not Applicable
110-0928 | 110-0928 | Conergy, 250W PV Module, H4, PV Wire, 40mm Clear Frame, 60 Cell Poly, 15A, 1000VDC,222.9 W PTC, 10 Yr WARR, Conergy PE 250P | 400.43 | 250 | No | PV Modules | Soligent De-listing | 0 |  | De-Listing & Stock Qty Unavailable |  | Not Applicable
110-0929 | 110-0929 | Conergy, 255W PV Module, H4, PV Wire, 40mm Clear Frame, 60 Cell Poly, 15A, 1000VDC, 227.5W PTC, 10 Yr WARR, Conergy PE 255P | 362.1 | 255 | No | PV Modules | Vendor De-listing | 0 |  | De-Listing & Stock Qty Unavailable |  | Not Applicable
110-0930 | 110-0930 | Conergy, 260W PV Module, H4, PV Wire, 40mm Clear Frame, 60 Cell Poly, 15A, 1000VDC, 232.1W PTC, 10 Yr WARR, Conergy PE 260P | 375.44 | 260 | No | PV Modules | Soligent De-listing | 0 |  | De-Listing & Stock Qty Unavailable |  | Not Applicable
110-0931 | 110-0931 | Conergy, 300W PV Module, H4, PV Wire, 45mm Clear Frame, 72 Cell Poly, 15A Fuse, 1000VDC, 268.7W PTC, 10 Yr WARR, CGY-52301, Conergy PE 300P | 467.48 | 300 | No | PV Modules | Soligent De-listing | 0 |  | De-Listing & Stock Qty Unavailable |  | Not Applicable
110-0932 | 110-0932 | Hyundai, 250W PV Module, Yukita connector, 35mm Black Frame on White backsheet, BOW, 60 Cell Poly, 15A Fuse, 600VDC, 222.3W PTC, 10 Yr WARR, HiS-M250MG(BK) | 425 | 250 | No | PV Modules | Soligent De-listing | 0 |  | De-Listing & Stock Qty Unavailable |  | Not Applicable
110-0933 | 110-0933 | SolarWorld, 250W PV Module BAA, H4, PV Wire, 31mm Clear 2.5 Frame, 60 Cell Poly, 15A Fuse, 1000VDC, No PTC, 10 Yr WARR, SW 250 Pro-series | 189.47 | 250 | No | PV Modules | Soligent De-listing | 0 |  | De-Listing & Stock Qty Unavailable |  | Not Applicable
110-0934 | 110-0934 | SolarWorld, Duplicte of # 110-0902, 275W PV Module, xx, xx, 31mm Clear 2.5 Frame, 60 Cell Mono, 15A Fuse, xxxVDC, 247W PTC, 10 Yr WARR, SW275 Mono | 539 | 275 | No | PV Modules | Soligent De-listing | 0 |  | De-Listing & Stock Qty Unavailable |  | Not Applicable
110-0935 | 110-0935 | SolarWorld, 270W PV Module BAA, H4, PV Wire, 31mm Black 2.5 Frame on Black backsheet, BOB, 60 Cell Mono, 16A Fuse, 1000VDC, 239.8W PTC, 10 Yr WARR, SW270 Mono BOB | 545.4 | 270 | No | PV Modules | Soligent De-listing | 0 |  | De-Listing & Stock Qty Unavailable |  | Not Applicable
110-0936 | 110-0936 | Suniva, 250W PV Module BAA, H4, PV Wire, 40mm Clear Frame, 60 Cell Poly, 15A Fuse, 600VDC, 227.5W PTC, 10 Yr WARR, MVX-250-60-5-701 | 416.74 | 250 | No | PV Modules | Soligent De-listing | 0 |  | De-Listing & Stock Qty Unavailable |  | Not Applicable
110-0937 | 110-0937 | SolarWorld, 315W PV Module TAA, KSK4, PV Wire, 46mm Clear Frame, 72 Cell Mono, 25A, 1000VDC, 275.6W PTC, 10 Yr WARR, SW315 XL Mono | 516.6 | 315 | No | PV Modules | Soligent De-listing | 0 |  | De-Listing & Stock Qty Unavailable |  | Not Applicable
110-0938 | 110-0938 | Conergy, 305W PV Module, H4, PV Wire, 45mm Clear Frame, 72 Cell Poly, 15A Fuse, 1000VDC, 273.4W PTC, 10 Yr WARR, Conergy PE 305P | 492 | 305 | No | PV Modules | Soligent De-listing | 0 |  | De-Listing & Stock Qty Unavailable |  | Not Applicable
110-0939 | 110-0939 | Conergy, 230W PV Module, H4, PV1-F, 50mm Clear Frame, Blue 60 Cell Poly, 20A Fuse, 600VDC, 207.6W PTC, 5 Yr WARR , Conergy P 230PA-Std Blue | 0 | 230 | No | PV Modules | Soligent De-listing | 0 |  | Not Applicable |  | Not Applicable
110-0940 | 110-0940 | Conergy, 235W PV Module, H4, PV1-F, 50mm Clear Frame, Blue 60 Cell Poly, 20A Fuse, 600VDC, 212.2W PTC, 5 Yr WARR , Conergy P 235PA-Std Blue | 0 | 235 | No | PV Modules | Soligent De-listing | 0 |  | Not Applicable |  | Not Applicable
110-0941 | 110-0941 | Conergy, 230W PV Module, H4, PV1-F, 50mm Clear Frame, Blue 60 Cell Poly, 20A Fuse, 600VDC, 207.6W PTC, 5 Yr WARR , Non Coated Glass, Conergy P 230PA-Dark Blue-H4 | 0 | 230 | No | PV Modules | Soligent De-listing | 0 |  | Not Applicable |  | Not Applicable
110-0942 | 110-0942 | Conergy, 230W PV Module, H4, PV1-F, 50mm Clear Frame, Blue 60 Cell Poly, 20A Fuse, 600VDC, VW PTC, 5 Yr WARR , Non Coated Glass, Conergy P 230PA-Std Blue-H4 | 0 | 230 | No | PV Modules | Soligent De-listing | 0 |  | Not Applicable |  | Not Applicable
110-0943 | 110-0943 | Conergy Canada, Custom Quote, Enter Quote Number and Custom Price | 0 |  | No | Other | Soligent De-listing | 0 |  | Not Applicable as per Item Classification |  | Not Applicable
110-0944 | 110-0944 | Hyundai Corporation USA, Custom Quote, Enter Quote Number and Custom Price | 0 |  | No | PV Modules | Soligent De-listing | 0 |  | Not Applicable |  | Not Applicable
110-0945 | 110-0945 | SolarWorld, Custom Quote, Enter Quote Number and Custom Price | 0 |  | No | PV Modules | Vendor De-listing | 0 |  | Not Applicable |  | Not Applicable
110-0946 | 110-0946 | JA Solar, 305W PV Module, H4, PV Wire, 45mm Clear Frame, 72 Cell Poly, 15A Fuse, 1000VDC, 273.4W PTC, 10 Yr WARR, JAP6 72-305/3BB | 475.27 | 305 | No | PV Modules | Soligent De-listing | 0 |  | De-Listing & Stock Qty Unavailable |  | Not Applicable
110-0947 | 110-0947 | Canadian Solar, 255W PV Module, MC4 Comparable, PV Wire, 40mm Silver Frame, 60 Cell Poly, 15A Fuse, 600VDC, 234.3W PTC, CS6P-255P | 392.7 | 255 | No | PV Modules | Vendor De-listing | 0 |  | De-Listing & Stock Qty Unavailable |  | Not Applicable
110-0948 | 110-0948 | Renesola, 255W PV Module, 40mm Clear Frame, 60 Cell Poly, 20A Fuse, 1000VDC, 233.5 PTC, JC255M-24/Bbh | 505 | 255 | No | PV Modules | Soligent De-listing | 0 |  | De-Listing & Stock Qty Unavailable |  | Not Applicable
110-0951 | 110-0951 | Trina, 310W PV Module, MC4, PV Wire, 40mm Silver Frame with White Backsheet, 72 Cell Poly, 15A Fuse, 1000VDC, 4mm glass, 282.5W PTC, TSM-310PD14 | 369.18 | 310 | No | PV Modules | Vendor De-listing | 0 |  | De-Listing & Stock Qty Unavailable |  | Not Applicable
110-0952 | 110-0952 | Trina, 250W PV Module, MC4, PV Wire, 35mm Black Frame with White Backsheet, BOW, 60 Cell Poly, 15A Fuse, 1000VDC, 227.5W PTC, TSM-250PD05.08 | 415 | 250 | No | PV Modules | Soligent De-listing | 0 |  | De-Listing & Stock Qty Unavailable |  | Not Applicable
110-0953 | 110-0953 | Trina, 255W PV Module, MC4, PV Wire, 35mm Black Frame with White Backsheet, BOW, 60 Cell Poly, 15A Fuse, 1000VDC, 232.2W PTC, TSM-255PD05.08 | 387.6 | 255 | No | PV Modules | Vendor De-listing | 0 |  | De-Listing & Stock Qty Unavailable |  | Not Applicable
110-0954 | 110-0954 | Trina, 260W PV Module, MC4, PV Wire, 35mm Black Frame with White Backsheet, BOW, 60 Cell Poly, 15A Fuse, 1000VDC, 236.9W PTC, TSM-260PD05.08 | 270.4 | 260 | No | PV Modules | Vendor De-listing | 0 |  | De-Listing & Stock Qty Unavailable |  | Not Applicable
110-0955 | 110-0955 | SolarWorld, 275W PV Module BAA, H4, PV Wire, 31mm Black 2.5 Frame on Black backsheet, BOB, 60 Large-Format Cell Mono, 16A Fuse, 1000VDC, 239.8W PTC, IQ1120, Plus 275 mono black | 456 | 275 | No | PV Modules | Vendor De-listing | 232.65 |  | De-Listing & Stock Qty Unavailable |  | Not Applicable
110-0956 | 110-0956 | Suniva, 275W PV Module, H4, PV Wire, 40mm Black Frame on Black backsheet, BOB, 60 Cell Mono, 15A Fuse, 1000VDC, 242.0W PTC, OPT275-60-4-1B0-H4-40mm | 533.5 | 275 | No | PV Modules | Vendor De-listing | 0 |  | De-Listing & Stock Qty Unavailable |  | Not Applicable
110-0957 | 110-0957 | Trina, 260W PV Module, MC4- compatible, PV Wire, 35mm Black Frame with White Backsheet, BOW, 60 Cell Poly, 15A Fuse, 600VDC, 236.9W PTC, TSM-260PA05.08-600VDC | 434 | 260 | No | PV Modules | Soligent De-listing | 0 |  | De-Listing & Stock Qty Unavailable |  | Not Applicable
110-0958 | 110-0958 | SolarWorld, 280W PV Module BAA, H4, PV Wire, 31mm Clear 2.5 Frame, 60 Large-Format Cell Mono, 16A Fuse, 1000VDC, 251.2W PTC, IR1124 | 543.2 | 280 | No | PV Modules | Vendor De-listing | 0 |  | De-Listing & Stock Qty Unavailable |  | Not Applicable
110-0959 | 110-0959 | Trina, 250W PV Module, MC4, PV Wire, 6mm Frameless Dual Glass, 60 Cell Poly, 15A Fuse, 1000VDC, 230.4W PTC, TSM-250PDG5 | 421 | 250 | No | PV Modules | Soligent De-listing | 0 |  | De-Listing & Stock Qty Unavailable |  | Not Applicable
110-0960 | 110-0960 | Trina, 255W PV Module, MC4, PV Wire, 6mm Frameless Dual Glass, 60 Cell Poly, 15A Fuse, 1000VDC, 235.1W PTC, TSM-255PDG5 | 435 | 255 | No | PV Modules | Soligent De-listing | 0 |  | De-Listing & Stock Qty Unavailable |  | Not Applicable
110-0961 | 110-0961 | SolarWorld, 280W PV Module BAA, H4, PV Wire, 31mm Black 2.5 Frame on Black backsheet, BOB, 60 Large-Format Cell Mono, 16A Fuse, 1000VDC, No PTC, IQ1124 | 582.4 | 280 | No | PV Modules | Vendor De-listing | 0 |  | De-Listing & Stock Qty Unavailable |  | Not Applicable
110-0962 | 110-0962 | SolarWorld, 285W PV Module BAA, H4, PV Wire, 31mm Clear 2.5 Frame, 60 Large-Format Cell Mono, 16A Fuse, 1000VDC, 255.8W PTC, IR1148 | 552.9 | 285 | No | PV Modules | Vendor De-listing | 0 |  | De-Listing & Stock Qty Unavailable |  | Not Applicable
110-0963 | 110-0963 | Suniva, 275W PV Module BAA, MC4 compatible, PV Wire, 40mm Black Frame on Black backsheet, BOB, 60 Cell Mono, 15A Fuse, 1000VDC, 246.2W PTC, OPT275-B40-B3A01 | 497.72 | 275 | No | PV Modules | Vendor De-listing | 0 |  | De-Listing & Stock Qty Unavailable |  | Not Applicable
110-0964 | 110-0964 | Suniva, 275W PV Module BAA, PV Wire, 40mm Clear Frame, 60 Cell Mono, 15A Fuse, 1000VDC, 244.5W PTC, OPT275-S40-W3A01 | 517 | 275 | No | PV Modules | Soligent De-listing | 0 |  | De-Listing & Stock Qty Unavailable |  | Not Applicable
110-0965 | 110-0965 | SolarWorld, 275W PV Module BAA, H4, PV Wire, 33mm Black 4.0 Frame on Black backsheet, BOB, 60 Large-Format Cell Mono, 16A Fuse, 1000VDC, 239.8W PTC, IQ1120-33mm, Plus 275 mono black | 528 | 275 | No | PV Modules | Vendor De-listing | 0 |  | De-Listing & Stock Qty Unavailable |  | Not Applicable
110-0966 | 110-0966 | SolarWorld, 280W PV Module BAA, H4, PV Wire, 33mm Clear 4.0 Frame, 60 Large-Format Cell Mono, 16A Fuse, 1000VDC, 252.9W PTC, IR1124-33mm | 509.6 | 280 | No | PV Modules | Soligent De-listing | 0 |  | De-Listing & Stock Qty Unavailable |  | Not Applicable
110-0967 | 110-0967 | SolarWorld, 280W PV Module BAA, H4, PV Wire, 33mm Black 4.0 Frame on Black backsheet, BOB, 60 Large-Format Cell Mono, 25A Fuse, 1000VDC, 251WPTC, 82000048, Plus 280 mono black | 436.8 | 280 | No | PV Modules | Vendor De-listing | 222.86 |  | De-Listing & Stock Qty Unavailable |  | Not Applicable
110-0967-B | 110-0967-B | "B-Grade" SolarWorld, 280W PV Module BAA, H4, PV Wire, 33mm Black 4.0 Frame on Black backsheet, BOB, 60 Large-Format Cell Mono, 25A Fuse, 1000VDC, 251WPTC, 82000048, Plus 280 mono black | 220.72 | 280 | No | PV Modules | Soligent De-listing | 209.58 |  | De-Listing & Stock Qty Unavailable |  | Not Applicable
110-0967-B : 110-0967-B_S | 110-0967-B_S | "B-Grade" SolarWorld, 280W PV Module BAA, H4, PV Wire, 33mm Black 4.0 Frame on Black backsheet, BOB, 60 Large-Format Cell Mono, 25A Fuse, 1000VDC, 251WPTC, 82000048, Plus 280 mono black | 220.72 | 280 | No | PV Modules | Soligent De-listing | 209.58 |  | De-Listing & Stock Qty Unavailable |  | Not Applicable
110-0968 | 110-0968 | SolarWorld, 285W PV Module BAA, H4, PV Wire, 33mm Clear 4.0 Frame, 60 Large-Format Cell Mono, 16A Fuse, 1000VDC, 257.6W W PTC, 82000070, Plus 285 mono | 421.8 | 285 | No | PV Modules | Vendor De-listing | 215.2 |  | De-Listing & Stock Qty Unavailable |  | Not Applicable
110-0968-B | 110-0968-B | "B Grade" SolarWorld, 285W PV Module BAA, H4, PV Wire, 33mm Clear 4.0 Frame, 60 Large-Format Cell Mono, 16A Fuse, 1000VDC, 257.6W W PTC, 82000070, Plus 285 mono | 400.72 | 285 | No | PV Modules | Vendor De-listing | 204.45 |  | De-Listing & Stock Qty Unavailable |  | Not Applicable
110-0969 | 110-0969 | QCells, 305W PV Module, PV4, 45mm Clear Frame, 72 Cell Poly, 1000VDC, Q.PROL-G2 305 | 492 | 305 | No | PV Modules | Soligent De-listing | 0 |  | De-Listing & Stock Qty Unavailable |  | Not Applicable
110-0970 | 110-0970 | QCells, 265W PV Module, PV4, PV Wire, 35mm Black Frame, BOW, 60 Cell Poly, 20A Fuse, xxxVDC, 241.1 W PTC, Q.PRO BFR-G3 265 | 449 | 265 | No | PV Modules | Soligent De-listing | 0 |  | De-Listing & Stock Qty Unavailable |  | Not Applicable
110-0971 | 110-0971 | Canadian Solar, 255W PV Module TAA, LIMITED SUPPLY, PV Wire, 12AWG, 40mm Black Frame on White Backsheet, BOW 60 Cell Poly, 15A Fuse, 1000VDC, 231.0W PTC, CS6P-255P-Black Frame-CAMO | 153 | 255 | No | PV Modules | Vendor De-listing | 0 |  | De-Listing & Stock Qty Unavailable |  | Not Applicable
110-0972 | 110-0972 | Canadian Solar, 260W PV Module TAA, PV Wire, 12AWG, 40mm Black Frame on White Backsheet, BOW, 60 Cell Poly, 15A Fuse, 1000VDC, 239.1W PTC, CS6P-260P-Black Frame-CAMO | 405.6 | 260 | No | PV Modules | Vendor De-listing | 0 |  | De-Listing & Stock Qty Unavailable |  | Not Applicable
110-0973 | 110-0973 | Canadian Solar, 260W PV Module, PV Wire, 12AWG, 40mm Silver Frame, 60 Cell Poly, 15A Fuse, 600VDC, 239.1W PTC, CS6P-260P | 440 | 260 | No | PV Modules | Soligent De-listing | 0 |  | De-Listing & Stock Qty Unavailable |  | Not Applicable
110-0974 | 110-0974 | QCells, 275W PV Module, PV4, PV Wire, 35mm Black Frame, with Black Backsheet, BOB, 60 Cell Mono, 20A Fuse, 1000VDC, 247.1W PTC, Q.PEAK-BLK G3 275 | 352 | 275 | No | PV Modules | Vendor De-listing | 0 |  | De-Listing & Stock Qty Unavailable |  | Not Applicable
110-0975 | 110-0975 | Suniva, 275W PV Module BAA, PV Wire, 40mm Clear Frame, 60 Cell Mono, 15A Fuse, 1000VDC, 244.5W PTC, OPT275-60-4-100-40mm-BAA | 446 | 275 | No | PV Modules | Vendor De-listing | 0 |  | De-Listing & Stock Qty Unavailable |  | Not Applicable
110-0976 | 110-0976 | QCells, 265W PV Module, PV4, PV Wire, 32mm Black Frame, BOW, 60 Cell Poly, 20A Fuse, 1000VDC, 240.1W PTC, Q.PRO BFR-G4 265 | 449 | 265 | No | PV Modules | Vendor De-listing | 0 |  | De-Listing & Stock Qty Unavailable |  | Not Applicable
110-0977 | 110-0977 | SolarWorld, 270W PV Module, H4, PV Wire, 31mm Black 2.5 Frame on Black backsheet, BOB, 60 Cell Mono, 16A Fuse, 1000VDC, Glass-Glass, 241.2W W PTC, Protect SW 270 MONO BOB | 600 | 270 | No | PV Modules | Soligent De-listing | 0 |  | De-Listing & Stock Qty Unavailable |  | Not Applicable
110-0978 | 110-0978 | QCells, 270W PV Module, PV4, PV Wire, 35mm Black Frame, black backsheet, BOB, 60 Cell Mono, 20A Fuse, 1000VDC, 241.8W PTC, Qty. 1, Q.PEAK-BLK G3 270 | 469.8 | 270 | No | PV Modules | Vendor De-listing | 0 |  | De-Listing & Stock Qty Unavailable |  | Not Applicable
110-0979 | 110-0979 | Canadian Solar, 310W PV Module TAA, MC4-comparable, PV Wire, 40mm Silver Frame, 72 Cell Poly, 15A Fuse, 1000VDC, 285.0W PTC, CS6X-310P-CAMO | 481 | 310 | No | PV Modules | Vendor De-listing | 0 |  | De-Listing & Stock Qty Unavailable |  | Not Applicable
110-0980 | 110-0980 | Canadian Solar, 260W PV Module, PV Wire, 12AWG, 40mm Black Frame on White Backsheet, BOW, 60 Cell Poly, 15A Fuse, 1000VDC, 239.1W PTC, CS6P-260P-Black Frame-1000VDC-VINO | 405.6 | 260 | No | PV Modules | Vendor De-listing | 0 |  | De-Listing & Stock Qty Unavailable |  | Not Applicable
110-0981 | 110-0981 | Canadian Solar, 255W PV Module, PV Wire, 12AWG, 40mm Black Frame, BOW, 60 Cell Poly, 15A Fuse, 1000VDC, 231.0W PTC, CS6P-255P-Black Frame-1000VDC-VINO | 387.6 | 255 | No | PV Modules | Soligent De-listing | 0 |  | De-Listing & Stock Qty Unavailable |  | Not Applicable
110-0982 | 110-0982 | ZNShine, 300W PV Module, MC4-compatible, PV Wire, 50mm Clear Frame, 72 Cell Poly, 15A Fuse, 1000VDC, 267.2W PTC, ZXP6-72-300/P | 445 | 300 | No | PV Modules | Soligent De-listing | 0 |  | De-Listing & Stock Qty Unavailable |  | Not Applicable
110-0983 | 110-0983 | ZNShine, 305W PV Module, MC4-compatible, PV Wire, 50mm Clear Frame, 72 Cell Poly, 15A Fuse, 1000VDC, 271.8W PTC, ZXP6-72-305/P | 452 | 305 | No | PV Modules | Soligent De-listing | 0 |  | De-Listing & Stock Qty Unavailable |  | Not Applicable
110-0984 | 110-0984 | SolarWorld, 250W PV Module, H4, PV Wire, 31mm Clear 2.5 Frame, 60 Cell Poly, 15A Fuse, 1000VDC, No PTC, 10 Yr WARR, SW 250 Pro-series | 441 | 250 | No | PV Modules | Soligent De-listing | 0 |  | De-Listing & Stock Qty Unavailable |  | Not Applicable
110-0985 | 110-0985 | Suniva, 270W PV Module BAA, H4, PV Wire, 40mm Black Frame on Black backsheet, BOB, 60 Cell Mono, 15A Fuse, 1000VDC, 242.0W PTC, OPT270-B40-B3A01 | 447.95 | 270 | No | PV Modules | Vendor De-listing | 0 |  | De-Listing & Stock Qty Unavailable |  | Not Applicable
110-0986 | 110-0986 | SolarWorld, 320W PV Module, H4, PV Wire, 33mm Clear Frame, 72 Cell Mono, 25A Fuse, 1000VDC, 281.5 PTC, SW320 XL Mono | 528 | 320 | No | PV Modules | Soligent De-listing | 0 |  | De-Listing & Stock Qty Unavailable |  | Not Applicable
110-0987 | 110-0987 | QCells, 270W PV Module, PV4, PV Wire, 35mm Clear Frame, 60 Cell Poly, 20A Fuse, 1000VDC, 246.1 PTC, Q.PLUS-G3 270 | 457 | 270 | No | PV Modules | Soligent De-listing | 0 |  | De-Listing & Stock Qty Unavailable |  | Not Applicable
110-0988 | 110-0988 | QCells, 275W PV Module, PV4, PV Wire, 35mm Clear Frame, 60 Cell Poly, 20A Fuse, 1000VDC, 250.8 PTC, Q.PLUS-G3 275 | 472 | 275 | No | PV Modules | Vendor De-listing | 0 |  | De-Listing & Stock Qty Unavailable |  | Not Applicable
110-0989 | 110-0989 | Suniva, 280W PV Module BAA, MC4 compatible, PV Wire, 40mm Black Frame on Black backsheet, LIMITED SUPPLY, BOB, 60 Cell Mono, 15A Fuse, 1000VDC, No PTC, OPT280-60-4-1B0-40mm-BAA | 509.6 | 280 | No | PV Modules | Vendor De-listing | 0 |  | De-Listing & Stock Qty Unavailable |  | Not Applicable
110-0991 | 110-0991 | Trina, 305W PV Module, MC4, PV Wire, 40mm Silver Frame with White Backsheet, 72 Cell Poly, 15A Fuse, 1000VDC, 3.2mm glass, 4BB, 276.2W PTC, TSM-305PD14 | 475.8 | 305 | No | PV Modules | Soligent De-listing | 0 |  | De-Listing & Stock Qty Unavailable |  | Not Applicable
110-0992 | 110-0992 | Trina, 310W PV Module, MC4, PV Wire, 40mm Silver Frame with White Backsheet, 72 Cell Poly, 15A Fuse, 1000VDC, 3.2mm glass, 4BB, 282.5W PTC, TSM-310PD14 | 483.6 | 310 | No | PV Modules | Soligent De-listing | 0 |  | De-Listing & Stock Qty Unavailable |  | Not Applicable
110-0993 | 110-0993 | SolarWorld, 250W PV Module, MC4-compatible, PV Wire, 31mm Clear 2.0 Frame, 60 Cell Poly, 16A Fuse, 1000VDC, 224.7 PTC, 10 Yr WARR, SW250 Poly2.0 Pro | 365 | 250 | No | PV Modules | Vendor De-listing | 0 |  | De-Listing & Stock Qty Unavailable |  | Not Applicable
110-0994 | 110-0994 | Astronergy, 250W PV Module, 40mm Silver Frame, 60 Cell Poly, 20A Fuse, 600VDC, CHSM6610PR-250 | 0 | 250 | No | PV Modules | Soligent De-listing | 0 |  | Not Applicable |  | Not Applicable
110-0995 | 110-0995 | SolarWorld, 260W PV Module TAA, H4, PV Wire, 33mm Black 4.0 Frame on white backsheet, BOW, 60 Cell Poly, Small cell (6.14in), 25A Fuse, 1000VDC, 230.9W PTC, 10037627, Poly Pro 260 | 231 | 260 | No | PV Modules | Soligent De-listing | 0 |  | De-Listing & Stock Qty Unavailable |  | Not Applicable
110-0996 | 110-0996 | Canadian Solar, 265W PV Module, PV Wire, 12AWG, MC4-comparable, 40mm Black Frame on White Backsheet, BOW, 60 Cell Poly, 15A Fuse, 1000VDC, 243.8W PTC, CS6P-265P-Black Frame-1000VDC-VINO | 402 | 265 | No | PV Modules | Vendor De-listing | 0 |  | De-Listing & Stock Qty Unavailable |  | Not Applicable
110-0997 | 110-0997 | Canadian Solar, 315W PV Module, MC4-comparable, PV Wire, 12AWG, 40mm Silver Frame, 72 Cell Poly, 15A Fuse, 1000VDC, 289.7W PTC, CS6X-315P-VINO | 500.86 | 315 | No | PV Modules | Soligent De-listing | 0 |  | De-Listing & Stock Qty Unavailable |  | Not Applicable
110-0999 | 110-0999 | SolarWorld, 290W PV Module BAA, H4, PV Wire, 33mm Clear 4.0 Frame, 60 Large-Format Cell Mono, 25A Fuse, 5BB, 1000VDC, 262.2W W PTC, 82000257, Plus 290 mono 5BB | 429.2 | 290 | No | PV Modules | Vendor De-listing | 0 |  | De-Listing & Stock Qty Unavailable |  | Not Applicable
110-1000 | 110-1000 | Trina, 315W PV Module, H4, PV Wire, 40mm Silver Frame with White Backsheet, 72 Cell Poly, 15A Fuse, 1000VDC, 3.2mm glass, 4BB, 289.5W PTC, TSM-315PD14 | 321.3 | 315 | No | PV Modules | Soligent De-listing | 0 |  | De-Listing & Stock Qty Unavailable |  | Not Applicable
110-1001 | 110-1001 | Suniva, 280W PV Module BAA, PV Wire, 40mm Clear Frame, 60 Cell Mono, 15A Fuse, 1000VDC, 249.1W PTC, OPT280-60-4-100 | 514 | 280 | No | PV Modules | Vendor De-listing | 0 |  | De-Listing & Stock Qty Unavailable |  | Not Applicable
110-1002 | 110-1002 | Suniva, 285W PV Module BAA, PV Wire, 40mm Clear Frame, 60 Cell Mono, 15A Fuse, 1000VDC, No PTC, OPT285-60-4-100 | 493 | 285 | No | PV Modules | Vendor De-listing | 0 |  | De-Listing & Stock Qty Unavailable |  | Not Applicable
110-1003 | 110-1003 | Suniva, 330W PV Module BAA , PV Wire, 38mm Clear Frame, 72 cell Mono, 15A Fuse, 1000VDC, 291.7W PTC, OPT330-72-4-100 | 606 | 330 | No | PV Modules | Vendor De-listing | 0 |  | De-Listing & Stock Qty Unavailable |  | Not Applicable
110-1004 | 110-1004 | QCells, 275W PV Module, MC4, PV Wire, 32mm Black Frame, BOW, 60 Cell Poly, 20A Fuse, 1000VDC, 252.0W PTC, Q.PLUS BFR-G4.1 275 | 308 | 275 | No | PV Modules | Vendor De-listing | 0 |  | De-Listing & Stock Qty Unavailable |  | Not Applicable
110-1005 | 110-1005 | QCells, 280W PV Module, PV4, PV Wire, 32mm Black Frame, BOW, 60 Cell Poly, 20A Fuse, 1000VDC, No PTC, Q.PLUS-G4 280 | 308 | 280 | No | PV Modules | Vendor De-listing | 0 |  | De-Listing & Stock Qty Unavailable |  | Not Applicable
110-1006 | 110-1006 | SolarWorld, 320W PV Module TAA, H4, PV Wire, 33mm Clear Frame, 72 Cell Mono, 25A Fuse, 1000VDC, 290.6W PTC, YWA1712 | 499.2 | 320 | No | PV Modules | Soligent De-listing | 0 |  | De-Listing & Stock Qty Unavailable |  | Not Applicable
110-1007 | 110-1007 | SolarWorld, 320W PV Module, H4, PV Wire, 33mm Clear Frame, 72 Cell Mono, 25A Fuse, 1000VDC, 290.6W PTC, YWC1712, 320 XL mono-Thai | 499.2 | 320 | No | PV Modules | Soligent De-listing | 0 |  | De-Listing & Stock Qty Unavailable |  | Not Applicable
110-1008 | 110-1008 | SolarWorld, 325W PV Module, H4, PV Wire, 33mm Clear Frame, 72 Cell Mono, 25A Fuse, 1000VDC, 295.2W PTC, SW325 XL Mono | 507 | 325 | No | PV Modules | Soligent De-listing | 0 |  | De-Listing & Stock Qty Unavailable |  | Not Applicable
110-1009 | 110-1009 | SolarWorld, 325W PV Module TAA, H4, PV Wire, 33mm Clear Frame, 72 Cell Mono, 25A Fuse, 1000VDC, 295.2W PTC, SW325 XL Mono-DE | 523 | 325 | No | PV Modules | Soligent De-listing | 0 |  | De-Listing & Stock Qty Unavailable |  | Not Applicable
110-1010 | 110-1010 | SolarWorld, 325W PV Module, H4, PV Wire, 33mm Clear Frame, 72 Cell Mono, 25A Fuse, 1000VDC, 295.2W PTC, 325 XL mono-Thai | 512 | 325 | No | PV Modules | Vendor De-listing | 0 |  | De-Listing & Stock Qty Unavailable |  | Not Applicable
110-1011 | 110-1011 | SolarWorld, 300W PV Module BAA, H4, PV Wire, 33mm Clear 4.0 Frame, 60 Large-Format Cell Mono, 25A Fuse, 5BB, 1000VDC, 273.1W PTC, 82000244, Plus 300 mono 5BB | 408 | 300 | No | PV Modules | Vendor De-listing | 0 |  | De-Listing & Stock Qty Unavailable |  | Not Applicable
110-1012 | 110-1012 | QCells, 305W PV Module, PV4, 40mm Clear Frame, 72 Cell Poly, 20A Fuse, 1000VDC, 274.6W PTC, Q.PROL-G2 305-40mm | 466 | 305 | No | PV Modules | Soligent De-listing | 0 |  | De-Listing & Stock Qty Unavailable |  | Not Applicable
110-1013 | 110-1013 | QCells, 310W PV Module, PV4, 40mm Clear Frame, 72 Cell Poly, 20A Fuse, 1000VDC, 279.3W PTC, Q.PROL-G2 310-40mm | 481 | 310 | No | PV Modules | Soligent De-listing | 0 |  | De-Listing & Stock Qty Unavailable |  | Not Applicable
110-1014 | 110-1014 | QCells, 260W PV Module, PV4, PV Wire, 32mm Black Frame, BOW, 60 Cell Poly, 20A Fuse, 1000VDC, 235.4W PTC, Q.Pro BFR G4 260 | 254.8 | 260 | No | PV Modules | Vendor De-listing | 0 |  | De-Listing & Stock Qty Unavailable |  | Not Applicable
110-1015 | 110-1015 | SolarWorld, 340W PV Module, H4, PV Wire, 33mm Clear Frame, 72 Cell Mono, 20A Fuse, 1000VDC, 309.4W PTC, 82000134, SW340 XL Mono-(DE) | 496.4 | 340 | No | PV Modules | Vendor De-listing | 0 |  | De-Listing & Stock Qty Unavailable |  | Not Applicable
110-1016 | 110-1016 | SolarWorld, 260W PV Module H4, PV Wire, 33mm Black 4.0 Frame on Black backsheet, BOB, 60 Cell Poly, Small cell (6.14in), 25A Fuse, 1000VDC,W PTC, SW260 Poly Pro BOB | 0 | 260 | No | PV Modules | Soligent De-listing | 0 |  | Not Applicable |  | Not Applicable
110-1017 | 110-1017 | QCells, 315W PV Module, PV4, 40mm Clear Frame, 72 Cell Poly, 20A Fuse, 1000VDC, 288.5W PTC, Q.PROL-G2 315-40mm | 0 | 315 | No | PV Modules | Soligent De-listing | 0 |  | Not Applicable |  | Not Applicable
110-1018 | 110-1018 | Canadian Solar, 260W PV Module, PV Wire, 40mm Black Frame on black backsheet, BOB, 60 Cell Mono, 15A Fuse, 1000VDC, 237.3W PTC, CS6K-260M-BOB | 474 | 260 | No | PV Modules | Soligent De-listing | 0 |  | De-Listing & Stock Qty Unavailable |  | Not Applicable
110-1019 | 110-1019 | Canadian Solar, 320W PV Module, MC4-comparable, PV Wire, 12AWG, 40mm Silver Frame, 72 Cell Poly, 15A Fuse, 1000VDC, No PTC, CS6X-320P-VINO | 470.4 | 320 | No | PV Modules | Soligent De-listing | 0 |  | De-Listing & Stock Qty Unavailable |  | Not Applicable
110-1020 | 110-1020 | Canadian Solar, 265W PV Module, MC4-comparable, PV Wire, 12AWG, 40mm Black Frame on White backsheet, BOW, 60 Cell Poly, 15A Fuse, 1000VDC, 243.8W PTC, CS6P-265P-VINO | 386.9 | 265 | No | PV Modules | Soligent De-listing | 0 |  | De-Listing & Stock Qty Unavailable |  | Not Applicable
110-1021 | 110-1021 | Suniva, 280W PV Module, MC4 compatible, PV Wire, 35mm Black Frame on Black backsheet, BOB, 60 Cell Mono, 15A Fuse, 1000VDC, 249.9W PTC, OPT280-60-4-1B0 | 509.6 | 280 | No | PV Modules | Vendor De-listing | 0 |  | De-Listing & Stock Qty Unavailable |  | Not Applicable
110-1022 | 110-1022 | Suniva, 285W PV Module, MC4 compatible, PV Wire, 35mm Clear Frame, 60 Cell Mono, 15A Fuse, 1000VDC, 258.2W PTC, OPT285- 60-4-100 | 518.7 | 285 | No | PV Modules | Vendor De-listing | 0 |  | De-Listing & Stock Qty Unavailable |  | Not Applicable
110-1023 | 110-1023 | SolarWorld, 275W PV Module, H4, PV Wire, 33mm Black 4.0 Frame on Black backsheet, BOB, 60 Large-Format Cell Mono, 25A Fuse, 1000VDC, 245.9W PTC, Protect SW275 Mono BOB | 628 | 275 | No | PV Modules | Soligent De-listing | 0 |  | De-Listing & Stock Qty Unavailable |  | Not Applicable
110-1024 | 110-1024 | SolarWorld, 260W PV Module BAA, H4, PV Wire, 33mm Black 4.0 Frame on white backsheet, BOW, 60 Cell Poly, Small cell (6.14in), 25A Fuse, 1000VDC, 230.9W PTC, SW260 Poly Pro WOB-BAA | 395.2 | 260 | No | PV Modules | Soligent De-listing | 0 |  | De-Listing & Stock Qty Unavailable |  | Not Applicable
110-1025 | 110-1025 | Trina, 265W PV Module, MC4, PV Wire, 35mm Black Frame with White Backsheet, BOW, 60 Cell Poly, 15A Fuse, 1000VDC, 243.2W PTC, TSM-265PD05.08 | 408.1 | 265 | No | PV Modules | Soligent De-listing | 0 |  | De-Listing & Stock Qty Unavailable |  | Not Applicable
110-1026 | 110-1026 | SolarWorld, 285W PV Module H4, PV Wire, 33mm Black 4.0 Frame on black backsheet, BOB, 60 Cell Large-Format Mono, 3BB, 16A Fuse, 1000VDC, 255.6W PTC, 10001746 | 584 | 285 | No | PV Modules | Vendor De-listing | 0 |  | De-Listing & Stock Qty Unavailable |  | Not Applicable
110-1027 | 110-1027 | SolarWorld, 285W PV Module BAA, H4/UTX, PV Wire, 33mm Black Frame on Black Backsheet, BOB, 60 Cell Mono PERC, 15A Fuse, 1000V, 5BB, 261.4W PTC, Plus 285 Mono Black, 82000248 | 218.4 | 285 | No | PV Modules | Vendor De-listing | 111.43 |  | De-Listing & Stock Qty Unavailable |  | Not Applicable
110-1027-B | 110-1027-B | "B Grade" SolarWorld, 285W PV Module BAA, H4/UTX, PV Wire, 33mm Black Frame on Black Backsheet, BOB, 60 Cell Mono PERC, 15A Fuse, 1000V, 5BB, 261.4W PTC, Plus 285 Mono Black, 82000248 | 110.36 | 285 | No | PV Modules | Soligent De-listing | 104.79 |  | De-Listing & Stock Qty Unavailable |  | Not Applicable
110-1027-B : 110-1027-B_S | 110-1027-B_S | "B Grade" SolarWorld, 285W PV Module BAA, H4/UTX, PV Wire, 33mm Black Frame on Black Backsheet, BOB, 60 Cell Mono PERC, 15A Fuse, 1000V, 5BB, 261.4W PTC, Plus 285 Mono Black, 82000248 | 110.36 | 285 | No | PV Modules | Soligent De-listing | 104.79 |  | De-Listing & Stock Qty Unavailable |  | Not Applicable
110-1028 | 110-1028 | SolarWorld, 285W PV Module TAA, H4, PV Wire, 33mm Black 4.0 Frame, 60 Cell Large-Format Mono, 5BB, 16A Fuse, 1000VDC, 255.6W PTC, (# duplicate of 110-1027: 10026271) | 584 | 285 | No | PV Modules | Soligent De-listing | 0 |  | De-Listing & Stock Qty Unavailable |  | Not Applicable
110-1029 | 110-1029 | Canadian Solar, 270W PV Module, PV Wire, MC4-comparable, 40mm Black Frame on White Backsheet, BOW, 60 Cell Mono, 15A Fuse, 1000VDC, 4BB, No PTC, CS6K-270M | 396.9 | 270 | No | PV Modules | Soligent De-listing | 0 |  | De-Listing & Stock Qty Unavailable |  | Not Applicable
110-1030 | 110-1030 | Canadian Solar, 275W PV Module, PV Wire, MC4-comparable, 40mm Black Frame on White Backsheet, BOW, 60 Cell Mono, 15A Fuse, 1000VDC, 4BB, No PTC, CS6K-275M | 349.99 | 275 | No | PV Modules | Vendor De-listing | 0 |  | De-Listing & Stock Qty Unavailable |  | Not Applicable
110-1031 | 110-1031 | Peimar, 270W PV Module, MC4 compatible, PV Wire, 40mm Black Frame, BOW, 60 Cell Poly, 15A Fuse, 3 or 4 BB, 1000VDC, 245.0W PTC, Qty. 1, SG270P | 291.6 | 270 | No | PV Modules | Soligent De-listing | 0 |  | De-Listing & Stock Qty Unavailable |  | Not Applicable
110-1032 | 110-1032 | Panasonic, 325W PV Module, MC4, PV Wire, 35mm Black Frame on White backsheet, BOW, 96 cell HIT, 15A Fuse, 600VDC, 301.2W PTC, VBHN325SA16 | 487.5 | 325 | No | PV Modules | Vendor De-listing | 0 |  | De-Listing & Stock Qty Unavailable |  | Not Applicable
110-1033 | 110-1033 | Canadian Solar, 270W PV Module, PV Wire, MC4-comparable, 40mm Black Frame on Black Backsheet, BOB, 60 Cell Mono, 15A Fuse, 1000VDC, 5BB, 245.5PTC, CS6K-M All Black 270Wp | 162 | 270 | No | PV Modules | Vendor De-listing | 81.82 |  | De-Listing & Stock Qty Unavailable |  | Not Applicable
110-1033-B | 110-1033-B | "B Grade" Canadian Solar, 270W PV Module, PV Wire, MC4-comparable, 40mm Black Frame on Black Backsheet, BOB, 60 Cell Mono, 15A Fuse, 1000VDC, 5BB, 245.5PTC, CS6K-M All Black 270Wp | 86.17 | 270 | No | PV Modules | Soligent De-listing | 81.82 |  | De-Listing & Stock Qty Unavailable |  | Not Applicable
110-1033-B : 110-1033-B_S | 110-1033-B_S | "B Grade" Canadian Solar, 270W PV Module, PV Wire, MC4-comparable, 40mm Black Frame on Black Backsheet, BOB, 60 Cell Mono, 15A Fuse, 1000VDC, 5BB, 245.5PTC, CS6K-M All Black 270Wp | 86.17 | 270 | No | PV Modules | Soligent De-listing | 81.82 |  | De-Listing & Stock Qty Unavailable |  | Not Applicable
110-1034 | 110-1034 | S-Energy, PV modules | 0 |  | No | PV Modules | Soligent De-listing | 0 |  | Not Applicable |  | Not Applicable
110-1035 | 110-1035 | SolarWorld, 280W PV Module BAA, H4, PV Wire, 33mm Black 4.0 Frame on Black backsheet, BOB, 60 Large-Format Cell Mono, 25A Fuse, 5BB, 1000VDC, 251WPTC, 82000246, Plus 280 mono black 5BB | 450.8 | 280 | No | PV Modules | Soligent De-listing | 0 |  | De-Listing & Stock Qty Unavailable |  | Not Applicable
110-1036 | 110-1036 | QCells, 265W PV Module, MC4 comparable, PV Wire, 32mm Black Frame, BOW, 60 Cell Poly, 20A Fuse, 1000VDC, 241.4W PTC, QPRO BFR G4.1 265W | 296.8 | 265 | No | PV Modules | Vendor De-listing | 0 |  | De-Listing & Stock Qty Unavailable |  | Not Applicable
110-1037 | 110-1037 | QCells, 265W PV Module, H4, PV Wire, 32mm Black Frame, BOW, 60 Cell Poly, 15A Fuse, 1000VDC, No PTC, QPRO BFR G4.3 265W | 275.6 | 265 | No | PV Modules | Vendor De-listing | 0 |  | De-Listing & Stock Qty Unavailable |  | Not Applicable
110-1038 | 110-1038 | QCells, 260W PV Module, H4, PV Wire, 32mm Black Frame, BOW, 60 Cell Poly, 15A Fuse, 1000VDC, No PTC, QPRO BFR G4.3 260W | 275.6 | 260 | No | PV Modules | Vendor De-listing | 0 |  | De-Listing & Stock Qty Unavailable |  | Not Applicable
110-1039 | 110-1039 | QCells, 265W PV Module, MC4 comparable, PV Wire, 40mm Black Frame, BOW, ZEP-compatible frame, 60 Cell Poly, 20A Fuse, 1000VDC, 241.5W PTC, QPRO-G4.1/SC 265W | 296.8 | 265 | No | PV Modules | Vendor De-listing | 0 |  | De-Listing & Stock Qty Unavailable |  | Not Applicable
110-1040 | 110-1040 | QCells, 330W PV Module, H4, PV Wire, 35mm Clear Frame, 72 Cell Poly, 15A Fuse, 1500VDC, 305.4W PTC, Q.PLUS L-G4.2 330 | 372.9 | 330 | No | PV Modules | Vendor De-listing | 0 |  | De-Listing & Stock Qty Unavailable |  | Not Applicable
110-1041 | 110-1041 | QCells, 325W PV Module, H4, PV Wire, 35mm Clear Frame, 72 Cell Poly, 15A Fuse, 1500VDC, 300.6W PTC, Q.PLUS L-G4.2 325 | 253.5 | 325 | No | PV Modules | Vendor De-listing | 0 |  | De-Listing & Stock Qty Unavailable |  | Not Applicable
110-1042 | 110-1042 | SolarWorld, 345W PV Module, H4, PV Wire, 33mm Clear Frame, 72 Cell Mono, 20A Fuse, 1000VDC, 314.1W PTC, 82000136, SW345 XL Mono-(US) | 483 | 345 | No | PV Modules | Soligent De-listing | 0 |  | De-Listing & Stock Qty Unavailable |  | Not Applicable
110-1042-B : 110-1042-B_S | 110-1042-B_S | "B Grade"SolarWorld, 345W PV Module, H4, PV Wire, 33mm Clear Frame, 72 Cell Mono, 20A Fuse, 1000VDC, 314.1W PTC, 82000136, SW345 XL Mono-(US) | 244.07 | 345 | No | PV Modules | Soligent De-listing | 231.75 |  | De-Listing & Stock Qty Unavailable |  | Not Applicable
110-1043 | 110-1043 | Canadian Solar, 275W PV Module, PV Wire, MC4-comparable, 40mm Black Frame on Black Backsheet, BOB, 60 Cell Mono, 15A Fuse, 1000VDC, 5BB, 249.2PTC, CS6K-M All Black 275W | 407 | 275 | No | PV Modules | Vendor De-listing | 0 |  | De-Listing & Stock Qty Unavailable |  | Not Applicable
110-1044 | 110-1044 | Canadian Solar, 280W PV Module, PV Wire, MC4-comparable, 40mm Black Frame on White Backsheet, BOW, 60 Cell Mono, 15A Fuse, 1000VDC, 5BB, 253.9W PTC, CS6K-280M - (Please visit item 110-1050 to order.) | 288.38 | 280 | No | PV Modules | Vendor De-listing | 0 |  | De-Listing & Stock Qty Unavailable |  | Not Applicable
110-1045 | 110-1045 | SolarWorld, 295W PV Module BAA, H4, PV Wire, 33mm Clear Frame, 60 Cell Mono, 25A Fuse, 5BB, 1000VDC, 268.4W PTC, 82000242, Plus 295 mono 5BB | 247.8 | 295 | No | PV Modules | Soligent De-listing | 126.43 |  | De-Listing & Stock Qty Unavailable |  | Not Applicable
110-1045-B | 110-1045-B | "B-Grade" SolarWorld, 295W PV Module BAA, H4, PV Wire, 33mm Clear Frame, 60 Cell Mono, 25A Fuse, 5BB, 1000VDC, 268.4W PTC, 82000242, Plus 295 mono 5BB | 125.22 | 295 | No | PV Modules | Soligent De-listing | 118.9 |  | De-Listing & Stock Qty Unavailable |  | Not Applicable
110-1045-B : 110-1045-B_S | 110-1045-B_S | "B-Grade" SolarWorld, 295W PV Module BAA, H4, PV Wire, 33mm Clear Frame, 60 Cell Mono, 25A Fuse, 5BB, 1000VDC, 268.4W PTC, 82000242, Plus 295 mono 5BB | 125.22 | 295 | No | PV Modules | Soligent De-listing | 118.9 |  | De-Listing & Stock Qty Unavailable |  | Not Applicable
110-1046 | 110-1046 | SolarWorld, 290W PV Module BAA, H4/UTX, PV Wire, 33mm Black Frame on Black Backsheet, BOB, 60 Cell Mono PERC, 15A Fuse, 1000V, 5BB, 266.1W PTC, Plus 290 Mono Black, 82000260 | 135.33 | 290 | No | PV Modules | Soligent De-listing | 124.29 |  | De-Listing & Stock Qty Unavailable |  | Not Applicable
110-1046 : 110-1046_S | 110-1046_S | SolarWorld, 290W PV Module BAA, H4/UTX, PV Wire, 33mm Black Frame on Black Backsheet, BOB, 60 Cell Mono PERC, 15A Fuse, 1000V, 5BB, 266.1W PTC, Plus 290 Mono Black, 82000260 | 135.33 | 290 | No | PV Modules | Soligent De-listing | 124.29 |  | De-Listing & Stock Qty Unavailable |  | Not Applicable
110-1046-B | 110-1046-B | "B Grade" SolarWorld, 290W PV Module BAA, H4/UTX, PV Wire, 33mm Black Frame on Black Backsheet, BOB, 60 Cell Mono PERC, 15A Fuse, 1000V, 5BB, 266.1W PTC, Plus 290 Mono Black, 82000260 | 123.1 | 290 | No | PV Modules | Soligent De-listing | 116.88 |  | De-Listing & Stock Qty Unavailable |  | Not Applicable
110-1046-B : 110-1046-B_S | 110-1046-B_S | "B Grade" SolarWorld, 290W PV Module BAA, H4/UTX, PV Wire, 33mm Black Frame on Black Backsheet, BOB, 60 Cell Mono PERC, 15A Fuse, 1000V, 5BB, 266.1W PTC, Plus 290 Mono Black, 82000260 | 123.1 | 290 | No | PV Modules | Soligent De-listing | 116.88 |  | De-Listing & Stock Qty Unavailable |  | Not Applicable
110-1047 | 110-1047 | Trina, 280W PV Module, UTX,MC4 compatible, PV Wire, 35mm Black Frame with Black Backsheet, BOB, 60 Cell Mono, 15A Fuse, 1000VDC, 255.8W PTC, TSM-280DD05A.05(II) | 327.6 | 280 | No | PV Modules | Soligent De-listing | 0 |  | De-Listing & Stock Qty Unavailable |  | Not Applicable
110-1048 | 110-1048 | Canadian Solar, 270W PV Module, T4 (MC4-comparable), PV Wire, 40mm Black Frame on Black Backsheet, BOB, 60 Cell Mono, 15A Fuse, 1000VDC, 5BB, 245.5PTC, CS6K-M All Black 270Wp-T4 | 0 | 270 | No | PV Modules | Soligent De-listing | 0 |  | Not Applicable |  | Not Applicable
110-1049 | 110-1049 | Canadian Solar, 275W PV Module, PV Wire, T4 (MC4-comparable), 40mm Black Frame on Black Backsheet, BOB, 60 Cell Mono, 15A Fuse, 1000VDC, 5BB, 249.2PTC, CS6K-M All Black 275W-T4 | 349.99 | 275 | No | PV Modules | Vendor De-listing | 0 |  | De-Listing & Stock Qty Unavailable |  | Not Applicable
110-1050 | 110-1050 | Canadian Solar, 280W PV Module, PV Wire, T4 (MC4-comparable), 40mm Black Frame on White Backsheet, BOW, 60 Cell Mono, 15A Fuse, 1000VDC, 5BB, 253.9W PTC, CS6K-280M-T4 | 417.2 | 280 | No | PV Modules | Vendor De-listing | 0 |  | De-Listing & Stock Qty Unavailable |  | Not Applicable
110-1051 | 110-1051 | Canadian Solar, 325W PV Module, T-4 (MC4-comparable), PV Wire, 40mm Silver Frame, 72 Cell Poly, 15A Fuse, 1000VDC, 297.5W PTC, CS6X-325P | 481 | 325 | No | PV Modules | Vendor De-listing | 0 |  | De-Listing & Stock Qty Unavailable |  | Not Applicable
110-1052 | 110-1052 | Canadian Solar, 280W PV Module,T4 (MC4-comparable), PV Wire, 40mm Black Frame on Black Backsheet, BOB, 60 Cell Mono, 15A Fuse, 1000VDC, 5BB, 253.9W PTC, CS6K-M-All Black 280W-T4 | 168 | 280 | No | PV Modules | Vendor De-listing | 0 |  | De-Listing & Stock Qty Unavailable |  | Not Applicable
110-1053 | 110-1053 | Canadian Solar, 285W PV Module, T4 (MC4-comparable), PV Wire, 40mm Black Frame on White Backsheet, BOW, 60 Cell Mono, 15A Fuse, 1000VDC, 5BB, 258.5W PTC, CS6K-285M-T4 | 367.99 | 285 | No | PV Modules | Vendor De-listing | 0 |  | De-Listing & Stock Qty Unavailable |  | Not Applicable
110-1054 | 110-1054 | LG, 320W PV Module, MC4 compatible, 40mm Black frame on white backsheet, BOW, 60 Cell Mono, 20A Fuse, 1000VDC, 298.7W PTC, LG320N1C-G4 | 778.8 | 320 | No | PV Modules | Soligent De-listing | 0 |  | De-Listing & Stock Qty Unavailable |  | Not Applicable
110-1055 | 110-1055 | Canadian Solar, 280W PV Module, PV Wire, T4 (MC4-comparable), 40mm Black Frame on White Backsheet, BOW, 60 Cell Mono, 15A Fuse, 1000VDC, 4BB, 253.9W PTC, CS6K-280M-T4-4BB - (Please visit item 110-1050 to order.) | 417.2 | 280 | No | PV Modules | Vendor De-listing | 0 |  | De-Listing & Stock Qty Unavailable |  | Not Applicable
110-1056 | 110-1056 | Panasonic, Commercial 325W PV Module, MC4, PV Wire, 35mm Black Frame on White backsheet, BOW, 96 cell HIT, 15A Fuse, 600VDC, 301.2W PTC, VBHN325SA16 | 653.76 | 325 | No | PV Modules | Soligent De-listing | 0 |  | De-Listing & Stock Qty Unavailable |  | Not Applicable
110-1057 | 110-1057 | Canadian Solar, 300W PV Module, PV Wire, T4 (MC4-comparable), 40mm Black Frame on White Backsheet, BOW, 60 Cell Mono-PERC, 15A Fuse, 1000VDC, 275.6W PTC, CS6K-300MS-T4 | 126.06 | 300 | No | PV Modules | Vendor De-listing | 119.7 |  | De-Listing & Stock Qty Unavailable |  | Not Applicable
110-1057 : 110-1057_S | 110-1057_S | Canadian Solar, 300W PV Module, PV Wire, T4 (MC4-comparable), 40mm Black Frame on White Backsheet, BOW, 60 Cell Mono-PERC, 15A Fuse, 1000VDC, 275.6W PTC, CS6K-300MS-T4 | 126.06 | 300 | No | PV Modules | Vendor De-listing | 119.7 |  | De-Listing & Stock Qty Unavailable |  | Not Applicable
110-1057-B | 110-1057-B | "B Grade" Canadian Solar, 300W PV Module, PV Wire, T4 (MC4-comparable), 40mm Black Frame on White Backsheet, BOW, 60 Cell Mono-PERC, 15A Fuse, 1000VDC, 275.6W PTC, CS6K-300MS-T4 | 119.77 | 300 | No | PV Modules | Soligent De-listing | 113.72 |  | De-Listing & Stock Qty Unavailable |  | Not Applicable
110-1057-B : 110-1057-B_S | 110-1057-B_S | "B Grade" Canadian Solar, 300W PV Module, PV Wire, T4 (MC4-comparable), 40mm Black Frame on White Backsheet, BOW, 60 Cell Mono-PERC, 15A Fuse, 1000VDC, 275.6W PTC, CS6K-300MS-T4 | 119.77 | 300 | No | PV Modules | Soligent De-listing | 113.72 |  | De-Listing & Stock Qty Unavailable |  | Not Applicable
110-1058 | 110-1058 | SolarWorld, 340W PV Module, H4, PV Wire, 33mm Clear Frame, 72 Cell Mono, 20A Fuse, 1000VDC, 309.4W PTC, 82000134, SW340 XL Mono-(US) | 408 | 340 | No | PV Modules | Vendor De-listing | 0 |  | De-Listing & Stock Qty Unavailable |  | Not Applicable
110-1059 | 110-1059 | SolarWorld, 345W PV Module, H4, PV Wire, 33mm Clear Frame, 72 Cell Mono, 20A Fuse, 1000VDC, 314.1W PTC, 82000136, SW345 XL Mono-(DE) | 494.57 | 345 | No | PV Modules | Soligent De-listing | 0 |  | De-Listing & Stock Qty Unavailable |  | Not Applicable
110-1060 | 110-1060 | Trina, 315W PV Module, H4, PV Wire, 40mm Black Frame with White Backsheet, BOW,ZEP compatible, 72 Cell Poly, 15A Fuse, 1000VDC, 3.2mm glass, 4BB, 289.5W PTC, TSM-315P-ZEP | 327.6 | 315 | No | PV Modules | Soligent De-listing | 0 |  | De-Listing & Stock Qty Unavailable |  | Not Applicable
110-1061 | 110-1061 | Canadian Solar, 295W PV Module, PV Wire, T4 (MC4-comparable), 40mm Black Frame on White Backsheet, BOW, 60 Cell Mono-PERC, 15A Fuse, 1000VDC, 270.8W PTC, CS6K-295MS-T4 | 230.1 | 295 | No | PV Modules | Vendor De-listing | 0 |  | De-Listing & Stock Qty Unavailable |  | Not Applicable
110-1062 | 110-1062 | Canadian Solar, 290W PV Module, PV Wire, T4 (MC4-comparable), 40mm Black Frame on White Backsheet, BOW, 60 Cell Mono-PERC, 15A Fuse, 1000VDC, 266.1W PTC, CS6K-290MS-T4 | 437.9 | 290 | No | PV Modules | Soligent De-listing | 0 |  | De-Listing & Stock Qty Unavailable |  | Not Applicable
110-1063 | 110-1063 | SolarWorld, 345W PV Module, H4/UTX, PV Wire, 33mm Clear Frame, 72 Cell Mono, 20A Fuse, 1500VDC, 314.1W PTC, 82000136, SW345 XL Mono-1500VDC (DE) | 583.05 | 345 | No | PV Modules | Vendor De-listing | 0 |  | De-Listing & Stock Qty Unavailable |  | Not Applicable
110-1064 | 110-1064 | QCells, 260W PV Module, PV4, PV Wire, 32mm Black Frame, BOW, 60 Cell Poly, 20A Fuse, 1000VDC, 235.4W PTC, Q.Pro BFR G4 260 | 353.6 | 260 | No | PV Modules | Vendor De-listing | 0 |  | De-Listing & Stock Qty Unavailable |  | Not Applicable
110-1065 | 110-1065 | Yingli Green Energy, 240W PV Module, H4, PV Wire, 46mm ZEP Black frame on white backsheet, BOW , 60 cell Poly, 15A Fuse, 600V, 217.0W PTC, YL240P-29b | 278.99 | 240 | No | PV Modules | Vendor De-listing | 0 |  | De-Listing & Stock Qty Unavailable |  | Not Applicable
110-1066 | 110-1066 | Suncrest, 280W Q Cell Polycrystalline Module (1000 UL) Q PLUS BFR G4.1 280, HQC-0003 | 0 | 280 | No | PV Modules | Soligent De-listing | 0 |  | Not Applicable |  | Not Applicable
110-1067 | 110-1067 | LG, 305W PV Module, MC4, 35mm Black frame on white backsheet, BOW, 60 Cell Mono, 20A Fuse, 600VDC, 276.9W PTC, LG305N1C-B3 | 542.9 | 305 | No | PV Modules | Soligent De-listing | 0 |  | De-Listing & Stock Qty Unavailable |  | Not Applicable
110-1068 | 110-1068 | Trina, 250W Smart DC Module with Tigo Optimizer, H4/MC-4, PV Wire, 35mm Black frame on white backsheet, BOW, 60 Cell Poly, 15A Fuse, 600VDC, 227.5W PTC, TSM-250PA05.082 | 145 | 250 | No | PV Modules | Soligent De-listing | 0 |  | De-Listing & Stock Qty Unavailable |  | Not Applicable
110-1069 | 110-1069 | QCells, 335W PV Module, H4, PV Wire, 35mm Clear Frame, 72 Cell Poly, 15A Fuse, 1000VDC, 306.8W PTC, Q.PLUS L-G4 335 | 385.25 | 335 | No | PV Modules | Vendor De-listing | 0 |  | De-Listing & Stock Qty Unavailable |  | Not Applicable
110-1070 | 110-1070 | Canadian Solar, 325W PV Module, T-4 (MC4-comparable), PV Wire, 40mm Silver Frame, 72 Cell Poly, 15A Fuse, 1000VDC, 4BB, 297.4W PTC, CS6U-325P | 230.76 | 325 | No | PV Modules | Vendor De-listing | 130.01 |  | De-Listing & Stock Qty Unavailable |  | Not Applicable
110-1071 | 110-1071 | Hyundai, 350W PV Module, 50mm Clear Frame, 72 Mono Cell, 15A, 1000VDC, 317.5W PTC, HiS-S350TI | 0 | 350 | No | PV Modules | Soligent De-listing | 0 |  | Not Applicable |  | Not Applicable
110-1072 | 110-1072 | Canadian Solar, 340W PV Module, T-4 (MC4-comparable), PV Wire, 40mm Silver Frame, 72 Cell Mono, 15A Fuse, 1000VDC, 311.8 PTC, CS6U-340M | 391 | 340 | No | PV Modules | Vendor De-listing | 0 |  | De-Listing & Stock Qty Unavailable |  | Not Applicable
110-1073 | 110-1073 | Panasonic, 330W PV Module, MC4, PV Wire, 35mm Black Frame on White backsheet, BOW, 96 cell HIT, 15A Fuse, 600VDC, 311.3W PTC, VBHN330SA16 | 646.8 | 330 | No | PV Modules | Vendor De-listing | 0 |  | De-Listing & Stock Qty Unavailable |  | Not Applicable
110-1074 | 110-1074 | QCells, 340W PV Module, UTX, PV Wire, 35mm Clear Frame, 72 Cell Poly, 15A Fuse, 1500VDC, 312.2W PTC, Q.PLUS L-G4.2 340 | 370.6 | 340 | No | PV Modules | Soligent De-listing | 0 |  | De-Listing & Stock Qty Unavailable |  | Not Applicable
110-1075 | 110-1075 | Canadian Solar, 320W PV Module, MC4-comparable, PV Wire, 12AWG, 40mm Silver Frame, 72 Cell Poly, 15A Fuse, 1000VDC, No PTC, CS6U-320P-VINO | 224 | 320 | No | PV Modules | Soligent De-listing | 0 |  | De-Listing & Stock Qty Unavailable |  | Not Applicable
110-1076 | 110-1076 | QCells, 285W PV Module, MC4/MC-4 Compatible, PV Wire, 32mm Black Frame/Black Back Sheet, BOB, 60 Cell Mono, 20A Fuse, 1000VDC, NO PTC, Q.Peak BLK-G4.1 285 | 322.48 | 285 | No | PV Modules | Vendor De-listing | 0 |  | De-Listing & Stock Qty Unavailable |  | Not Applicable
110-1077 | 110-1077 | SolarWorld, 260W PV Module BAA, H4, PV Wire, 33mm Black 4.0 Frame on white backsheet, BOW, 60 Cell Poly, Small cell (6.14in), 25A Fuse, 5BB, 1000VDC, 230.9W PTC, SW260 Poly Pro WOB-BAA | 395.2 | 260 | No | PV Modules | Soligent De-listing | 0 |  | De-Listing & Stock Qty Unavailable |  | Not Applicable
110-1078 | 110-1078 | Canadian Solar, 345W PV Module, T-4 (MC4-comparable), PV Wire, 40mm Silver Frame, 72 Cell Mono, 15A Fuse, 1000VDC, 316.5 PTC, CS6U-345M | 489.9 | 345 | No | PV Modules | Soligent De-listing | 0 |  | De-Listing & Stock Qty Unavailable |  | Not Applicable
110-1079 | 110-1079 | QCells, 290W PV Module, MC4/MC-4 Compatible, PV Wire, 32mm Black Frame/Black Back Sheet, BOB, 60 Cell Mono, 20A Fuse, 1000VDC, 265.1 PTC, Q.Peak BLK-G4.1 290 | 266.8 | 290 | No | PV Modules | Vendor De-listing | 134.75 |  | De-Listing & Stock Qty Unavailable |  | Not Applicable
110-1079-B | 110-1079-B | "B Grade" QCells, 290W PV Module, MC4/MC-4 Compatible, PV Wire, 32mm Black Frame/Black Back Sheet, BOB, 60 Cell Mono, 20A Fuse, 1000VDC, 265.1 PTC, Q.Peak BLK-G4.1 290 | 134.82 | 290 | No | PV Modules | Soligent De-listing | 128.01 |  | De-Listing & Stock Qty Unavailable |  | Not Applicable
110-1079-B : 110-1079-B_S | 110-1079-B_S | "B Grade" QCells, 290W PV Module, MC4/MC-4 Compatible, PV Wire, 32mm Black Frame/Black Back Sheet, BOB, 60 Cell Mono, 20A Fuse, 1000VDC, 265.1 PTC, Q.Peak BLK-G4.1 290 | 134.82 | 290 | No | PV Modules | Soligent De-listing | 128.01 |  | De-Listing & Stock Qty Unavailable |  | Not Applicable
110-1080 | 110-1080 | SolarWorld, 290W PV Module BAA,H4/UTX, PV Wire, 33mm Black Frame on White Backsheet, BOW, 60 Cell Mono PERC, 20A Fuse, 1000V, 5BB, 263.7W PTC, Plus 290 Mono, 82000482 | 391.5 | 290 | No | PV Modules | Soligent De-listing | 0 |  | De-Listing & Stock Qty Unavailable |  | Not Applicable
110-1081 | 110-1081 | SolarWorld, 295W PV Module BAA, H4/UTX, PV Wire, 33mm Black Frame on White Backsheet, BOW, 60 Cell Mono PERC, 20A Fuse, 1000V, 5BB, 268.4W PTC, Plus 295 Mono, 82000430 | 154.88 | 295 | No | PV Modules | Vendor De-listing | 134.67 |  | De-Listing & Stock Qty Unavailable |  | Not Applicable
110-1081 : 110-1081_S | 110-1081_S | SolarWorld, 295W PV Module BAA, H4/UTX, PV Wire, 33mm Black Frame on White Backsheet, BOW, 60 Cell Mono PERC, 20A Fuse, 1000V, 5BB, 268.4W PTC, Plus 295 Mono, 82000430 | 154.88 | 295 | No | PV Modules | Vendor De-listing | 134.67 |  | De-Listing & Stock Qty Unavailable |  | Not Applicable
110-1082 | 110-1082 | SolarWorld, 300W PV Module BAA, H4/UTX, PV Wire, 33mm Black Frame on White Backsheet, BOW, 60 Cell Mono PERC, 20A Fuse, 1000V, 5BB, 273.1W PTC, Plus 300 Mono, 82000432 | 252 | 300 | No | PV Modules | Vendor De-listing | 0 |  | De-Listing & Stock Qty Unavailable |  | Not Applicable
110-1083 | 110-1083 | Panasonic, 315W PV Module, MC4, PV Wire, 35mm Black Frame on Black back-sheet, BoB, 96 Cell HIT, 15A Fuse, 600VDC, 296.9 PTC, VBHN315KA01 | 576.45 | 315 | No | PV Modules | Vendor De-listing | 0 |  | De-Listing & Stock Qty Unavailable |  | Not Applicable
110-1084 | 110-1084 | QCells, 300W PV Module, MC4/MC-4 Compatible, PV Wire, 32mm Black Frame/White Back Sheet, BoW, 60 Cell Mono, 20A Fuse, 1000VDC, 274.5 PTC, Q.Peak-G4.1 300 | 153.33 | 300 | No | PV Modules | Soligent De-listing | 140.82 |  | De-Listing & Stock Qty Unavailable |  | Not Applicable
110-1084 : 110-1084_S | 110-1084_S | QCells, 300W PV Module, MC4/MC-4 Compatible, PV Wire, 32mm Black Frame/White Back Sheet, BoW, 60 Cell Mono, 20A Fuse, 1000VDC, 274.5 PTC, Q.Peak-G4.1 300 | 153.33 | 300 | No | PV Modules | Soligent De-listing | 140.82 |  | De-Listing & Stock Qty Unavailable |  | Not Applicable
110-1085 | 110-1085 | Canadian Solar, 330W PV Module, T-4 (MC4-comparable), PV Wire, 40mm Silver Frame, 72 Cell Poly, 15A Fuse, 1000VDC, 4BB, 304.1 PTC, CS6U-330P | 126.38 | 330 | No | PV Modules | Soligent De-listing | 126.38 |  | De-Listing & Stock Qty Unavailable |  | Not Applicable
110-1085 : 110-1085_S | 110-1085_S | Canadian Solar, 330W PV Module, T-4 (MC4-comparable), PV Wire, 40mm Silver Frame, 72 Cell Poly, 15A Fuse, 1000VDC, 4BB, 304.1 PTC, CS6U-330P | 126.38 | 330 | No | PV Modules | Soligent De-listing | 126.38 |  | De-Listing & Stock Qty Unavailable |  | Not Applicable
110-1085-B : 110-1085-B_S | 110-1085-B_S | "B-Grade" Canadian Solar, 330W PV Module, T-4 (MC4-comparable), PV Wire, 40mm Silver Frame, 72 Cell Poly, 15A Fuse, 1000VDC, 4BB, 304.1 PTC, CS6U-330P | 120.06 | 330 | No | PV Modules | Soligent De-listing | 114 |  | De-Listing & Stock Qty Unavailable |  | Not Applicable
110-1086 | 110-1086 | Canadian Solar, 275W PV Module, PV Wire, T4 (MC4-comparable), 40mm Black Frame on Black Backsheet, BOB, 60 Cell Mono, 15A Fuse, 1000VDC, 4BB, 249.2PTC, CS6K-M All Black 275W-T4 | 165 | 275 | No | PV Modules | Vendor De-listing | 83.33 |  | De-Listing & Stock Qty Unavailable |  | Not Applicable
110-1087 | 110-1087 | Canadian Solar, 280W PV Module, PV Wire, T-4-MC-4 comparable, 40mm Black Frame on White Backsheet, BoW, 120 ½ Cells, Poly, 15A Fuse, 1000VDC, 258.1 PTC, CS3K-280P | 417.2 | 280 | No | PV Modules | Soligent De-listing | 0 |  | De-Listing & Stock Qty Unavailable |  | Not Applicable
110-1088 | 110-1088 | Canadian Solar, 305W PV Module, PV Wire, T-4-MC-4 comparable, 40mm Black Frame on Black Backsheet, BoB, 120 ½ Cells, Mono-PERC, 20A Fuse, 1000VDC, 283.8 PTC, CS3K-305MS-Black | 436.99 | 305 | No | PV Modules | Soligent De-listing | 0 |  | De-Listing & Stock Qty Unavailable |  | Not Applicable
110-1089 | 110-1089 | Canadian Solar, 340W PV Module, PV Wire, T-4-MC-4 comparable, 40mm Clear Frame on White Backsheet, 144 ½ Cells, Poly, 15A Fuse, 1000VDC, 313.6 PTC, CS3U-340P | 231.2 | 340 | No | PV Modules | Soligent De-listing | 116.77 |  | De-Listing & Stock Qty Unavailable |  | Not Applicable
110-1090 | 110-1090 | Canadian Solar, 370W PV Module, PV Wire, T-4-MC-4 comparable, 40mm Clear Frame on White Backsheet, 144 ½ Cells, Mono-PERC, 20A Fuse, 1000VDC, 344.4 PTC, CS3U-370MS | 307.1 | 370 | No | PV Modules | Vendor De-listing | 0 |  | De-Listing & Stock Qty Unavailable |  | Not Applicable
110-1091 | 110-1091 | Canadian Solar, 285W PV Module, PV Wire, T-4-MC-4 comparable, 40mm Black Frame on White Backsheet, BoW, 120 Cell (60 ½ Cells) Poly, 15A Fuse, 1000VDC, No PTC, CS3K-285P | 287.85 | 285 | No | PV Modules | Soligent De-listing | 0 |  | De-Listing & Stock Qty Unavailable |  | Not Applicable
110-1092 | 110-1092 | Canadian Solar, 310W PV Module, PV Wire, T-4-MC-4 comparable, 40mm Black Frame on Black Backsheet, BoB, 120 Cell (60 ½ Cells) Mono-PERC, 20A Fuse, 1000VDC, No PTC, CS3K-310MS-Black | 359.6 | 310 | No | PV Modules | Vendor De-listing | 0 |  | De-Listing & Stock Qty Unavailable |  | Not Applicable
110-1093 | 110-1093 | Canadian Solar, 335W PV Module, PV Wire, T-4-MC-4 comparable, 40mm Clear Frame on White Backsheet, 144 Cell (72 ½ Cells) Poly, 15A Fuse, 1000VDC, No PTC, CS3U-335P | 251.26 | 335 | No | PV Modules | Vendor De-listing | 126.9 |  | De-Listing & Stock Qty Unavailable |  | Not Applicable
110-1094 | 110-1094 | Canadian Solar, 365W PV Module, PV Wire, T-4-MC-4 comparable, 40mm Clear Frame on White Backsheet, 144 Cell (72 ½ Cells) Mono-PERC, 20A Fuse, 1000VDC, No PTC, CS3U-365MS | 408.8 | 365 | No | PV Modules | Vendor De-listing | 0 |  | De-Listing & Stock Qty Unavailable |  | Not Applicable
110-1095 | 110-1095 | Canadian Solar, 375W PV Module, PV Wire, T-4-MC-4 comparable, 40mm Clear Frame on White Backsheet, 144 ½ Cells, Mono-PERC, 20A Fuse, 1000VDC, 349.2 PTC, CS3U-375MS | 315 | 375 | No | PV Modules | Vendor De-listing | 0 |  | De-Listing & Stock Qty Unavailable |  | Not Applicable
110-1096 | 110-1096 | Canadian Solar, 330W PV Module, T-4 (MC4-comparable), PV Wire, 40mm Silver Frame, 72 Cell Poly, 15A Fuse, 1000VDC, 5BB, 304.1 PTC, CS6U-330P | 237.6 | 330 | No | PV Modules | Soligent De-listing | 0 |  | De-Listing & Stock Qty Unavailable |  | Not Applicable
110-1097 | 110-1097 | SolarWorld, 340W PV Module, UTX PV Wire, 33mm Black Frame, Black Back Sheet, BoB, 72 Cell Mono-PERC, 5BB, 15A Fuse, 1000VDC, 309.5W PTC, 82000404, SW340 XL Mono-Black | 285.6 | 340 | No | PV Modules | Vendor De-listing | 145.71 |  | De-Listing & Stock Qty Unavailable |  | Not Applicable
110-1098 | 110-1098 | Solaria, 320W PV Module, H-4 (MC4-compatible), PV Wire, 40mm Black Frame, Black Back Sheet, BoB, Mono, 15A Fuse, 1000VDC, 294.9 PTC, PowerXT-320R-PX | 556.8 | 320 | No | PV Modules | Vendor De-listing | 0 |  | De-Listing & Stock Qty Unavailable |  | Not Applicable
110-1099 | 110-1099 | Solaria, 325W PV Module, H-4 (MC4-compatible), PV Wire, 40mm Black Frame, Black Back Sheet, BoB, Mono, 15A Fuse, 1000VDC, 297.5 PTC, PowerXT-325R-PX | 260 | 325 | No | PV Modules | Vendor De-listing | 236.36 |  | De-Listing & Stock Qty Unavailable |  | Not Applicable
110-1099 : 110-1099_S | 110-1099_S | Solaria, 325W PV Module, H-4 (MC4-compatible), PV Wire, 40mm Black Frame, Black Back Sheet, BoB, Mono, 15A Fuse, 1000VDC, 297.5 PTC, PowerXT-325R-PX | 260 | 325 | No | PV Modules | Vendor De-listing | 236.36 |  | De-Listing & Stock Qty Unavailable |  | Not Applicable
110-1100 | 110-1100 | Solaria, 330W PV Module, H-4 (MC4-compatible), PV Wire, 40mm Black Frame, Black Back Sheet, BoB, Mono, 15A Fuse, 1000VDC, 302.2 PTC, PowerXT-330R-PX | 569.99 | 330 | No | PV Modules | Vendor De-listing | 0 |  | De-Listing & Stock Qty Unavailable |  | Not Applicable
110-1101 | 110-1101 | Canadian Solar, 270W PV Module, PV Wire, MC4-comparable, 40mm Black Frame on Black Backsheet, BOB, 60 Cell Mono, 15A Fuse, 1000VDC, 4BB, 245.5 PTC, CS6K-270M All Black 270W | 369.99 | 270 | No | PV Modules | Vendor De-listing | 0 |  | De-Listing & Stock Qty Unavailable |  | Not Applicable
110-1102 | 110-1102 | Canadian Solar, 280W PV Module,T4 (MC4-comparable), PV Wire, 40mm Black Frame on Black Backsheet, BOB, 60 Cell Mono, 15A Fuse, 1000VDC, 4BB, 257.8 PTC, CS6K-280M-All Black 280W-T4 | 405.99 | 280 | No | PV Modules | Vendor De-listing | 0 |  | De-Listing & Stock Qty Unavailable |  | Not Applicable
110-1103 | 110-1103 | Canadian Solar, 285W PV Module, T4 (MC4-comparable), PV Wire, 40mm Black Frame on White Backsheet, BOW, 60 Cell Mono, 15A Fuse, 1000VDC, 4BB, 262.6 PTC, CS6K-285M-T4 | 427.5 | 285 | No | PV Modules | Vendor De-listing | 0 |  | De-Listing & Stock Qty Unavailable |  | Not Applicable
110-1104 | 110-1104 | Canadian Solar, 330W PV Module, T-4 (MC4-comparable), PV Wire, 40mm Silver Frame, 72 Cell Mono, 15A Fuse, 4BB, 1000VDC, 303.8 PTC, CS6U-330M | 237.6 | 330 | No | PV Modules | Soligent De-listing | 0 |  | De-Listing & Stock Qty Unavailable |  | Not Applicable
110-1105 | 110-1105 | Canadian Solar, 315W PV Module, T-4 (MC4-comparable), PV Wire, 40mm Silver Frame, 72 Cell Poly, 15A Fuse, 1000VDC, 4BB, 289.9W PTC, CS6U-315P | 425.25 | 315 | No | PV Modules | Vendor De-listing | 0 |  | De-Listing & Stock Qty Unavailable |  | Not Applicable
110-1106 | 110-1106 | Canadian Solar, 290W PV Module, T4 (MC4-comparable), PV Wire, 40mm Black Frame on White Backsheet, BOW, 60 Cell Mono, 15A Fuse, 1000VDC, 5BB, 267.3W PTC, CS6K-290M | 437.9 | 290 | No | PV Modules | Vendor De-listing | 0 |  | De-Listing & Stock Qty Unavailable |  | Not Applicable
110-1107 | 110-1107 | GCL, 325W PV Module, MC4 or Compatible, PV Wire, 40mm Silver Frame, 72 Cell Poly, 15A Fuse, 1000VDC, 4BB, 294.5 PTC, GCL-P6/72-325 | 227.5 | 325 | No | PV Modules | Soligent De-listing | 116.07 |  | De-Listing & Stock Qty Unavailable |  | Not Applicable
110-1108 | 110-1108 | Mission, 300W PV Module, MC4 or Compatible, PV Wire, 40mm Black Frame, Black Back Sheet, BoB, 60 Cell Mono-Perc, 15A Fuse, 1000VDC, 4BB, BAA, 276.9 PTC, MSE300SQ5T | 294 | 300 | No | PV Modules | Vendor De-listing | 148.48 |  | De-Listing & Stock Qty Unavailable |  | Not Applicable
110-1109 | 110-1109 | Mission, 305W PV Module, MC4 or Compatible, PV Wire, 40mm Black Frame, White Back Sheet, BoW, 60 Cell Mono-Perc, 15A Fuse, 1000VDC, 4BB, BAA, 281.6 PTC, MSE305SQ5K | 202.61 | 305 | No | PV Modules | Vendor De-listing | 149.45 |  | De-Listing & Stock Qty Unavailable |  | Not Applicable
110-1110 | 110-1110 | Mission, 340W PV Module, MC4 or Compatible, PV Wire, 40mm Silver Frame, 72 Cell Mono, 15A Fuse, 1000VDC, 4BB, BAA, 306.5 PTC, MSE340SO6J | 319.6 | 340 | No | PV Modules | Soligent De-listing | 0 |  | De-Listing & Stock Qty Unavailable |  | Not Applicable
110-1111 | 110-1111 | Canadian Solar, 340W PV Module, T-4 or PV2 (MC4-comparable), PV Wire, 40mm Silver Frame, 72 Cell Mono, 15A Fuse, 5BB, 1000VDC, 313.3 PTC, CS6U-340M | 476 | 340 | No | PV Modules | Vendor De-listing | 0 |  | De-Listing & Stock Qty Unavailable |  | Not Applicable
110-1112 | 110-1112 | Canadian Solar, 335W PV Module, T-4 or PV2 (MC4-comparable), PV Wire, 40mm Silver Frame, 72 Cell Mono, 15A Fuse, 5BB, 1000VDC, 308.5 PTC, CS6U-335M | 133.65 | 335 | No | PV Modules | Vendor De-listing | 126.9 |  | De-Listing & Stock Qty Unavailable |  | Not Applicable
110-1112 : 110-1112_S | 110-1112_S | Canadian Solar, 335W PV Module, T-4 or PV2 (MC4-comparable), PV Wire, 40mm Silver Frame, 72 Cell Mono, 15A Fuse, 5BB, 1000VDC, 308.5 PTC, CS6U-335M | 133.65 | 335 | No | PV Modules | Soligent De-listing | 126.9 |  | De-Listing & Stock Qty Unavailable |  | Not Applicable
110-1113 | 110-1113 | QCells, 295W PV Module, MC4/MC-4 Compatible, PV Wire, 32mm Black Frame/Black Back Sheet, BOB, 60 Cell Mono, 20A Fuse, 1000VDC, 269.8 PTC, Q.Peak BLK-G4.1 295 | 265.5 | 295 | No | PV Modules | Soligent De-listing | 135.46 |  | De-Listing & Stock Qty Unavailable |  | Not Applicable
110-1114 | 110-1114 | Canadian Solar, 305W PV Module, PV Wire, T4 (MC4-comparable), 40mm Black Frame on White Backsheet, BOW, 60 Cell Mono-PERC, 15A Fuse, 1000VDC, 280.3W PTC, CS6K-305MS-T4 | 159.48 | 305 | No | PV Modules | Vendor De-listing | 127.08 |  | De-Listing & Stock Qty Unavailable |  | Not Applicable
110-1114 : 110-1114_S | 110-1114_S | Canadian Solar, 305W PV Module, PV Wire, T4 (MC4-comparable), 40mm Black Frame on White Backsheet, BOW, 60 Cell Mono-PERC, 15A Fuse, 1000VDC, 280.3W PTC, CS6K-305MS-T4 | 159.48 | 305 | No | PV Modules | Vendor De-listing | 127.08 |  | De-Listing & Stock Qty Unavailable |  | Not Applicable
110-1114-B | 110-1114-B | "B-Grade" Canadian Solar, 305W PV Module, PV Wire, T4 (MC4-comparable), 40mm Black Frame on White Backsheet, BOW, 60 Cell Mono-PERC, 15A Fuse, 1000VDC, 280.3W PTC, CS6K-305MS-T4 | 123.3 | 305 | No | PV Modules | Vendor De-listing | 117.07 |  | De-Listing & Stock Qty Unavailable |  | Not Applicable
110-1114-B : 110-1114-B_S | 110-1114-B_S | "B-Grade" Canadian Solar, 305W PV Module, PV Wire, T4 (MC4-comparable), 40mm Black Frame on White Backsheet, BOW, 60 Cell Mono-PERC, 15A Fuse, 1000VDC, 280.3W PTC, CS6K-305MS-T4 | 123.3 | 305 | No | PV Modules | Soligent De-listing | 117.07 |  | De-Listing & Stock Qty Unavailable |  | Not Applicable
110-1115 | 110-1115 | GCL, 330W PV Module, MC4 or Compatible, PV Wire, 40mm Silver Frame, 72 Cell Poly, 15A Fuse, 1000VDC, 4BB, 299.4 PTC, GCL-P6/72-330 | 290.4 | 330 | No | PV Modules | Vendor De-listing | 148.16 |  | De-Listing & Stock Qty Unavailable |  | Not Applicable
110-1116 | 110-1116 | SolarWorld, 350W PV Module BAA, H4/UTX, PV Wire, 33mm Black Frame on White Backsheet, BOW, 72 Cell Mono PERC, 20A Fuse, 1500V, 5BB, 318.8W PTC, SW350 XL Mono, 82000762 | 474.99 | 350 | No | PV Modules | Vendor De-listing | 0 |  | De-Listing & Stock Qty Unavailable |  | Not Applicable
110-1117 | 110-1117 | SolarWorld, 345W PV Module BAA, H4/UTX, PV Wire, 33mm Black Frame on White Backsheet, BOW, 72 Cell Mono PERC, 20A Fuse, 1500V, 5BB, 314.1W PTC, SW345 XL Mono, 82000760 | 459.99 | 345 | No | PV Modules | Vendor De-listing | 0 |  | De-Listing & Stock Qty Unavailable |  | Not Applicable
110-1118 | 110-1118 | QCells, 310W PV Module, MC-4, PV Wire, 32mm Black Frame White back-sheet, BOW, 120 Mono ½ Cells, 20A Fuse, 1000VDC, 286.4 PTC, Q.PEAK DUO-G5-310 | 427.8 | 310 | No | PV Modules | Soligent De-listing | 0 |  | De-Listing & Stock Qty Unavailable |  | Not Applicable
110-1119 | 110-1119 | QCells, 315W PV Module, MC-4, PV Wire, 32mm Black Frame White back-sheet, BOW, 120 Mono ½ Cells, 20A Fuse, 1000VDC, 291.2 PTC, Q.PEAK DUO-G5-315 | 453.6 | 315 | No | PV Modules | Soligent De-listing | 0 |  | De-Listing & Stock Qty Unavailable |  | Not Applicable
110-1120 | 110-1120 | QCells, 305W PV Module, MC4/MC-4 Compatible, PV Wire, 32mm Black Frame/White Back Sheet, BoW, 60 Cell Mono, 20A Fuse, 1000VDC, 279.2 PTC, Q.Peak-G4.1 305 | 280.4 | 305 | No | PV Modules | Soligent De-listing | 143.06 |  | De-Listing & Stock Qty Unavailable |  | Not Applicable
110-1121 | 110-1121 | Solaria, 350W PV Module, H-4 (MC4-compatible), PV Wire, 40mm Black Frame, Black Back Sheet, BoB, Mono, 15A Fuse, 1000VDC, 318.2 PTC, PowerXT-350R-PD | 525 | 350 | No | PV Modules | Vendor De-listing | 282.26 |  | De-Listing & Stock Qty Unavailable |  | Not Applicable
110-1122 | 110-1122 | SolarWorld, 290W PV Module,H4/UTX, 33mm Black Frame on White Backsheet, BOW, 60 Cell Mono PERC, 20A Fuse, 1000V, 5BB, 263.7W PTC, Plus 290 Mono, 82000482, German | 389.99 | 290 | No | PV Modules | Vendor De-listing | 0 |  | De-Listing & Stock Qty Unavailable |  | Not Applicable
110-1123 | 110-1123 | SolarWorld, 295W PV Module,H4/UTX, 33mm Black Frame on White Backsheet, BOW, 60 Cell Mono PERC, 20A Fuse, 1000V, 5BB, 268.4W PTC, Plus 295 Mono, German | 404.15 | 295 | No | PV Modules | Vendor De-listing | 0 |  | De-Listing & Stock Qty Unavailable |  | Not Applicable
110-1124 | 110-1124 | SolarWorld, 300W PV Module,H4/UTX, 33mm Black Frame on White Backsheet, BOW, 60 Cell Mono PERC, 20A Fuse, 1000V, 5BB, 273.1W PTC, Plus 300 Mono, 82000432 | 252 | 300 | No | PV Modules | Vendor De-listing | 0 |  | De-Listing & Stock Qty Unavailable |  | Not Applicable
110-1125 | 110-1125 | Panasonic, 315W PV Module, MC4, PV Wire, 40mm Black Frame on Black backsheet, BOB, 96 cell HIT, 15A Fuse, 600VDC, NO PTC, VBHN315KA03 | 576.45 | 315 | No | PV Modules | Soligent De-listing | 0 |  | De-Listing & Stock Qty Unavailable |  | Not Applicable
110-1126 | 110-1126 | Panasonic, 325W PV Module, MC4, PV Wire, 40mm Black Frame on White backsheet, BOW, 96 cell HIT, 15A Fuse, 600VDC, 302.3 PTC, VBHN325SA17 | 442 | 325 | No | PV Modules | Soligent De-listing | 230.21 |  | De-Listing & Stock Qty Unavailable |  | Not Applicable
110-1127 | 110-1127 | Panasonic, 330W PV Module, MC4, PV Wire, 40mm Black Frame on White backsheet, BOW, 96 cell HIT, 15A Fuse, 600VDC, 311.7 PTC, VBHN330SA17 | 276.65 | 330 | No | PV Modules | Vendor De-listing | 256.67 |  | De-Listing & Stock Qty Unavailable |  | Not Applicable
110-1127 : 110-1127_S | 110-1127_S | Panasonic, 330W PV Module, MC4, PV Wire, 40mm Black Frame on White backsheet, BOW, 96 cell HIT, 15A Fuse, 600VDC, 311.7 PTC, VBHN330SA17 | 276.65 | 330 | No | PV Modules | Shippable | 256.67 |  | Shippable but Stock Qty Unavailable |  | Not Applicable
110-1128 | 110-1128 | QCells, 305W PV Module, MC-4, PV Wire, 32mm Black Frame Black back-sheet, BOB, 120 Mono ½ Cells, 20A Fuse, 1000VDC, 280.3 PTC, Q.PEAK DUO BLK-G5-305 | 155.89 | 305 | No | PV Modules | Vendor De-listing | 0 |  | De-Listing & Stock Qty Unavailable |  | Not Applicable
110-1129 | 110-1129 | QCells, 310W PV Module, MC-4, PV Wire, 32mm Black Frame Black back-sheet, BOB, 120 Mono ½ Cells, 20A Fuse, 1000VDC, No PTC, Q.PEAK DUO BLK-G5-310 | 371.99 | 310 | No | PV Modules | Soligent De-listing | 0 |  | De-Listing & Stock Qty Unavailable |  | Not Applicable
110-1130 | 110-1130 | QCells, 320W PV Module, MC-4, PV Wire, 32mm Black Frame White back-sheet, BOW, 120 Mono ½ Cells, 20A Fuse, 1000VDC, 295.9 PTC, Q.PEAK DUO-G5-320 | 499.99 | 320 | No | PV Modules | Soligent De-listing | 0 |  | De-Listing & Stock Qty Unavailable |  | Not Applicable
110-1131 | 110-1131 | Canadian Solar, Custom Quote, Enter Quote Number and Custom Price |  |  | No | PV Modules | Soligent De-listing | 0 |  | Not Applicable |  | Not Applicable
110-1131 : 110-1131_S | 110-1131_S | Canadian Solar, Custom Quote, Enter Quote Number and Custom Price |  |  | No | PV Modules | Shippable | 0 |  | Shippable but Stock Qty Unavailable |  | Not Applicable
110-1132 | 110-1132 | Canadian Solar, 295W PV Module, PV Wire, T4 (MC4-comparable), 40mm Black Frame on Black Backsheet, BOB, 60 Cell Mono-PERC, 15A Fuse, 1000VDC, 270.8W PTC, CS6K-All Black-295MS | 241.9 | 295 | No | PV Modules | Vendor De-listing | 0 |  | De-Listing & Stock Qty Unavailable |  | Not Applicable
110-1132-B | 110-1132-B | "B Grade" Canadian Solar, 295W PV Module, PV Wire, T4 (MC4-comparable), 40mm Black Frame on Black Backsheet, BOB, 60 Cell Mono-PERC, 15A Fuse, 1000VDC, 270.8W PTC, CS6K-All Black-295MS | 122.23 | 295 | No | PV Modules | Vendor De-listing | 116.06 |  | De-Listing & Stock Qty Unavailable |  | Not Applicable
110-1132-B : 110-1132-B_S | 110-1132-B_S | "B Grade" Canadian Solar, 295W PV Module, PV Wire, T4 (MC4-comparable), 40mm Black Frame on Black Backsheet, BOB, 60 Cell Mono-PERC, 15A Fuse, 1000VDC, 270.8W PTC, CS6K-All Black-295MS | 122.23 | 295 | No | PV Modules | Soligent De-listing | 116.06 |  | De-Listing & Stock Qty Unavailable |  | Not Applicable
110-1133 | 110-1133 | Solaria, 420W PV Module, MC-4, PV Wire, 40mm Black Frame, Black Back Sheet, BoB, Mono, 20A Fuse, 1000VDC, NO PTC, PowerXT-420C-BD | 646.8 | 420 | No | PV Modules | Soligent De-listing | 347.74 |  | De-Listing & Stock Qty Unavailable |  | Not Applicable
110-1134 | 110-1134 | GCL, 340W PV Module, MC4 or Compatible, PV Wire, 40mm Silver Frame, 72 Cell Poly, 15A Fuse, 1500VDC, 5BB, 308.8 PTC, GCL-P6/72H-340 |  | 340 | No | PV Modules | Soligent De-listing | 0 |  | Not Applicable |  | Not Applicable
110-1135 | 110-1135 | GCL, 350W PV Module, MC4 or Compatible, PV Wire, 40mm Silver Frame, 72 Cell Poly, 15A Fuse, 1500VDC, 5BB, NO PTC, GCL-P6/72H-350 |  | 350 | No | PV Modules | Soligent De-listing | 0 |  | Not Applicable |  | Not Applicable
110-1136 | 110-1136 | GCL, 285W PV Module, MC4 or Compatible, PV Wire, 40mm Black Frame White Backsheet, BOW, 60 Cell Mono, 15A Fuse, 1000VDC, 5BB, 256.9 PTC, GCL-M6/60-285 |  | 285 | No | PV Modules | Soligent De-listing | 0 |  | Not Applicable |  | Not Applicable
110-1137 | 110-1137 | GCL, 280W PV Module, MC4 or Compatible, PV Wire, 35mm Black Frame Black Backsheet, BOB, 60 Cell Mono, 15A Fuse, 1000VDC, 5BB, 252.2 PTC, GCL-M6/60B-280 |  | 280 | No | PV Modules | Soligent De-listing | 0 |  | Not Applicable |  | Not Applicable
110-1138 | 110-1138 | GCL, 280W PV Module, MC4 or Compatible, PV Wire, 40mm Black Frame Black Backsheet, BOB, 60 Cell Poly, 15A Fuse, 1000VDC, 5BB, 253.7 PTC, GCL-P6/60-280 |  | 280 | No | PV Modules | Soligent De-listing | 0 |  | Not Applicable |  | Not Applicable
110-1139 | 110-1139 | Canadian Solar, 325W PV Module, T4 (MC4-comparable), PV Wire, 40mm Black Frame on Black Backsheet, BOB, Mono, 20A Fuse, 1000VDC, NO PTC, CS1K-325MS |  | 325 | No | PV Modules | Vendor De-listing | 0 |  | Not Applicable |  | Not Applicable
110-1140 | 110-1140 | Canadian Solar, 300W PV Module, PV Wire, T4 (MC4-comparable), 40mm Silver Frame on White Backsheet, 60 Cell Mono-PERC, 15A Fuse, 1000VDC, 275.6W PTC, CS6K-300MS-T4 | 396 | 300 | No | PV Modules | Soligent De-listing | 0 |  | De-Listing & Stock Qty Unavailable |  | Not Applicable
110-1141 | 110-1141 | SolarWorld, 345W *I-Class* PV Module BAA, UTX, PV Wire, 33mm Silver, 72 Cell Mono PERC, 20A Fuse, 5BB, 1500VDC, 314.1W PTC, 82000760 | 289.8 | 345 | No | PV Modules | Vendor De-listing | 146.36 |  | De-Listing & Stock Qty Unavailable |  | Not Applicable
110-1142 | 110-1142 | SolarWorld, 350W PV Module BAA, UTX, PV Wire, 33mm Silver Frame, 72 Cell Mono PERC, 20A Fuse, 5BB, 1500VDC, 318.8W PTC, 82000762 | 461.99 | 350 | No | PV Modules | Soligent De-listing | 0 |  | De-Listing & Stock Qty Unavailable |  | Not Applicable
110-1143 | 110-1143 | Canadian Solar, 310W PV Module, PV Wire, T-4-MC-4 comparable, 40mm Black Frame on White Backsheet, BoW, 120 ½ Cells, Mono-PERC, 20A Fuse, 1000VDC, 288.6 PTC, CS3K-310MS | 251.1 | 310 | No | PV Modules | Vendor De-listing | 0 |  | De-Listing & Stock Qty Unavailable |  | Not Applicable
110-1144 | 110-1144 | Canadian Solar, 300W PV Module, PV Wire, T-4-MC-4 comparable, 40mm Black Frame on Black Backsheet, BoB, 60 Cell, Mono-PERC, 20A Fuse, 1000VDC, 275.6 PTC, CS6K-300MS-Black | 333.99 | 300 | No | PV Modules | Soligent De-listing | 0 |  | De-Listing & Stock Qty Unavailable |  | Not Applicable
110-1145 | 110-1145 | Canadian Solar, 350W PV Module, PV Wire, T-4-MC-4 comparable, 40mm Clear Frame on White Backsheet, 144 ½ Cells, Poly, 15A Fuse, 1000VDC, 323 PTC, CS3U-350P | 180.72 | 350 | No | PV Modules | Soligent De-listing | 0 |  | De-Listing & Stock Qty Unavailable |  | Not Applicable
110-1146 | 110-1146 | Canadian Solar, 295W PV Module, PV Wire, T-4-MC-4 comparable, 40mm Black Frame on Black Backsheet, BoB, 60 Cell, Mono-PERC, 20A Fuse, 1000VDC, 270.8 PTC, CS6K-295MS-Black | 241.9 | 295 | No | PV Modules | Vendor De-listing | 0 |  | De-Listing & Stock Qty Unavailable |  | Not Applicable
110-1147 | 110-1147 | Axitec Solar, 330W PV Module, PV Wire, 11AWG, 40mm Silver Frame, 72 Cell Poly, 15A Fuse, 1000VDC, 300.2 PTC, AC-330P/72S |  | 330 | No | PV Modules | Soligent De-listing | 0 |  | Not Applicable |  | Not Applicable
110-1148 | 110-1148 | Panasonic, 320W PV Module, MC4, PV Wire, 35mm Black Frame on Black backsheet, BOB, 96 cell HIT, 15A Fuse, 600VDC, 301.7 PTC, VBHN320KA01 | 599.99 | 320 | No | PV Modules | Soligent De-listing | 0 |  | De-Listing & Stock Qty Unavailable |  | Not Applicable
110-1149 | 110-1149 | Canadian Solar, 345W PV Module, PV Wire, T-4-MC-4 comparable, 40mm Clear Frame on White Backsheet, 144 ½ Cells, Poly, 15A Fuse, 1000VDC, 319.2 PTC, CS3U-345P | 269.1 | 345 | No | PV Modules | Vendor De-listing | 154.66 |  | De-Listing & Stock Qty Unavailable |  | Not Applicable
110-1150 | 110-1150 | Canadian Solar, 305W PV Module, PV Wire, T-4-MC-4 comparable, 40mm Black Frame on White Backsheet, BoW, 120 ½ Cells, Mono-PERC, 20A Fuse, 1000VDC, 283.8 PTC, CS3K-305MS | 402.99 | 305 | No | PV Modules | Soligent De-listing | 0 |  | De-Listing & Stock Qty Unavailable |  | Not Applicable
110-1151 | 110-1151 | Canadian Solar, 335W PV Module, T-4 (MC4-comparable), PV Wire, 40mm Silver Frame, 72 Cell Poly, 15A Fuse, 1000VDC, 5BB, 308.8 PTC, CS6U-335P | 251.26 | 335 | No | PV Modules | Soligent De-listing | 133.65 |  | De-Listing & Stock Qty Unavailable |  | Not Applicable
110-1151-B : 110-1151-B_S | 110-1151-B_S | "B-Grade" Canadian Solar, 335W PV Module, T-4 (MC4-comparable), PV Wire, 40mm Silver Frame, 72 Cell Poly, 15A Fuse, 1000VDC, 5BB, 308.8 PTC, CS6U-335P | 126.97 | 335 | No | PV Modules | Soligent De-listing | 120.56 |  | De-Listing & Stock Qty Unavailable |  | Not Applicable
110-1152 | 110-1152 | GCL, 355W PV Module, MC4 or Compatible, PV Wire, 35mm Silver Frame, 72 Cell Mono, 15A Fuse, 1500VDC, 5BB, 327.1 PTC, GCL-M6/72H-355 | 450.99 | 355 | No | PV Modules | Soligent De-listing | 0 |  | De-Listing & Stock Qty Unavailable |  | Not Applicable
110-1153 | 110-1153 | Solaria, 355W PV Module, H-4 (MC4-compatible), PV Wire, 40mm Black Frame, Black Back Sheet, BoB, Mono, 15A Fuse, 1000VDC, 322.9, PowerXT-355R-PD | 282.24 | 355 | No | PV Modules | Vendor De-listing | 241.7 |  | De-Listing & Stock Qty Unavailable |  | Not Applicable
110-1153 : 110-1153_S | 110-1153_S | Solaria, 355W PV Module, H-4 (MC4-compatible), PV Wire, 40mm Black Frame, Black Back Sheet, BoB, Mono, 15A Fuse, 1000VDC, 322.9, PowerXT-355R-PD | 282.24 | 355 | No | PV Modules | Soligent De-listing | 241.7 |  | De-Listing & Stock Qty Unavailable |  | Not Applicable
110-1153-B | 110-1153-B | "B-GRADE" Solaria, 355W PV Module, H-4 (MC4-compatible), PV Wire, 40mm Black Frame, Black Back Sheet, BoB, Mono, 15A Fuse, 1000VDC, 322.9, PowerXT-355R-PD | 229.62 | 355 | No | PV Modules | Vendor De-listing | 218.02 |  | De-Listing & Stock Qty Unavailable |  | Not Applicable
110-1153-B : 110-1153-B_S | 110-1153-B_S | "B-GRADE" Solaria, 355W PV Module, H-4 (MC4-compatible), PV Wire, 40mm Black Frame, Black Back Sheet, BoB, Mono, 15A Fuse, 1000VDC, 322.9, PowerXT-355R-PD | 229.62 | 355 | No | PV Modules | Soligent De-listing | 218.02 |  | De-Listing & Stock Qty Unavailable |  | Not Applicable
110-1154 | 110-1154 | Panasonic, 320W PV Module, MC4, PV Wire, 40mm Black Frame on Black backsheet, BOB, 96 cell HIT, 15A Fuse, 600VDC, 297.6 PTC, VBHN320KA03 | 250.91 | 320 | No | PV Modules | Vendor De-listing | 237.42 |  | De-Listing & Stock Qty Unavailable |  | Not Applicable
110-1154 : 110-1154_S | 110-1154_S | Panasonic, 320W PV Module, MC4, PV Wire, 40mm Black Frame on Black backsheet, BOB, 96 cell HIT, 15A Fuse, 600VDC, 297.6 PTC, VBHN320KA03 | 250.91 | 320 | No | PV Modules | Vendor De-listing | 237.42 |  | De-Listing & Stock Qty Unavailable |  | Not Applicable
110-1155 | 110-1155 | Trina, 300W PV Module, MC-4 Connector, PV Wire, 35mm Black Frame with Black Backsheet, BoB, 60 Cell Mono, 20A Fuse, 1000VDC, 3.2mm glass, 273.7W PTC, TSM-300-DD05A.05(II) | 273 | 300 | No | PV Modules | Vendor De-listing | 148.37 |  | De-Listing & Stock Qty Unavailable |  | Not Applicable
110-1156 | 110-1156 | REC, 315W PV Module, REC255PE-(US) |  | 315 | No | PV Modules | Soligent De-listing | 0 |  | Not Applicable |  | Not Applicable
110-1157 | 110-1157 | LG, 360W PV Module, MC-4, 40mm Black frame on White backsheet, BOW, 60 Cell Mono, 20A Fuse, 1000VDC, 337.6W PTC, LG360Q1C-A5 |  | 360 | No | PV Modules | Soligent De-listing | 0 |  | Not Applicable |  | Not Applicable
110-1158 | 110-1158 | LG, 350W PV Module, MC-4, 40mm Black frame on White backsheet, BOW, 60 Cell Mono, 20A Fuse, 1000VDC, 328.0W PTC, LG350Q1C-A5 |  | 350 | No | PV Modules | Soligent De-listing | 0 |  | Not Applicable |  | Not Applicable
110-1159 | 110-1159 | LG, 335W PV Module, MC-4, 40mm Black frame on White backsheet, BOW, 60 Cell Mono, 20A Fuse, 1000VDC, 311.1W PTC, LG335N1C-A5 |  | 335 | No | PV Modules | Soligent De-listing | 0 |  | Not Applicable |  | Not Applicable
110-1159 : 110-1159_S | 110-1159_S | LG, 335W PV Module, MC-4, 40mm Black frame on White backsheet, BOW, 60 Cell Mono, 20A Fuse, 1000VDC, 311.1W PTC, LG335N1C-A5 |  | 335 | No | PV Modules | Soligent De-listing | 0 |  | Not Applicable |  | Not Applicable
110-1160 | 110-1160 | LG, 320W PV Module, MC-4, 40mm Black frame on Black backsheet, BOB, 60 Cell Mono, 20A Fuse, 1000VDC, 294.7W PTC LG, 320W PV Module, MC-4, 40mm Black frame on Black backsheet, BOB, 60 Cell Mono, 20A Fuse, 1000VDC, 294.7W PTC LG320N1K-A5 |  | 320 | No | PV Modules | Soligent De-listing | 0 |  | Not Applicable |  | Not Applicable
110-1161 | 110-1161 | Canadian Solar, 305W PV Module, PV Wire, T4 (MC4-comparable), 40mm Clear Frame on White Backsheet, 60 Cell Mono-PERC, 15A Fuse, 1000VDC, 280.3W PTC, CS6K-305MS-VINO | 329.99 | 305 | No | PV Modules | Vendor De-listing | 0 |  | De-Listing & Stock Qty Unavailable |  | Not Applicable
110-1162 | 110-1162 | GCL, 345W PV Module, MC4 or Compatible, PV Wire, 35mm Silver Frame, 72 Cell Poly, 15A Fuse, 1500VDC, 5BB, 316.5 PTC, GCL-P6/72H-345 | 244.95 | 345 | No | PV Modules | Vendor De-listing | 0 |  | De-Listing & Stock Qty Unavailable |  | Not Applicable
110-1163 | 110-1163 | GCL, 360W PV Module, MC4 or Compatible, PV Wire, 35mm Silver Frame, 72 Cell Mono, 15A Fuse, 1500VDC, 5BB, 329.6 PTC, GCL-M6/72H-360 | 255.6 | 360 | No | PV Modules | Vendor De-listing | 0 |  | De-Listing & Stock Qty Unavailable |  | Not Applicable
110-1164 | 110-1164 | Canadian Solar, 275W PV Module, PV Wire, T-4, MC4-comparable, 40mm Clear Frame on White Backsheet, 60 Cell Poly, 15A Fuse, 1000VDC, 5BB, 253.3 PTC, CS6K-275P | 289.99 | 275 | No | PV Modules | Vendor De-listing | 0 |  | De-Listing & Stock Qty Unavailable |  | Not Applicable
110-1165 | 110-1165 | REC Solar,Custom Quote, Enter Quote Number and Custom Price |  | 275 | No | PV Modules | Soligent De-listing | 0 |  | Not Applicable |  | Not Applicable
110-1166 | 110-1166 | REC, 350W PV Module, PV Wire, Tonglin TL-Cable, MC-4 comparable, 30mm Clear Frame on White Backsheet, 144 ½ Cells, Mono, 20A Fuse, 1000VDC,318.7 PTC, REC350TP2S72 | 419.99 | 350 | No | PV Modules | Soligent De-listing | 0 |  | De-Listing & Stock Qty Unavailable |  | Not Applicable
110-1167 | 110-1167 | Canadian Solar, 350W PV Module, PV Wire, T-4-MC-4 comparable, 35mm Clear Frame on White Backsheet, 144 ½ Cells, Poly, 15A Fuse, 1000VDC, 324 PTC, CS3U-350P | 276.5 | 350 | No | PV Modules | Soligent De-listing | 147.07 |  | De-Listing & Stock Qty Unavailable |  | Not Applicable
110-1167-B : 110-1167-B_S | 110-1167-B_S | "B Grade" Canadian Solar, 350W PV Module, PV Wire, T-4-MC-4 comparable, 35mm Clear Frame on White Backsheet, 144 ½ Cells, Poly, 15A Fuse, 1000VDC, 324 PTC, CS3U-350P | 139.72 | 350 | No | PV Modules | Soligent De-listing | 132.67 |  | De-Listing & Stock Qty Unavailable |  | Not Applicable
110-1168 | 110-1168 | Canadian Solar, 370W PV Module, PV Wire, T-4-MC-4 comparable, 35mm Clear Frame on White Backsheet, 144 ½ Cells, Mono-PERC, 20A Fuse, 1000VDC, 344.4 PTC, CS3U-370MS | 307.1 | 370 | No | PV Modules | Vendor De-listing | 0 |  | De-Listing & Stock Qty Unavailable |  | Not Applicable
110-1169 | 110-1169 | QCells, 365W PV Module, MC-4 or MC-4-EVO, PV Wire, 35mm Clear Frame, 72 Cell Mono, 20A Fuse, 1500VDC, 335.9W PTC, Q.PEAK L-G4.2 365 | 354.05 | 365 | No | PV Modules | Soligent De-listing | 180.64 |  | De-Listing & Stock Qty Unavailable |  | Not Applicable
110-1170 | 110-1170 | Canadian Solar, 290W PV Module, PV Wire, T4 (MC4-comparable), 40mm Black Frame on Black Backsheet, BOB, 60 Cell Mono-PERC, 5BB, 15A Fuse, 1000VDC, 266.1W PTC, CS6K-290MS | 299.99 | 290 | No | PV Modules | Soligent De-listing | 0 |  | De-Listing & Stock Qty Unavailable |  | Not Applicable
110-1171 | 110-1171 | Canadian Solar, 295W PV Module, PV Wire, T-4-MC-4 comparable, 40mm Black Frame on Black Backsheet, BoB, 60 Cell, Mono-PERC, Dummy SKU for 110-1132 (CS6K-All Black-295MS) and 110-1146 (CS6K-295MS-Black) | 306.8 | 295 | No | PV Modules | Soligent De-listing | 0 |  | De-Listing & Stock Qty Unavailable |  | Not Applicable
110-1172 | 110-1172 | Solaria, 430W PV Module, MC-4, PV Wire, 40mm Black Frame, Black Back Sheet, BoB, Mono, 20A Fuse, 1000VDC, 396.2 PTC, PowerXT-430C-BD | 705.2 | 430 | No | PV Modules | Soligent De-listing | 379.14 |  | De-Listing & Stock Qty Unavailable |  | Not Applicable
110-1173 | 110-1173 | Solaria, Custom Quote, Enter Quote Number and Custom Price |  |  | No | PV Modules | Soligent De-listing | 0 |  | Not Applicable |  | Not Applicable
110-1174 | 110-1174 | Trina, Custom Quote, Enter Quote Number and Custom Price |  |  | No | PV Modules | Soligent De-listing | 0 |  | Not Applicable |  | Not Applicable
110-1175 | 110-1175 | QCells, 315W PV Module, MC-4, PV Wire, 32mm Black Frame Black back-sheet, BOB, 120 Mono ½ Cells, 20A Fuse, 1000VDC, 292.2 PTC, Q.PEAK DUO-BLK-G5-315 | 305.55 | 315 | No | PV Modules | Soligent De-listing | 0 |  | De-Listing & Stock Qty Unavailable |  | Not Applicable
110-1176 : 110-1176_S | 110-1176_S | Solaria, 360W PV Module, H-4 (MC4-compatible), PV Wire, 40mm Black Frame, Black Back Sheet, BoB, Mono, 15A Fuse, 1000VDC, 327.6, PowerXT-360R-PD | 295.16 | 360 | No | PV Modules | Soligent De-listing | 279.53 |  | De-Listing & Stock Qty Unavailable |  | Not Applicable
110-1176-B | 110-1176-B | "B Grade" Solaria, 360W PV Module, H-4 (MC4-compatible), PV Wire, 40mm Black Frame, Black Back Sheet, BoB, Mono, 15A Fuse, 1000VDC, 327.6, PowerXT-360R-PD | 240.13 | 360 | No | PV Modules | Vendor De-listing | 228 |  | De-Listing & Stock Qty Unavailable |  | Not Applicable
110-1176-B : 110-1176-B_S | 110-1176-B_S | "B Grade" Solaria, 360W PV Module, H-4 (MC4-compatible), PV Wire, 40mm Black Frame, Black Back Sheet, BoB, Mono, 15A Fuse, 1000VDC, 327.6, PowerXT-360R-PD | 240.13 | 360 | No | PV Modules | Soligent De-listing | 228 |  | De-Listing & Stock Qty Unavailable |  | Not Applicable
110-1177 | 110-1177 | Mission, 360W PV Module, MC4 or Compatible, PV Wire, 40mm Silver Frame, 72 Cell Mono, 15A Fuse, 1000VDC, 4BB, BAA, 322.3 PTC, MSE360SQ6S | 345.6 | 360 | No | PV Modules | Vendor De-listing | 174.55 |  | De-Listing & Stock Qty Unavailable |  | Not Applicable
110-1177-B | 110-1177-B | "B Grade" Mission, 360W PV Module, MC4 or Compatible, PV Wire, 40mm Silver Frame, 72 Cell Mono, 15A Fuse, 1000VDC, 4BB, BAA, 322.3 PTC, MSE360SQ6S | 174.64 | 360 | No | PV Modules | Vendor De-listing | 165.82 |  | De-Listing & Stock Qty Unavailable |  | Not Applicable
110-1177-B : 110-1177-B_S | 110-1177-B_S | "B Grade" Mission, 360W PV Module, MC4 or Compatible, PV Wire, 40mm Silver Frame, 72 Cell Mono, 15A Fuse, 1000VDC, 4BB, BAA, 322.3 PTC, MSE360SQ6S | 174.64 | 360 | No | PV Modules | Soligent De-listing | 165.82 |  | De-Listing & Stock Qty Unavailable |  | Not Applicable
110-1178 | 110-1178 | Panasonic, 325W PV Module, MC4, PV Wire, 35mm Black Frame on White backsheet, BOW, 96 cell HIT, 15A Fuse, 600VDC, 301.2W PTC, VBHN325SA16 | 575.99 | 325 | No | PV Modules | Vendor De-listing | 0 |  | De-Listing & Stock Qty Unavailable |  | Not Applicable
110-1179 | 110-1179 | Panasonic, 330W PV Module, MC4, PV Wire, 40mm Black Frame on White backsheet, BOW, 96 cell HIT, 15A Fuse, 600VDC, 307.1 PTC, VBHN330SA17 | 495 | 330 | No | PV Modules | Vendor De-listing | 275 |  | De-Listing & Stock Qty Unavailable |  | Not Applicable
110-1180 | 110-1180 | Panasonic, 315W PV Module, MC4, PV Wire, 40mm Black Frame on Black backsheet, BOB, 96 cell HIT, 15A Fuse, 600VDC, NO PTC, VBHN315KA03 | 576.45 | 315 | No | PV Modules | Soligent De-listing | 0 |  | De-Listing & Stock Qty Unavailable |  | Not Applicable
110-1181 | 110-1181 | Panasonic, 325W PV Module, MC4, PV Wire, 40mm Black Frame on White backsheet, BOW, 96 cell HIT, 15A Fuse, 600VDC, 302.3 PTC, VBHN325SA17 | 468 | 325 | No | PV Modules | Vendor De-listing | 0 |  | De-Listing & Stock Qty Unavailable |  | Not Applicable
110-1182 | 110-1182 | Panasonic, 320W PV Module, MC4, PV Wire, 40mm Black Frame on Black backsheet, BOB, 96 cell HIT, 15A Fuse, 600VDC, 297.6 PTC, VBHN320KA03 | 441.6 | 320 | No | PV Modules | Vendor De-listing | 237.42 |  | De-Listing & Stock Qty Unavailable |  | Not Applicable
110-1183 | 110-1183 | Solaria, 410W PV Module, MC-4, PV Wire, 40mm Black Frame, Black Back Sheet, BoB, Mono, 20A Fuse, 1000VDC, NO PTC, PowerXT-410C-BD | 615 | 410 | No | PV Modules | Soligent De-listing | 330.65 |  | De-Listing & Stock Qty Unavailable |  | Not Applicable
110-1184 | 110-1184 | Canadian Solar, 325W PV Module, PV Wire, T-4-MC-4 comparable, 35mm Black Frame on Black Backsheet, BoB, HiDM Mono-PERC, 20A Fuse, 1000VDC, 303.2W PTC, CS1H-325MS-Black | 151.13 | 325 | No | PV Modules | Soligent De-listing | 143.28 |  | De-Listing & Stock Qty Unavailable |  | Not Applicable
110-1184 : 110-1184_S | 110-1184_S | Canadian Solar, 325W PV Module, PV Wire, T-4-MC-4 comparable, 35mm Black Frame on Black Backsheet, BoB, HiDM Mono-PERC, 20A Fuse, 1000VDC, 303.2W PTC, CS1H-325MS-Black | 151.13 | 325 | No | PV Modules | Soligent De-listing | 143.28 |  | De-Listing & Stock Qty Unavailable |  | Not Applicable
110-1184-B | 110-1184-B | "B Grade" Canadian Solar, 325W PV Module, PV Wire, T-4-MC-4 comparable, 35mm Black Frame on Black Backsheet, BoB, HiDM Mono-PERC, 20A Fuse, 1000VDC, 303.2W PTC, CS1H-325MS-Black | 134.67 | 325 | No | PV Modules | Vendor De-listing | 127.87 |  | De-Listing & Stock Qty Unavailable |  | Not Applicable
110-1184-B : 110-1184-B_S | 110-1184-B_S | "B Grade" Canadian Solar, 325W PV Module, PV Wire, T-4-MC-4 comparable, 35mm Black Frame on Black Backsheet, BoB, HiDM Mono-PERC, 20A Fuse, 1000VDC, 303.2W PTC, CS1H-325MS-Black | 134.67 | 325 | No | PV Modules | Soligent De-listing | 127.87 |  | De-Listing & Stock Qty Unavailable |  | Not Applicable
110-1185 | 110-1185 | Canadian Solar, 310W PV Module, PV Wire, T-4-MC-4 comparable, 35mm Black Frame on White Backsheet, BoW, 120 ½ Cells, Mono-PERC, 20A Fuse, 1000VDC, 288.6 PTC, CS3K-310MS | 251.1 | 310 | No | PV Modules | Soligent De-listing | 142.67 |  | De-Listing & Stock Qty Unavailable |  | Not Applicable
110-1186 | 110-1186 | Canadian Solar, 300W PV Module, PV Wire, T4 (MC4-comparable), 35mm Black Frame on White Backsheet, BOW, 60 Cell Mono-PERC, 15A Fuse, 1000VDC, 275.6W PTC, CS6K-300MS-T4 | 156.86 | 300 | No | PV Modules | Vendor De-listing | 141.18 |  | De-Listing & Stock Qty Unavailable |  | Not Applicable
110-1187 | 110-1187 | Canadian Solar, 295W PV Module, PV Wire, T4 (MC4-comparable), 35mm Black Frame on Black Backsheet, BOB, 60 Cell Mono-PERC, 15A Fuse, 1000VDC, 270.8W PTC, CS6K-All Black-295MS | 128.67 | 295 | No | PV Modules | Vendor De-listing | 122.17 |  | De-Listing & Stock Qty Unavailable |  | Not Applicable
110-1187 : 110-1187_S | 110-1187_S | Canadian Solar, 295W PV Module, PV Wire, T4 (MC4-comparable), 35mm Black Frame on Black Backsheet, BOB, 60 Cell Mono-PERC, 15A Fuse, 1000VDC, 270.8W PTC, CS6K-All Black-295MS | 128.67 | 295 | No | PV Modules | Vendor De-listing | 122.17 |  | De-Listing & Stock Qty Unavailable |  | Not Applicable
110-1187-B | 110-1187-B | "B Grade" Canadian Solar, 295W PV Module, PV Wire, T4 (MC4-comparable), 35mm Black Frame on Black Backsheet, BOB, 60 Cell Mono-PERC, 15A Fuse, 1000VDC, 270.8W PTC, CS6K-All Black-295MS | 122.23 | 295 | No | PV Modules | Vendor De-listing | 116.06 |  | De-Listing & Stock Qty Unavailable |  | Not Applicable
110-1187-B : 110-1187-B_S | 110-1187-B_S | "B Grade" Canadian Solar, 295W PV Module, PV Wire, T4 (MC4-comparable), 35mm Black Frame on Black Backsheet, BOB, 60 Cell Mono-PERC, 15A Fuse, 1000VDC, 270.8W PTC, CS6K-All Black-295MS | 122.23 | 295 | No | PV Modules | Soligent De-listing | 116.06 |  | De-Listing & Stock Qty Unavailable |  | Not Applicable
110-1188 | 110-1188 | Canadian Solar, 355W PV Module, PV Wire, T-4-MC-4 comparable, 40mm Clear Frame on White Backsheet, 144 ½ Cells, Poly, 15A Fuse, 1000VDC, 328.7 PTC, CS3U-355P | 306.8 | 355 | No | PV Modules | Soligent De-listing | 0 |  | De-Listing & Stock Qty Unavailable |  | Not Applicable
110-1189 | 110-1189 | Canadian Solar, 330W PV Module, PV Wire, T-4, MC-4 comparable, 35mm Black Frame on Black Backsheet, BoB, HiDM Mono-PERC, 20A Fuse, 1000VDC, 308 PTC, CS1H-330MS All Black | 187.43 | 330 | No | PV Modules | Vendor De-listing | 165.83 |  | De-Listing & Stock Qty Unavailable |  | Not Applicable
110-1189 : 110-1189_S | 110-1189_S | Canadian Solar, 330W PV Module, PV Wire, T-4, MC-4 comparable, 35mm Black Frame on Black Backsheet, BoB, HiDM Mono-PERC, 20A Fuse, 1000VDC, 308 PTC, CS1H-330MS All Black | 187.43 | 330 | No | PV Modules | Vendor De-listing | 165.82 |  | De-Listing & Stock Qty Unavailable |  | Not Applicable
110-1189-B | 110-1189-B | "B-Grade" Canadian Solar, 330W PV Module, PV Wire, T-4, MC-4 comparable, 35mm Black Frame on Black Backsheet, BoB, HiDM Mono-PERC, 20A Fuse, 1000VDC, 308 PTC, CS1H-330MS All Black | 161.43 | 330 | No | PV Modules | Vendor De-listing | 153.27 |  | De-Listing & Stock Qty Unavailable |  | Not Applicable
110-1189-B : 110-1189-B_S | 110-1189-B_S | "B-Grade" Canadian Solar, 330W PV Module, PV Wire, T-4, MC-4 comparable, 35mm Black Frame on Black Backsheet, BoB, HiDM Mono-PERC, 20A Fuse, 1000VDC, 308 PTC, CS1H-330MS All Black | 161.43 | 330 | No | PV Modules | Soligent De-listing | 153.27 |  | De-Listing & Stock Qty Unavailable |  | Not Applicable
110-1190 | 110-1190 | Mission, 300W PV Module, MC4 or Compatible, PV Wire, 40mm Black Frame, Black Back Sheet, BoB, 60 Cell Mono-Perc, 15A Fuse, 1000VDC, 5BB, BAA, No PTC, MSE300SQ8T | 362.08 | 300 | No | PV Modules | Vendor De-listing | 0 |  | De-Listing & Stock Qty Unavailable |  | Not Applicable
110-1191 | 110-1191 | Mission, 305W PV Module, MC4 or Compatible, PV Wire, 40mm Black Frame, Black Back Sheet, BoB, 60 Cell Mono-Perc, 20A Fuse, 1000VDC, 5BB, BAA, No PTC, MSE305SQ8T | 298.9 | 305 | No | PV Modules | Vendor De-listing | 157.32 |  | De-Listing & Stock Qty Unavailable |  | Not Applicable
110-1192 | 110-1192 | Mission, 310W PV Module, MC4 or Compatible, PV Wire, 40mm Black Frame, White Back Sheet, BoW, 60 Cell Mono-Perc, 20A Fuse, 1000VDC, 5BB, BAA, No PTC, MSE310SQ8K | 310 | 310 | No | PV Modules | Vendor De-listing | 0 |  | De-Listing & Stock Qty Unavailable |  | Not Applicable
110-1193 | 110-1193 | Mission, 365W PV Module, MC4 or Compatible, PV Wire, 40mm Silver Frame, White Back Sheet, 72 Cell Mono-Perc, 20A Fuse, 1500VDC, 5BB, BAA, No PTC, MSE365SQ9S | 186.38 | 365 | No | PV Modules | Vendor De-listing | 176.97 |  | De-Listing & Stock Qty Unavailable |  | Not Applicable
110-1194 | 110-1194 | Canadian Solar, 400W PV Module, PV Wire, T-4, MC-4 comparable, 35mm Clear Frame on White Backsheet, HiDM Mono-PERC, 20A Fuse, 1500VDC, No PTC, CS1U-400MS | 376 | 400 | No | PV Modules | Soligent De-listing | 0 |  | De-Listing & Stock Qty Unavailable |  | Not Applicable
110-1195 | 110-1195 | Canadian Solar, 410W PV Module, PV Wire, T-4, MC-4 comparable, 35mm Clear Frame on White Backsheet, HiDM Mono-PERC, 20A Fuse, 1000VDC, No PTC, CS1U-410MS | 410 | 410 | No | PV Modules | Soligent De-listing | 0 |  | De-Listing & Stock Qty Unavailable |  | Not Applicable
110-1196 | 110-1196 | QCells, 325W PV Module, MC-4, PV Wire, 32mm Black Frame White back-sheet, BOW, 120 Mono ½ Cells, 20A Fuse, 1000VDC, 300.7 PTC, Q.PEAK DUO-G5-325 | 305.5 | 325 | No | PV Modules | Soligent De-listing | 155.87 |  | De-Listing & Stock Qty Unavailable |  | Not Applicable
110-1197 | 110-1197 | Canadian Solar, 300W PV Module, PV Wire, T-4-MC-4 comparable, 35mm Black Frame on Black Backsheet, BoB, 60 Cell, Mono-PERC, 20A Fuse, 1000VDC, 275.6 PTC, CS6K-300MS-Black | 249 | 300 | No | PV Modules | Vendor De-listing | 0 |  | De-Listing & Stock Qty Unavailable |  | Not Applicable
110-1198 | 110-1198 | Canadian Solar, Bifacial 345W PV Module, PV Wire, T-4-MC-4 comparable, 35mm Clear Frame on White Backsheet, 144 ½ Cells, 5BB, Double Glass, Poly, 20A Fuse, 1500VDC, 318.7 PTC, CS3U-345-PB-AG | 248.4 | 345 | No | PV Modules | Vendor De-listing | 0 |  | De-Listing & Stock Qty Unavailable |  | Not Applicable
110-1199 | 110-1199 | Canadian Solar, 330W PV Module, PV Wire, T-4, MC-4 comparable, 35mm Black Frame on White Backsheet, BoW, HiDM Mono-PERC, 20A Fuse, 1000VDC, No PTC, CS1H-330MS | 330 | 330 | No | PV Modules | Vendor De-listing | 201.22 |  | De-Listing & Stock Qty Unavailable |  | Not Applicable
110-1200 | 110-1200 | Canadian Solar, 305W PV Module, PV Wire, T4 (MC4-comparable), 35mm Black Frame on White Backsheet, BOW, 60 Cell Mono-PERC, 15A Fuse, 1000VDC, 280.3W PTC, CS6K-305MS-T4 | 247.05 | 305 | No | PV Modules | Vendor De-listing | 145.32 |  | De-Listing & Stock Qty Unavailable |  | Not Applicable
110-1200-B | 110-1200-B | "B GRADE" Canadian Solar, 305W PV Module, PV Wire, T4 (MC4-comparable), 35mm Black Frame on White Backsheet, BOW, 60 Cell Mono-PERC, 15A Fuse, 1000VDC, 280.3W PTC, CS6K-305MS-T4 | 131.41 | 305 | No | PV Modules | Vendor De-listing | 124.78 |  | De-Listing & Stock Qty Unavailable |  | Not Applicable
110-1200-B : 110-1200-B_S | 110-1200-B_S | "B GRADE" Canadian Solar, 305W PV Module, PV Wire, T4 (MC4-comparable), 35mm Black Frame on White Backsheet, BOW, 60 Cell Mono-PERC, 15A Fuse, 1000VDC, 280.3W PTC, CS6K-305MS-T4 | 131.41 | 305 | No | PV Modules | Soligent De-listing | 124.77 |  | De-Listing & Stock Qty Unavailable |  | Not Applicable
110-1201 | 110-1201 | Canadian Solar, 380W PV Module, 1670mm (65.7”)PV Wire, T-4-MC-4 comparable, 35mm Clear Frame on White Backsheet, 144 ½ Cells, Mono-PERC, 5BB, 20A Fuse, 1000VDC, 353.9 PTC, CS3U-380MS | 223.53 | 380 | No | PV Modules | Vendor De-listing | 203.57 |  | De-Listing & Stock Qty Unavailable |  | Not Applicable
110-1201 : 110-1201_S | 110-1201_S | Canadian Solar, 380W PV Module, 1670mm (65.7”)PV Wire, T-4-MC-4 comparable, 35mm Clear Frame on White Backsheet, 144 ½ Cells, Mono-PERC, 5BB, 20A Fuse, 1000VDC, 353.9 PTC, CS3U-380MS | 223.53 | 380 | No | PV Modules | Soligent De-listing | 203.57 |  | De-Listing & Stock Qty Unavailable |  | Not Applicable
110-1201-B : 110-1201-B_S | 110-1201-B_S | "B-GRADE" Canadian Solar, 380W PV Module, 1670mm (65.7”)PV Wire, T-4-MC-4 comparable, 35mm Clear Frame on White Backsheet, 144 ½ Cells, Mono-PERC, 5BB, 20A Fuse, 1000VDC, 353.9 PTC, CS3U-380MS | 181.91 | 380 | No | PV Modules | Soligent De-listing | 172.73 |  | De-Listing & Stock Qty Unavailable |  | Not Applicable
110-1202 | 110-1202 | Panasonic, 335W PV Module, MC4, PV Wire, 40mm Black Frame on White Backsheet, BOW, 96 cell HIT+, 15A Fuse, 600VDC, 316.5 PTC, VBHN335SA17 | 274.09 | 335 | No | PV Modules | Vendor De-listing | 259.35 |  | De-Listing & Stock Qty Unavailable |  | Not Applicable
110-1202 : 110-1202_S | 110-1202_S | Panasonic, 335W PV Module, MC4, PV Wire, 40mm Black Frame on White Backsheet, BOW, 96 cell HIT+, 15A Fuse, 600VDC, 316.5 PTC, VBHN335SA17 | 274.09 | 335 | No | PV Modules | Vendor De-listing | 259.35 |  | De-Listing & Stock Qty Unavailable |  | Not Applicable
110-1203 | 110-1203 | Panasonic, 340W PV Module, MC4, PV Wire, 40mm Black Frame on White Backsheet, BOW, 96 cell HIT+, 15A Fuse, 600VDC, 321.3 PTC, VBHN340SA17 | 297.6 | 340 | No | PV Modules | Vendor De-listing | 276.11 |  | De-Listing & Stock Qty Unavailable |  | Not Applicable
110-1203 : 110-1203_S | 110-1203_S | Panasonic, 340W PV Module, MC4, PV Wire, 40mm Black Frame on White Backsheet, BOW, 96 cell HIT+, 15A Fuse, 600VDC, 321.3 PTC, VBHN340SA17 | 297.6 | 340 | No | PV Modules | Vendor De-listing | 276.11 |  | De-Listing & Stock Qty Unavailable |  | Not Applicable
110-1204 | 110-1204 | Trina, 375W PV Module, TS4 Connector, PV Wire, 40mm Clear Frame with White Backsheet, 72 Cell Mono, 20A Fuse, 1500VDC, 3.2mm glass, 348.8 PTC, TSM-375-DE14A(ll) | 316.5 | 375 | No | PV Modules | Vendor De-listing | 169.25 |  | De-Listing & Stock Qty Unavailable |  | Not Applicable
110-1204-B | 110-1204-B | "B-Grade" Trina, 375W PV Module, TS4 Connector, PV Wire, 40mm Clear Frame with White Backsheet, 72 Cell Mono, 20A Fuse, 1500VDC, 3.2mm glass, 348.8 PTC, TSM-375-DE14A(ll) | 159.94 | 375 | No | PV Modules | Vendor De-listing | 151.86 |  | De-Listing & Stock Qty Unavailable |  | Not Applicable
110-1204-B : 110-1204-B_S | 110-1204-B_S | "B-Grade" Trina, 375W PV Module, TS4 Connector, PV Wire, 40mm Clear Frame with White Backsheet, 72 Cell Mono, 20A Fuse, 1500VDC, 3.2mm glass, 348.8 PTC, TSM-375-DE14A(ll) | 159.94 | 375 | No | PV Modules | Soligent De-listing | 151.86 |  | De-Listing & Stock Qty Unavailable |  | Not Applicable
110-1205 | 110-1205 | Trina, 305W PV Module, MC-4 Connector, PV Wire, 35mm Black Frame with Black Backsheet, BoB, 60 Cell Mono, 20A Fuse, 1000VDC, 3.2mm glass, 278.4W PTC, TSM-305-DD05A.05(II) | 153.63 | 305 | No | PV Modules | Vendor De-listing | 145.87 |  | De-Listing & Stock Qty Unavailable |  | Not Applicable
110-1205 : 110-1205_S | 110-1205_S | Trina, 305W PV Module, MC-4 Connector, PV Wire, 35mm Black Frame with Black Backsheet, BoB, 60 Cell Mono, 20A Fuse, 1000VDC, 3.2mm glass, 278.4W PTC, TSM-305-DD05A.05(II) | 153.63 | 305 | No | PV Modules | Soligent De-listing | 145.87 |  | De-Listing & Stock Qty Unavailable |  | Not Applicable
110-1206 | 110-1206 | Canadian Solar, 305W PV Module, PV Wire, T-4-MC-4 comparable, 35mm Black Frame on Black Backsheet, BoB, 120 ½ Cells, Mono-PERC, 20A Fuse, 1000VDC, 283.8 PTC, CS3K-305MS-Black | 169.45 | 305 | No | PV Modules | Vendor De-listing | 152.51 |  | De-Listing & Stock Qty Unavailable |  | Not Applicable
110-1206 : 110-1206_S | 110-1206_S | Canadian Solar, 305W PV Module, PV Wire, T-4-MC-4 comparable, 35mm Black Frame on Black Backsheet, BoB, 120 ½ Cells, Mono-PERC, 20A Fuse, 1000VDC, 283.8 PTC, CS3K-305MS-Black | 169.44 | 305 | No | PV Modules | Vendor De-listing | 152.5 |  | De-Listing & Stock Qty Unavailable |  | Not Applicable
110-1206-B | 110-1206-B | "B-Grade" Canadian Solar, 305W PV Module, PV Wire, T-4-MC-4 comparable, 35mm Black Frame on Black Backsheet, BoB, 120 ½ Cells, Mono-PERC, 20A Fuse, 1000VDC, 283.8 PTC, CS3K-305MS-Black | 129.47 | 305 | No | PV Modules | Vendor De-listing | 122.93 |  | De-Listing & Stock Qty Unavailable |  | Not Applicable
110-1206-B : 110-1206-B_S | 110-1206-B_S | "B-Grade" Canadian Solar, 305W PV Module, PV Wire, T-4-MC-4 comparable, 35mm Black Frame on Black Backsheet, BoB, 120 ½ Cells, Mono-PERC, 20A Fuse, 1000VDC, 283.8 PTC, CS3K-305MS-Black | 129.47 | 305 | No | PV Modules | Soligent De-listing | 122.93 |  | De-Listing & Stock Qty Unavailable |  | Not Applicable
110-1207 | 110-1207 | Mission, 310W PV Module, MC4, PV Wire, 40mm Black Frame, Black Back Sheet, BoB, 60 Cell Mono-Perc, 20A Fuse, 1000VDC, 5BB, BAA, 285.8 PTC, MSE310SQ8T | 272.8 | 310 | No | PV Modules | Vendor De-listing | 142.6 |  | De-Listing & Stock Qty Unavailable |  | Not Applicable
110-1207-B | 110-1207-B | "B-Grade" Mission, 310W PV Module, MC4, PV Wire, 40mm Black Frame, Black Back Sheet, BoB, 60 Cell Mono-Perc, 20A Fuse, 1000VDC, 5BB, BAA, 285.8 PTC, MSE310SQ8T | 128.62 | 310 | No | PV Modules | Vendor De-listing | 120.91 |  | De-Listing & Stock Qty Unavailable |  | Not Applicable
110-1207-B : 110-1207-B_S | 110-1207-B_S | "B-Grade" Mission, 310W PV Module, MC4, PV Wire, 40mm Black Frame, Black Back Sheet, BoB, 60 Cell Mono-Perc, 20A Fuse, 1000VDC, 5BB, BAA, 285.8 PTC, MSE310SQ8T | 128.62 | 310 | No | PV Modules | Soligent De-listing | 120.91 |  | De-Listing & Stock Qty Unavailable |  | Not Applicable
110-1208 | 110-1208 | Mission, 315W PV Module, MC4, PV Wire, 40mm Black Frame, White Back Sheet, BoW, 60 Cell Mono-Perc, 20A Fuse, 1000VDC, 5BB, BAA, 290.4 PTC, MSE315SQ8K | 315 | 315 | No | PV Modules | Soligent De-listing | 0 |  | De-Listing & Stock Qty Unavailable |  | Not Applicable
110-1209 | 110-1209 | Mission, 370W PV Module, MC4, PV Wire, 40mm Clear Frame, White Back Sheet, 72 Cell Mono-Perc, 20A Fuse, 1000VDC, 5BB, BAA, 341 PTC, MSE370SQ9S | 355.2 | 370 | No | PV Modules | Soligent De-listing | 0 |  | De-Listing & Stock Qty Unavailable |  | Not Applicable
110-1210 | 110-1210 | Mission, 375W PV Module, MC4, PV Wire, 40mm Clear Frame, White Back Sheet, 72 Cell Mono-Perc, 20A Fuse, 1000VDC, 5BB, BAA, 345.7 PTC, MSE375SQ9S | 214.29 | 375 | No | PV Modules | Vendor De-listing | 204.55 |  | De-Listing & Stock Qty Unavailable |  | Not Applicable
110-1210 : 110-1210_S | 110-1210_S | Mission, 375W PV Module, MC4, PV Wire, 40mm Clear Frame, White Back Sheet, 72 Cell Mono-Perc, 20A Fuse, 1000VDC, 5BB, BAA, 345.7 PTC, MSE375SQ9S | 214.29 | 375 | No | PV Modules | Vendor De-listing | 204.55 |  | De-Listing & Stock Qty Unavailable |  | Not Applicable
110-1210-B | 110-1210-B | "B-Grade" Mission, 375W PV Module, MC4, PV Wire, 40mm Clear Frame, White Back Sheet, 72 Cell Mono-Perc, 20A Fuse, 1000VDC, 5BB, BAA, 345.7 PTC, MSE375SQ9S | 191.49 | 375 | No | PV Modules | Vendor De-listing | 181.82 |  | De-Listing & Stock Qty Unavailable |  | Not Applicable
110-1210-B : 110-1210-B_S | 110-1210-B_S | "B-Grade" Mission, 375W PV Module, MC4, PV Wire, 40mm Clear Frame, White Back Sheet, 72 Cell Mono-Perc, 20A Fuse, 1000VDC, 5BB, BAA, 345.7 PTC, MSE375SQ9S | 191.49 | 375 | No | PV Modules | Soligent De-listing | 181.82 |  | De-Listing & Stock Qty Unavailable |  | Not Applicable
110-1211 | 110-1211 | Longi, Custom Quote, Enter Quote Number and Custom Price |  |  | No | PV Modules | Soligent De-listing | 0 |  | Not Applicable |  | Not Applicable
110-1212 | 110-1212 | Longi, 370W PV Module, PV Wire, 40mm Clear Frame, White Backsheet, 72 Cell Mono-Perc, 20A Fuse, 1500VDC, 345.6W PTC, LR6-72PH-370M | 333 | 370 | No | PV Modules | Vendor De-listing | 179.03 |  | De-Listing & Stock Qty Unavailable |  | Not Applicable
110-1212-B | 110-1212-B | "B Grade" Longi, 370W PV Module, PV Wire, 40mm Clear Frame, White Backsheet, 72 Cell Mono-Perc, 20A Fuse, 1500VDC, 345.6W PTC, LR6-72PH-370M | 177.13 | 370 | No | PV Modules | Vendor De-listing | 168.18 |  | De-Listing & Stock Qty Unavailable |  | Not Applicable
110-1212-B : 110-1212-B_S | 110-1212-B_S | "B Grade" Longi, 370W PV Module, PV Wire, 40mm Clear Frame, White Backsheet, 72 Cell Mono-Perc, 20A Fuse, 1500VDC, 345.6W PTC, LR6-72PH-370M | 177.13 | 370 | No | PV Modules | Soligent De-listing | 168.18 |  | De-Listing & Stock Qty Unavailable |  | Not Applicable
110-1213 | 110-1213 | Canadian Solar, 310W PV Module, PV Wire, T-4, 35mm Black Frame on Black Backsheet, BoB, 120 ½ Cells Mono-PERC, 20A Fuse, 1000VDC, 288.6 PTC, CS3K-310MS-Black | 269.7 | 310 | No | PV Modules | Soligent De-listing | 158.65 |  | De-Listing & Stock Qty Unavailable |  | Not Applicable
110-1213-B | 110-1213-B | "B-Grade" Canadian Solar, 310W PV Module, PV Wire, T-4, 35mm Black Frame on Black Backsheet, BoB, 120 ½ Cells Mono-PERC, 20A Fuse, 1000VDC, 288.6 PTC, CS3K-310MS-Black | 136.29 | 310 | No | PV Modules | Vendor De-listing | 129.4 |  | De-Listing & Stock Qty Unavailable |  | Not Applicable
110-1213-B : 110-1213-B_S | 110-1213-B_S | "B-Grade" Canadian Solar, 310W PV Module, PV Wire, T-4, 35mm Black Frame on Black Backsheet, BoB, 120 ½ Cells Mono-PERC, 20A Fuse, 1000VDC, 288.6 PTC, CS3K-310MS-Black | 136.29 | 310 | No | PV Modules | Soligent De-listing | 129.4 |  | De-Listing & Stock Qty Unavailable |  | Not Applicable
110-1214 | 110-1214 | Canadian Solar, 300W PV Module, PV Wire, T-4-MC-4 comparable, 35mm Black Frame on Black Backsheet, BoB, 120 ½ Cells, Mono-PERC, 20A Fuse, 1000VDC, 279 PTC, CS3K-300MS-Black | 252 | 300 | No | PV Modules | Vendor De-listing | 148.24 |  | De-Listing & Stock Qty Unavailable |  | Not Applicable
110-1215 | 110-1215 | Longi, 340W PV Module, PV Wire, 40mm Clear Frame, White Backsheet, 72 Cell Mono, 20A Fuse, 1500VDC, 5BB, 310.9W PTC, LR6-72HV-340M | 251.6 | 340 | No | PV Modules | Vendor De-listing | 136 |  | De-Listing & Stock Qty Unavailable |  | Not Applicable
110-1216 | 110-1216 | Longi, 300W PV Module, PV Wire, 40mm Black Frame, Black Backsheet, BOB, 60 Cell Mono-Perc, 20A Fuse, 1000VDC, 4BB, 272.9W PTC, LR6-60PB-300M | 276 | 300 | No | PV Modules | Soligent De-listing | 150 |  | De-Listing & Stock Qty Unavailable |  | Not Applicable
110-1217 | 110-1217 | Longi, 305W PV Module, PV Wire, 40mm Black Frame, Black Backsheet, BOB, 60 Cell Mono-Perc, 20A Fuse, 1000VDC, 4BB, 278.9W PTC, LR6-60PB-305M | 286.7 | 305 | No | PV Modules | Soligent De-listing | 155.82 |  | De-Listing & Stock Qty Unavailable |  | Not Applicable
110-1218 | 110-1218 | Trina, 370W PV Module, TS4 Connector, PV Wire, 40mm Clear Frame with White Backsheet, 72 Cell Mono, 20A Fuse, 1500VDC, 3.2mm glass, 344 PTC, TSM-370-DE14A(ll) | 173.49 | 370 | No | PV Modules | Vendor De-listing | 166.99 |  | De-Listing & Stock Qty Unavailable |  | Not Applicable
110-1218 : 110-1218_S | 110-1218_S | Trina, 370W PV Module, TS4 Connector, PV Wire, 40mm Clear Frame with White Backsheet, 72 Cell Mono, 20A Fuse, 1500VDC, 3.2mm glass, 344 PTC, TSM-370-DE14A(ll) | 173.49 | 370 | No | PV Modules | Vendor De-listing | 166.99 |  | De-Listing & Stock Qty Unavailable |  | Not Applicable
110-1218-B | 110-1218-B | "B Grade" Trina, 370W PV Module, TS4 Connector, PV Wire, 40mm Clear Frame with White Backsheet, 72 Cell Mono, 20A Fuse, 1500VDC, 3.2mm glass, 344 PTC, TSM-370-DE14A(ll) | 157.8 | 370 | No | PV Modules | Vendor De-listing | 149.83 |  | De-Listing & Stock Qty Unavailable |  | Not Applicable
110-1218-B : 110-1218-B_S | 110-1218-B_S | "B Grade" Trina, 370W PV Module, TS4 Connector, PV Wire, 40mm Clear Frame with White Backsheet, 72 Cell Mono, 20A Fuse, 1500VDC, 3.2mm glass, 344 PTC, TSM-370-DE14A(ll) | 157.8 | 370 | No | PV Modules | Soligent De-listing | 149.83 |  | De-Listing & Stock Qty Unavailable |  | Not Applicable
110-1219 | 110-1219 | Trina, 310W PV Module, MC-4 Connector, PV Wire~47", 35mm Black Frame with Black Backsheet, BoB, 120 1/2 Cell Mono, 20A Fuse, 1000VDC, 3.2mm glass, 288.2W PTC, TSM-310-DD05H.05(II) | 248 | 310 | No | PV Modules | Vendor De-listing | 0 |  | De-Listing & Stock Qty Unavailable |  | Not Applicable
110-1219 : 110-1219_S | 110-1219_S | Trina, 310W PV Module, MC-4 Connector, PV Wire~47", 35mm Black Frame with Black Backsheet, BoB, 120 1/2 Cell Mono, 20A Fuse, 1000VDC, 3.2mm glass, 288.2W PTC, TSM-310-DD05H.05(II) | 248 | 310 | No | PV Modules | Vendor De-listing | 124 |  | De-Listing & Stock Qty Unavailable |  | Not Applicable
110-1219-B | 110-1219-B | "B Grade" Trina, 310W PV Module, MC-4 Connector, PV Wire~47", 35mm Black Frame with Black Backsheet, BoB, 120 1/2 Cell Mono, 20A Fuse, 1000VDC, 3.2mm glass, 288.2W PTC, TSM-310-DD05H.05(II) | 125.32 | 310 | No | PV Modules | Vendor De-listing | 118.99 |  | De-Listing & Stock Qty Unavailable |  | Not Applicable
110-1219-B : 110-1219-B_S | 110-1219-B_S | "B Grade" Trina, 310W PV Module, MC-4 Connector, PV Wire~47", 35mm Black Frame with Black Backsheet, BoB, 120 1/2 Cell Mono, 20A Fuse, 1000VDC, 3.2mm glass, 288.2W PTC, TSM-310-DD05H.05(II) | 125.32 | 310 | No | PV Modules | Soligent De-listing | 118.99 |  | De-Listing & Stock Qty Unavailable |  | Not Applicable
110-1220 | 110-1220 | Longi, 365W PV Module, PV Wire, 45mm Clear Frame, White Backsheet, 72 Cell Mono-Perc, 20A Fuse, 1500VDC, 336.6W PTC, LR6-72PH-365M | 321.2 | 365 | No | PV Modules | Vendor De-listing | 172.69 |  | De-Listing & Stock Qty Unavailable |  | Not Applicable
110-1221 | 110-1221 | Longi, 310W PV Module, PV Wire, 40mm Black Frame, Black Backsheet, BOB, 60 Cell Mono-Perc, 20A Fuse, 1000VDC, 4BB, 283.6W PTC, LR6-60PB-310M | 294.5 | 310 | No | PV Modules | Soligent De-listing | 160.05 |  | De-Listing & Stock Qty Unavailable |  | Not Applicable
110-1222 : 110-1222_S | 110-1222_S | Solaria, 370W PV Module, MC-4, PV Wire, 40mm Black Frame, Black Back Sheet, BoB, Mono, 15A Fuse, 1000VDC, 334.5 PTC, PowerXT-370R-PD | 287.78 | 370 | No | PV Modules | Soligent De-listing | 275.53 |  | De-Listing & Stock Qty Unavailable |  | Not Applicable
110-1223 | 110-1223 | Panasonic, 325W PV Module, MC4, PV Wire, 40mm Black Frame on Black backsheet, BOB, 96 cell HIT, 15A Fuse, 600VDC, 302.4 PTC, VBHN325KA03 | 252.78 | 325 | No | PV Modules | Vendor De-listing | 242.02 |  | De-Listing & Stock Qty Unavailable |  | Not Applicable
110-1223 : 110-1223_S | 110-1223_S | Panasonic, 325W PV Module, MC4, PV Wire, 40mm Black Frame on Black backsheet, BOB, 96 cell HIT, 15A Fuse, 600VDC, 302.4 PTC, VBHN325KA03 | 252.78 | 325 | No | PV Modules | Vendor De-listing | 242.02 |  | De-Listing & Stock Qty Unavailable |  | Not Applicable
110-1224 | 110-1224 | Mission, 310W PV Module, MC4 Compatible, PV Wire, 40mm Black Frame, Black Back Sheet, BoB, 60 Cell Mono-Perc, 20A Fuse, 1000VDC, 5BB, BAA, 284.5 PTC, MSE60A310 | 272.8 | 310 | No | PV Modules | Soligent De-listing | 142.6 |  | De-Listing & Stock Qty Unavailable |  | Not Applicable
110-1224-B | 110-1224-B | "B-Grade" Mission, 310W PV Module, MC4 Compatible, PV Wire, 40mm Black Frame, Black Back Sheet, BoB, 60 Cell Mono-Perc, 20A Fuse, 1000VDC, 5BB, BAA, 284.5 PTC, MSE60A310 | 137.85 | 310 | No | PV Modules | Vendor De-listing | 130.89 |  | De-Listing & Stock Qty Unavailable |  | Not Applicable
110-1224-B : 110-1224-B_S | 110-1224-B_S | "B-Grade" Mission, 310W PV Module, MC4 Compatible, PV Wire, 40mm Black Frame, Black Back Sheet, BoB, 60 Cell Mono-Perc, 20A Fuse, 1000VDC, 5BB, BAA, 284.5 PTC, MSE60A310 | 137.85 | 310 | No | PV Modules | Soligent De-listing | 130.89 |  | De-Listing & Stock Qty Unavailable |  | Not Applicable
110-1225 | 110-1225 | Trina, 380W PV Module, TS4 Connector, PV Wire, 40mm Clear Frame with White Backsheet, 72 Cell Mono, 20A Fuse, 1500VDC, 3.2mm glass, 353.6 PTC, TSM-380-DE14A(ll) | 182.32 | 380 | No | PV Modules | Vendor De-listing | 174.88 |  | De-Listing & Stock Qty Unavailable |  | Not Applicable
110-1225 : 110-1225_S | 110-1225_S | Trina, 380W PV Module, TS4 Connector, PV Wire, 40mm Clear Frame with White Backsheet, 72 Cell Mono, 20A Fuse, 1500VDC, 3.2mm glass, 353.6 PTC, TSM-380-DE14A(ll) | 182.32 | 380 | No | PV Modules | Soligent De-listing | 178.52 |  | De-Listing & Stock Qty Unavailable |  | Not Applicable
110-1226 | 110-1226 | Longi, 370W PV Module, PV Wire, 45mm Clear Frame, White Backsheet, 72 Cell Mono-Perc, 20A Fuse, 1500VDC, 345.6W PTC, LR6-72PH-370M | 333 | 370 | No | PV Modules | Vendor De-listing | 179.03 |  | De-Listing & Stock Qty Unavailable |  | Not Applicable
110-1227 | 110-1227 | Canadian Solar, Bifacial 375W PV Module, ~8 & 12.5” PV Wire, T-4-MC-4 comparable, 30mm Clear Frame on White Backsheet, 144 ½ Cells, 5BB, Double 2mm Glass, Mono, 25A Fuse Max, 1000VDC, 346.9 PTC, 12/30 Warranty, CS3U-375-MB-AG | 139.42 | 375 | No | PV Modules | Vendor De-listing | 116.94 |  | De-Listing & Stock Qty Unavailable |  | Not Applicable
110-1227-B | 110-1227-B | "B-Grade" Canadian Solar, Bifacial 375W PV Module, 300mm (~11.8”) PV Wire, T-4-MC-4 comparable, 30mm Clear Frame on White Backsheet, 144 ½ Cells, 5BB, Double 2mm Glass, Mono, 25A Fuse Max, 1000VDC, 346.9 PTC, 12/30 Warranty, CS3U-375-MB-AG | 109.9 | 375 | No | PV Modules | Vendor De-listing | 104.35 |  | De-Listing & Stock Qty Unavailable |  | Not Applicable
110-1227-B : 110-1227-B_S | 110-1227-B_S | "B-Grade" Canadian Solar, Bifacial 375W PV Module, 300mm (~11.8”) PV Wire, T-4-MC-4 comparable, 30mm Clear Frame on White Backsheet, 144 ½ Cells, 5BB, Double 2mm Glass, Mono, 25A Fuse Max, 1000VDC, 346.9 PTC, 12/30 Warranty, CS3U-375-MB-AG | 109.9 | 375 | No | PV Modules | Soligent De-listing | 104.35 |  | De-Listing & Stock Qty Unavailable |  | Not Applicable
110-1228 | 110-1228 | Canadian Solar, 305W PV Module, PV Wire, T-4-MC-4 comparable, 35mm Black Frame on White Backsheet, BoW, 120 ½ Cells, Poly, 20A Fuse, 1000VDC, 283.9 PTC, CS3K-305P | 262.3 | 305 | No | PV Modules | Soligent De-listing | 141.02 |  | De-Listing & Stock Qty Unavailable |  | Not Applicable
110-1229 | 110-1229 | Canadian Solar, 320W PV Module, PV Wire, T-4-MC-4 comparable, 35mm Black Frame on Black Backsheet, BoB, HiDM Mono-PERC, 20A Fuse, 1000VDC, 298.4W PTC, CS1H-320MS-Black | 144 | 320 | No | PV Modules | Vendor De-listing | 135.91 |  | De-Listing & Stock Qty Unavailable |  | Not Applicable
110-1229 : 110-1229_S | 110-1229_S | Canadian Solar, 320W PV Module, PV Wire, T-4-MC-4 comparable, 35mm Black Frame on Black Backsheet, BoB, HiDM Mono-PERC, 20A Fuse, 1000VDC, 298.4W PTC, CS1H-320MS-Black | 144 | 320 | No | PV Modules | Soligent De-listing | 135.91 |  | De-Listing & Stock Qty Unavailable |  | Not Applicable
110-1229-B | 110-1229-B | "B Grade" Canadian Solar, 320W PV Module, PV Wire, T-4-MC-4 comparable, 35mm Black Frame on Black Backsheet, BoB, HiDM Mono-PERC, 20A Fuse, 1000VDC, 298.4W PTC, CS1H-320MS-Black | 127.74 | 320 | No | PV Modules | Vendor De-listing | 121.29 |  | De-Listing & Stock Qty Unavailable |  | Not Applicable
110-1229-B : 110-1229-B_S | 110-1229-B_S | "B Grade" Canadian Solar, 320W PV Module, PV Wire, T-4-MC-4 comparable, 35mm Black Frame on Black Backsheet, BoB, HiDM Mono-PERC, 20A Fuse, 1000VDC, 298.4W PTC, CS1H-320MS-Black | 127.74 | 320 | No | PV Modules | Soligent De-listing | 121.29 |  | De-Listing & Stock Qty Unavailable |  | Not Applicable
110-1230 | 110-1230 | Mission, 310W PV Module, MC4, PV Wire, 33mm Black Frame, Black Back Sheet, BoB, 60 Cell Mono-Perc, 20A Fuse, 1000VDC, 5BB, BAA, 280.7 PTC, MSE310TS60 | 141.81 | 310 | No | PV Modules | Vendor De-listing | 136.02 |  | De-Listing & Stock Qty Unavailable |  | Not Applicable
110-1230 : 110-1230_S | 110-1230_S | Mission, 310W PV Module, MC4, PV Wire, 33mm Black Frame, Black Back Sheet, BoB, 60 Cell Mono-Perc, 20A Fuse, 1000VDC, 5BB, BAA, 280.7 PTC, MSE310TS60 | 141.81 | 310 | No | PV Modules | Vendor De-listing | 136.02 |  | De-Listing & Stock Qty Unavailable |  | Not Applicable
110-1230-B | 110-1230-B | "B Grade" Mission, 310W PV Module, MC4, PV Wire, 33mm Black Frame, Black Back Sheet, BoB, 60 Cell Mono-Perc, 20A Fuse, 1000VDC, 5BB, BAA, 280.7 PTC, MSE310TS60 | 134.72 | 310 | No | PV Modules | Vendor De-listing | 127.92 |  | De-Listing & Stock Qty Unavailable |  | Not Applicable
110-1230-B : 110-1230-B_S | 110-1230-B_S | "B Grade" Mission, 310W PV Module, MC4, PV Wire, 33mm Black Frame, Black Back Sheet, BoB, 60 Cell Mono-Perc, 20A Fuse, 1000VDC, 5BB, BAA, 280.7 PTC, MSE310TS60 | 134.72 | 310 | No | PV Modules | Soligent De-listing | 127.92 |  | De-Listing & Stock Qty Unavailable |  | Not Applicable
110-1231 | 110-1231 | Trina, 395W PV Module, TS4 Connector, PV Wire ~55”, 35mm Clear Frame with White Backsheet, 144 ½ Cell Multi-BB Mono, 20A Fuse, 1500VDC, 3.2mm glass, 370.4 PTC, TSM-395-DE15M(II) | 335.75 | 395 | No | PV Modules | Vendor De-listing | 180.51 |  | De-Listing & Stock Qty Unavailable |  | Not Applicable
110-1232 | 110-1232 | Trina, 400W PV Module, TS4 Connector, PV Wire ~55”, 35mm Clear Frame with White Backsheet, 144 ½ Cell Multi-BB Mono, 20A Fuse, 1500VDC, 3.2mm glass, 375.2 PTC, TSM-400-DE15M(II) | 376 | 400 | No | PV Modules | Soligent De-listing | 202.15 |  | De-Listing & Stock Qty Unavailable |  | Not Applicable
110-1233 : 110-1233_S | 110-1233_S | Trina, 395W PV Module, TS4 Connector, PV Wire ~55”, 35mm Clear Frame with White Backsheet, 144 ½ Cell 5BB Mono PERC, 20A Fuse, 1500VDC, 3.2mm glass, 370.1 PTC, TSM-395-DE15H(II) | 198.67 | 395 | No | PV Modules | Soligent De-listing | 180.51 |  | De-Listing & Stock Qty Unavailable |  | Not Applicable
110-1234 | 110-1234 | Trina, 400W PV Module, TS4 Connector, PV Wire ~55”, 35mm Clear Frame with White Backsheet, 144 ½ Cell 5BB Mono PERC, 20A Fuse, 1500VDC, 3.2mm glass, 374.9 PTC, TSM-400-DE15H(II) | 340 | 400 | No | PV Modules | Vendor De-listing | 182.8 |  | De-Listing & Stock Qty Unavailable |  | Not Applicable
110-1235 | 110-1235 | Trina, 400W PV Module, TS4 Connector, PV Wire ~55”, 35mm Clear Frame with White Backsheet, 144 ½ Cell Multi-BB Mono, 20A Fuse, 1500VDC, 3.2mm glass, 375.2 PTC, TSM-400-DE15M(II) | 201.18 | 400 | No | PV Modules | Vendor De-listing | 182.8 |  | De-Listing & Stock Qty Unavailable |  | Not Applicable
110-1235 : 110-1235_S | 110-1235_S | Trina, 400W PV Module, TS4 Connector, PV Wire ~55”, 35mm Clear Frame with White Backsheet, 144 ½ Cell Multi-BB Mono, 20A Fuse, 1500VDC, 3.2mm glass, 375.2 PTC, TSM-400-DE15M(II) | 201.18 | 400 | No | PV Modules | Vendor De-listing | 182.8 |  | De-Listing & Stock Qty Unavailable |  | Not Applicable
110-1235-B : 110-1235-B_S | 110-1235-B_S | "B Grade" Trina, 400W PV Module, TS4 Connector, PV Wire ~55”, 35mm Clear Frame with White Backsheet, 144 ½ Cell Multi-BB Mono, 20A Fuse, 1500VDC, 3.2mm glass, 375.2 PTC, TSM-400-DE15M(II) | 171.81 | 400 | No | PV Modules | Soligent De-listing | 163.13 |  | De-Listing & Stock Qty Unavailable |  | Not Applicable
110-1235-J | 110-1235-J | Trina, 400W PV Module, TS4 Connector, PV Wire ~55”, 35mm Clear Frame with White Backsheet, 144 ½ Cell Multi-BB Mono, 20A Fuse, 1500VDC, 3.2mm glass, 375.2 PTC, TSM-400-DE15H(II) | 208.28 | 400 | No | PV Modules | Vendor De-listing | 189.25 |  | De-Listing & Stock Qty Unavailable |  | Not Applicable
110-1235-J : 110-1235-J_S | 110-1235-J_S | Trina, 400W PV Module, TS4 Connector, PV Wire ~55”, 35mm Clear Frame with White Backsheet, 144 ½ Cell Multi-BB Mono, 20A Fuse, 1500VDC, 3.2mm glass, 375.2 PTC, TSM-400-DE15H(II) | 208.28 | 400 | No | PV Modules | Shippable | 189.25 |  | Shippable but Stock Qty Unavailable |  | Not Applicable
110-1236 | 110-1236 | Mission, 385W PV Module, MC4-Compatible, PV Wire, 40mm Clear Frame, White Back Sheet, 72 Cell Mono-Perc, 20A Fuse, 1000VDC, 5BB, BAA,356.0 PTC, MSE385SR9S | 201.67 | 385 | No | PV Modules | Vendor De-listing | 192.5 |  | De-Listing & Stock Qty Unavailable |  | Not Applicable
110-1236 : 110-1236_S | 110-1236_S | Mission, 385W PV Module, MC4-Compatible, PV Wire, 40mm Clear Frame, White Back Sheet, 72 Cell Mono-Perc, 20A Fuse, 1000VDC, 5BB, BAA,356.0 PTC, MSE385SR9S | 201.67 | 385 | No | PV Modules | Vendor De-listing | 192.5 |  | De-Listing & Stock Qty Unavailable |  | Not Applicable
110-1236-B | 110-1236-B | "B-Grade" Mission, 385W PV Module, MC4-Compatible, PV Wire, 40mm Clear Frame, White Back Sheet, 72 Cell Mono-Perc, 20A Fuse, 1000VDC, 5BB, BAA,356.0 PTC, MSE385SR9S | 171.2 | 385 | No | PV Modules | Vendor De-listing | 162.56 |  | De-Listing & Stock Qty Unavailable |  | Not Applicable
110-1236-B : 110-1236-B_S | 110-1236-B_S | "B-Grade" Mission, 385W PV Module, MC4-Compatible, PV Wire, 40mm Clear Frame, White Back Sheet, 72 Cell Mono-Perc, 20A Fuse, 1000VDC, 5BB, BAA,356.0 PTC, MSE385SR9S | 171.2 | 385 | No | PV Modules | Soligent De-listing | 162.56 |  | De-Listing & Stock Qty Unavailable |  | Not Applicable
110-1237 | 110-1237 | Talesun, 320W PV Module, PV Wire(~47”), MC-4 compatible, 35mm Black Frame on Black Backsheet, BoB, 120 Cell (60 ½ Cells) Mono-PERC, 20A Fuse, 1000VDC, No PTC, TP6H660M -320-Black | 252.8 | 320 | No | PV Modules | Vendor De-listing | 143.64 |  | De-Listing & Stock Qty Unavailable |  | Not Applicable
110-1238 | 110-1238 | Mission, 320W PV Module, MC4, PV Wire, 40mm Black Frame, Black Back Sheet, BoB, 60 Cell Mono-Perc, 20A Fuse, 1000VDC, 5BB, BAA, 294.2 PTC, MSE320SR8T | 281.6 | 320 | No | PV Modules | Vendor De-listing | 156.44 |  | De-Listing & Stock Qty Unavailable |  | Not Applicable
110-1239 | 110-1239 | Canadian Solar, 320W PV Module, PV Wire, T-4-MC-4 comparable, 35mm Black Frame on White Backsheet, BoW, 120 ½ Cells, 5BB Mono-PERC, 20A Fuse, 1000VDC, 298.1 PTC, CS3K-320MS | 271.82 | 320 | No | PV Modules | Soligent De-listing | 0 |  | De-Listing & Stock Qty Unavailable |  | Not Applicable
110-1240 | 110-1240 | Canadian Solar, Bifacial 355W PV Module, PV Wire, T-4-MC-4 comparable, 30mm Clear Frame on White Backsheet, 144 ½ Cells, 5BB, Double Glass, Poly, 20A Fuse, 1000VDC, 328.1 PTC, CS3U-355-PB-AG | 269.8 | 355 | No | PV Modules | Vendor De-listing | 0 |  | De-Listing & Stock Qty Unavailable |  | Not Applicable
110-1241 | 110-1241 | Trina, 325W PV Module, MC-4 Connector, PV Wire~47", 35mm Black Frame with Black Backsheet, BoB, 120 1/2 Cell Mono, 20A Fuse, 1000VDC, 3.2mm glass, 302.8 PTC, TSM-325-DD06M.05(II) | 234 | 325 | No | PV Modules | Vendor De-listing | 130 |  | De-Listing & Stock Qty Unavailable |  | Not Applicable
110-1241-B : 110-1241-B_S | 110-1241-B_S | "B" Grade Trina, 325W PV Module, MC-4 Connector, PV Wire~47", 35mm Black Frame with Black Backsheet, BoB, 120 1/2 Cell Mono, 20A Fuse, 1000VDC, 3.2mm glass, 302.8 PTC, TSM-325-DD06M.05(II) | 141.59 | 325 | No | PV Modules | Soligent De-listing | 123.5 |  | De-Listing & Stock Qty Unavailable |  | Not Applicable
110-1242 | 110-1242 | Canadian Solar, 380W MBB-PV Module, 1670mm (65.7”)PV Wire, T-4-MC-4 comparable, 35mm Clear Frame on White Backsheet, 144 ½ Cells, Mono-PERC, MBB, 20A Fuse, 1000VDC, 353.9 PTC, CS3U-380MS-MBB | 342 | 380 | No | PV Modules | Vendor De-listing | 203.57 |  | De-Listing & Stock Qty Unavailable |  | Not Applicable
110-1243 : 110-1243_S | 110-1243_S | Canadian Solar, Bifacial PV Module, 405W ~72.8” PV Wire, T-4, H-4, or MC-4 comparable, 30mm Clear Frame on White Backsheet, 144 ½ Cells, Double Glass, Poly, 25A Max Fuse, 1000VDC, 378.3 PTC, 12/30 Warranty, CS3W-405PB-AG | 194.51 | 405 | No | PV Modules | Soligent De-listing | 175.98 |  | De-Listing & Stock Qty Unavailable |  | Not Applicable
110-1244 | 110-1244 | Canadian Solar, Bifacial 400W PV Module, 72.8” PV Wire, T-4 or MC-4, 30mm Clear Frame on White Backsheet, 144 ½ Cells, Double Glass, Poly, 25A Max Fuse, 1000VDC, 373.6 PTC, CS3W-400PB-AG | 188.24 | 400 | No | PV Modules | Vendor De-listing | 173.49 |  | De-Listing & Stock Qty Unavailable |  | Not Applicable
110-1244 : 110-1244_S | 110-1244_S | Canadian Solar, Bifacial 400W PV Module, 72.8” PV Wire, T-4 or MC-4, 30mm Clear Frame on White Backsheet, 144 ½ Cells, Double Glass, Poly, 25A Max Fuse, 1000VDC, 373.6 PTC, CS3W-400PB-AG | 188.24 | 400 | No | PV Modules | Shippable | 173.49 |  | Shippable but Stock Qty Unavailable |  | Not Applicable
110-1244-B : 110-1244-B_S | 110-1244-B_S | "B-Grade" Canadian Solar, Bifacial 400W PV Module, 72.8” PV Wire, T-4 or MC-4, 30mm Clear Frame on White Backsheet, 144 ½ Cells, Double Glass, Poly, 25A Max Fuse, 1000VDC, 373.6 PTC, CS3W-400PB-AG | 145.53 | 400 | No | PV Modules | Soligent De-listing | 138.18 |  | De-Listing & Stock Qty Unavailable |  | Not Applicable
110-1245 | 110-1245 | Talesun, 400W PV Module, PV Wire 1200mm (~47”), MC-4 compatible, 35mm Clear Frame, 144 ½ Cells, Mono-PERC, 9BB, 20A Fuse, 1500VDC, 367.8 PTC, TP6F72M-400 | 280 | 400 | No | PV Modules | Soligent De-listing | 156 |  | De-Listing & Stock Qty Unavailable |  | Not Applicable
110-1246 | 110-1246 | Talesun, 400W PV Module, PV Wire 300mm (~11.8”), MC-4 compatible, 35mm Clear Frame, 144 ½ Cells, Mono-PERC, 9BB, 20A Fuse, 1500VDC, 367.8 PTC, TP6F72M-400-300mm | 168 | 400 | No | PV Modules | Soligent De-listing | 156 |  | De-Listing & Stock Qty Unavailable |  | Not Applicable
110-1246-B : 110-1246-B_S | 110-1246-B_S | "B" Grade Talesun, 400W PV Module, PV Wire 300mm (~11.8”), MC-4 compatible, 35mm Clear Frame, 144 ½ Cells, Mono-PERC, 9BB, 20A Fuse, 1500VDC, 367.8 PTC, TP6F72M-400-300mm | 162.59 | 400 | No | PV Modules | Soligent De-listing | 148.2 |  | De-Listing & Stock Qty Unavailable |  | Not Applicable
110-1247 | 110-1247 | Solaria, 365W PV Module, MC-4, PV Wire, 40mm Black Frame, Black Back Sheet, BoB, Mono, 15A Fuse, 1000VDC, 332.4 PTC, PowerXT-365R-PD | 275.78 | 365 | No | PV Modules | Vendor De-listing | 264.04 |  | De-Listing & Stock Qty Unavailable |  | Not Applicable
110-1247 : 110-1247_S | 110-1247_S | Solaria, 365W PV Module, MC-4, PV Wire, 40mm Black Frame, Black Back Sheet, BoB, Mono, 15A Fuse, 1000VDC, 332.4 PTC, PowerXT-365R-PD | 275.78 | 365 | No | PV Modules | Soligent De-listing | 264.04 |  | De-Listing & Stock Qty Unavailable |  | Not Applicable
110-1247-B : 110-1247-B_S | 110-1247-B_S | "B" Grade, Solaria, 365W PV Module, MC-4, PV Wire, 40mm Black Frame, Black Back Sheet, BoB, Mono, 15A Fuse, 1000VDC, 332.4 PTC, PowerXT-365R-PD | 250.84 | 365 | No | PV Modules | Vendor De-listing | 235.81 |  | De-Listing & Stock Qty Unavailable |  | Not Applicable
110-1248 | 110-1248 | Trina, 410W PV Module, TS4/MC-4 Connector, PV Wire ~55”, 35mm Clear Frame with White Backsheet, 144 ½ Cell 5BB Mono PERC, 20A Fuse, 1500VDC, 3.2mm glass, 384.6 PTC, TSM-410-DE15H(II) | 315.7 | 410 | No | PV Modules | Vendor De-listing | 169.73 |  | De-Listing & Stock Qty Unavailable |  | Not Applicable
110-1249 : 110-1249_S | 110-1249_S | Canadian Solar, 400W PV Module, 2.0m (78.7 in) (+) / 1.2m (47.2 in) (-) PV Wire, MC-4, 35mm Black Frame on Black Back-Sheet, BOB, HiDM5 Mono-PERC, 15A Fuse, 1000VDC, 376.3 PTC, 15/25 Warranty, CS1Y-400MS | 247.74 | 400 | No | PV Modules | Vendor De-listing | 228.57 |  | De-Listing & Stock Qty Unavailable |  | Not Applicable
110-1250 | 110-1250 | Canadian Solar, 405W PV Module, 2.0m (78.7 in) (+) / 1.2m (47.2 in) (-) PV Wire, MC-4, 35mm Black Frame on Black Back-Sheet, BOB, HiDM5 Mono-PERC, 15A Fuse, 1000VDC, 381.1 PTC, 15/25 Warranty, CS1Y-405MS | 194.4 | 405 | No | PV Modules | Soligent De-listing | 216 |  | De-Listing & Stock Qty Unavailable |  | Not Applicable
110-1250 : 110-1250_S | 110-1250_S | Canadian Solar, 405W PV Module, 2.0m (78.7 in) (+) / 1.2m (47.2 in) (-) PV Wire, MC-4, 35mm Black Frame on Black Back-Sheet, BOB, HiDM5 Mono-PERC, 15A Fuse, 1000VDC, 381.1 PTC, 15/25 Warranty, CS1Y-405MS | 250.84 | 405 | No | PV Modules | Shippable | 231.43 |  | Shippable but Stock Qty Unavailable |  | Not Applicable
110-1251 | 110-1251 | Trina, 400W PV Module, MC4-Evo2 Connector, PV Wire ~55”, 35mm Clear Frame with White Backsheet, 144 ½ Cell Multi-BB Mono, 20A Fuse, 1500VDC, 3.2mm glass, 375.2 PTC, TSM-400-DE15H(II) | 177.51 | 400 | No | PV Modules | Vendor De-listing | 161.29 |  | De-Listing & Stock Qty Unavailable |  | Not Applicable
110-1251 : 110-1251_S | 110-1251_S | Trina, 400W PV Module, MC4-Evo2 Connector, PV Wire ~55”, 35mm Clear Frame with White Backsheet, 144 ½ Cell Multi-BB Mono, 20A Fuse, 1500VDC, 3.2mm glass, 375.2 PTC, TSM-400-DE15H(II) | 177.51 | 400 | No | PV Modules | Vendor De-listing | 161.29 |  | De-Listing & Stock Qty Unavailable |  | Not Applicable
110-1251-B : 110-1251-B_S | 110-1251-B_S | "B-Grade" Trina, 400W PV Module, MC4-Evo2 Connector, PV Wire ~55”, 35mm Clear Frame with White Backsheet, 144 ½ Cell Multi-BB Mono, 20A Fuse, 1500VDC, 3.2mm glass, 375.2 PTC, TSM-400-DE15H(II) | 151.6 | 400 | No | PV Modules | Soligent De-listing | 143.94 |  | De-Listing & Stock Qty Unavailable |  | Not Applicable
110-1252 | 110-1252 | Mission, 380W PV Module, MC4-Compatible, PV Wire, 40mm Clear Frame, White Back Sheet, 72 Cell Mono-Perc, 20A Fuse, 1000VDC, 5BB, BAA, 351.2 PTC, MSE380SR9S | 334.4 | 380 | No | PV Modules | Vendor De-listing | 0 |  | De-Listing & Stock Qty Unavailable |  | Not Applicable
110-1253 | 110-1253 | Solaria, 400W PV Module, MC-4, PV Wire, 40mm Black Frame, Black Back Sheet, BoB, Mono, 20A Fuse, 1000VDC, 364.1 PTC, PowerXT-400R-PM | 560 | 400 | No | PV Modules | Soligent De-listing | 0 |  | De-Listing & Stock Qty Unavailable |  | Not Applicable
110-1254 | 110-1254 | Solaria, 400W PV Module, MC-4, PV Wire, 40mm Black Frame, Black Back Sheet, BoB, Mono, 20A Fuse, 1000VDC, 364.1 PTC, PowerXT-400R-PM | 378.26 | 400 | No | PV Modules | Soligent De-listing | 361.45 |  | De-Listing & Stock Qty Unavailable |  | Not Applicable
110-1254 : 110-1254_S | 110-1254_S | Solaria, 400W PV Module, MC-4, PV Wire, 40mm Black Frame, Black Back Sheet, BoB, Mono, 20A Fuse, 1000VDC, 364.1 PTC, PowerXT-400R-PM | 372.67 | 400 | No | PV Modules | Vendor De-listing | 356.72 |  | De-Listing & Stock Qty Unavailable |  | Not Applicable
110-1254-B : 110-1254-B_S | 110-1254-B_S | "B Grade" Solaria, 400W PV Module, MC-4, PV Wire, 40mm Black Frame, Black Back Sheet, BoB, Mono, 20A Fuse, 1000VDC, 364.1 PTC, PowerXT-400R-PM | 302.27 | 400 | No | PV Modules | Soligent De-listing | 268.69 |  | De-Listing & Stock Qty Unavailable |  | Not Applicable
110-1255 | 110-1255 | Trina, 330W PV Module, MC-4 Connector, PV Wire 1200mm (~47"), 35mm Black Frame with Black Backsheet, BoB, 120 1/2 Cell Mono, 20A Fuse, 1000VDC, 3.2mm glass, 307.5 PTC, 12/25 Warranty, TSM-330-DD06M.05(II) | 151.34 | 330 | No | PV Modules | Vendor De-listing | 139.76 |  | De-Listing & Stock Qty Unavailable |  | Not Applicable
110-1255 : 110-1255_S | 110-1255_S | Trina, 330W PV Module, MC-4 Connector, PV Wire 1200mm (~47"), 35mm Black Frame with Black Backsheet, BoB, 120 1/2 Cell Mono, 20A Fuse, 1000VDC, 3.2mm glass, 307.5 PTC, 12/25 Warranty, TSM-330-DD06M.05(II) | 151.34 | 330 | No | PV Modules | Soligent De-listing | 139.76 |  | De-Listing & Stock Qty Unavailable |  | Not Applicable
110-1256 | 110-1256 | Mission, 310W PV Module, MC4 Compatible, PV Wire, 40mm Black Frame, Black Back Sheet, BoB, 60 Cell Mono-Perc, 20A Fuse, 1000VDC, 5BB, BAA, 284.5 PTC, MSE60A310 | 272.8 | 310 | No | PV Modules | Vendor De-listing | 141.67 |  | De-Listing & Stock Qty Unavailable |  | Not Applicable
110-1257 | 110-1257 | Canadian Solar, 390W PV Module, 1670mm (65.7”)PV Wire, T-4 Connector, 35mm Clear Frame on White Backsheet, 144 ½ Cells, Mono-PERC, 5BB, 20A Fuse, 1000VDC, 363.5 PTC, CS3U-390MS | 226.2 | 390 | No | PV Modules | Vendor De-listing | 133.06 |  | De-Listing & Stock Qty Unavailable |  | Not Applicable
110-1258 | 110-1258 | Canadian Solar, Bifacial 410W PV Module, ~72.8” PV Wire, T-4, or MC-4 comparable, 30mm Clear Frame on White Backsheet, 144 ½ Cells, Double Glass, Poly, 25A Max Fuse, 1000VDC, 383.1 PTC, 12/30 Warranty, CS3W-410PB-AG | 176.86 | 410 | No | PV Modules | Shippable | 150.33 |  | Shippable but Stock Qty Unavailable |  | Not Applicable
110-1258 : 110-1258_S | 110-1258_S | Canadian Solar, Bifacial 410W PV Module, ~72.8” PV Wire, T-4, or MC-4 comparable, 30mm Clear Frame on White Backsheet, 144 ½ Cells, Double Glass, Poly, 25A Max Fuse, 1000VDC, 383.1 PTC, 12/30 Warranty, CS3W-410PB-AG | 176.86 | 410 | No | PV Modules | Soligent De-listing | 150.33 |  | De-Listing & Stock Qty Unavailable |  | Not Applicable
110-1259 | 110-1259 | Trina, 405W PV Module, TS-4/MC4-Evo2 Connector, PV Wire ~55”, 35mm Clear Frame with White Backsheet, 144 ½ Cell 5BB Mono, 20A Fuse, 1500VDC, 3.2mm glass, 379.8 PTC, TSM-405-DE15H(II) | 303.75 | 405 | No | PV Modules | Vendor De-listing | 163.31 |  | De-Listing & Stock Qty Unavailable |  | Not Applicable
110-1260 | 110-1260 | Trina, 410W PV Module, MC-4 Connector, PV Wire ~55”, 35mm Clear Frame with White Backsheet, 144 ½ Cell 5BB Mono PERC, 20A Fuse, 1500VDC, 3.2mm glass, 384.6 PTC, 12/25 Warranty, TSM-410-DE15H(II) | 173.94 | 410 | No | PV Modules | Vendor De-listing | 164.94 |  | De-Listing & Stock Qty Unavailable |  | Not Applicable
110-1260 : 110-1260_S | 110-1260_S | Trina, 410W PV Module, MC-4 Connector, PV Wire ~55”, 35mm Clear Frame with White Backsheet, 144 ½ Cell 5BB Mono PERC, 20A Fuse, 1500VDC, 3.2mm glass, 384.6 PTC, 12/25 Warranty, TSM-410-DE15H(II) | 173.94 | 410 | No | PV Modules | Vendor De-listing | 164.94 |  | De-Listing & Stock Qty Unavailable |  | Not Applicable
110-1260-B | 110-1260-B | "B-Grade" Trina, 410W PV Module, MC-4 Connector, PV Wire ~55”, 35mm Clear Frame with White Backsheet, 144 ½ Cell 5BB Mono PERC, 20A Fuse, 1500VDC, 3.2mm glass, 384.6 PTC, 12/25 Warranty, TSM-410-DE15H(II) | 143.88 | 410 | No | PV Modules | Vendor De-listing | 136.62 |  | De-Listing & Stock Qty Unavailable |  | Not Applicable
110-1260-B : 110-1260-B_S | 110-1260-B_S | "B-Grade" Trina, 410W PV Module, MC-4 Connector, PV Wire ~55”, 35mm Clear Frame with White Backsheet, 144 ½ Cell 5BB Mono PERC, 20A Fuse, 1500VDC, 3.2mm glass, 384.6 PTC, 12/25 Warranty, TSM-410-DE15H(II) | 143.88 | 410 | No | PV Modules | Soligent De-listing | 136.62 |  | De-Listing & Stock Qty Unavailable |  | Not Applicable
110-1261 | 110-1261 | Trina, Custom Quote, Enter Quote Number and Custom Price |  |  | No | PV Modules | Soligent De-listing | 0 |  | Not Applicable |  | Not Applicable
110-1262 | 110-1262 | Talesun, 330W PV Module, PV Wire(~47”), MC-4 compatible, 35mm Black Frame on Black Backsheet, BoB, 120 ½ Cells Mono-PERC, 20A Fuse, 1000VDC, No PTC, TP6H660M-330-Black | 231 | 330 | No | PV Modules | Soligent De-listing | 131.25 |  | De-Listing & Stock Qty Unavailable |  | Not Applicable
110-1263 | 110-1263 | Canadian Solar, Bifacial 380W PV Module, 1670mm, (65.7”) PV Wire, T-4-MC-4 comparable, 30mm Clear Frame on White Backsheet, 144 ½ Cells, 5BB, Double 2mm Glass, Mono, 25A Fuse Max, 1000VDC, 356.7 PTC, CS3U-380-MB-AG | 224.2 | 380 | No | PV Modules | Soligent De-listing | 0 |  | De-Listing & Stock Qty Unavailable |  | Not Applicable
110-1264 | 110-1264 | Panasonic, 360W EverVolt PV Module, MC4, PV Wire, 30mm Black Frame on White Backsheet, BOW, 120 ½ Heterojunction Cells, 20A Fuse, 1000VDC, No PTC, 25/25 Warranty, EVPV360 | 328.23 | 360 | No | PV Modules | Vendor De-listing | 317.65 |  | De-Listing & Stock Qty Unavailable |  | Not Applicable
110-1264 : 110-1264_S | 110-1264_S | Panasonic, 360W EverVolt PV Module, MC4, PV Wire, 30mm Black Frame on White Backsheet, BOW, 120 ½ Heterojunction Cells, 20A Fuse, 1000VDC, No PTC, 25/25 Warranty, EVPV360 | 323.35 | 360 | No | PV Modules | Vendor De-listing | 303.37 |  | De-Listing & Stock Qty Unavailable |  | Not Applicable
110-1265 | 110-1265 | Panasonic, 370W EverVolt PV Module, MC4, PV Wire, 30mm Black Frame on White Backsheet, BOW, 120 ½ Heterojunction Cells, 20A Fuse, 1000VDC, No PTC, 25/25 Warranty, EVPV370 | 349.32 | 370 | No | PV Modules | Vendor De-listing | 342.93 |  | De-Listing & Stock Qty Unavailable |  | Not Applicable
110-1265 : 110-1265_S | 110-1265_S | Panasonic, 370W EverVolt PV Module, MC4, PV Wire, 30mm Black Frame on White Backsheet, BOW, 120 ½ Heterojunction Cells, 20A Fuse, 1000VDC, No PTC, 25/25 Warranty, EVPV370 | 336.77 | 370 | No | PV Modules | Vendor De-listing | 315.96 |  | De-Listing & Stock Qty Unavailable |  | Not Applicable
110-1266 | 110-1266 | Mission, 390W PV Module, MC4-Compatible, 1.2m (~47”) PV Wire, 40mm Clear Frame, White Back Sheet, 72 Cell Mono-Perc, 20A Fuse, 1000VDC, 5BB, BAA, 360.7 PTC, 25/25 Warranty (with Registration), MSE390SR9S | 343.2 | 390 | No | PV Modules | Vendor De-listing | 195 |  | De-Listing & Stock Qty Unavailable |  | Not Applicable
110-1267 : 110-1267_S | 110-1267_S | Trina, 410W PV Module, MC-4-EVO2 Connector, PV Wire ~55”, 35mm Clear Frame with White Backsheet, 144 ½ Cell Multi-BB Mono, 20A Fuse, 1500VDC, 3.2mm glass, 384.9 PTC, 12/25 Warranty, TSM-410-DE15M(II) | 195.31 | 410 | No | PV Modules | Vendor De-listing | 187.36 |  | De-Listing & Stock Qty Unavailable |  | Not Applicable
110-1267-B : 110-1267-B_S | 110-1267-B_S | "B" Grade Trina, 410W PV Module, TS4 Connector, PV Wire ~55”, 35mm Clear Frame with White Backsheet, 144 ½ Cell Multi-BB Mono, 20A Fuse, 1500VDC, 3.2mm glass, 384.9 PTC, 12/25 Warranty, TSM-410-DE15M(II) | 154.41 | 410 | No | PV Modules | Soligent De-listing | 144.96 |  | De-Listing & Stock Qty Unavailable |  | Not Applicable
110-1268 | 110-1268 | Trina, 330W PV Module, MC-4 Connector, PV Wire 1200mm (~47"), 35mm Black Frame with Black Backsheet, BoB, 120 1/2 Cell Mono, 20A Fuse, 1000VDC, 3.2mm glass, 307.5 PTC, 25/25 Warranty, TSM-330-DD06M.05(II) | 198.9 | 330 | No | PV Modules | Soligent De-listing | 189.44 |  | De-Listing & Stock Qty Unavailable |  | Not Applicable
110-1268 : 110-1268_S | 110-1268_S | Trina, 330W PV Module, MC-4 Connector, PV Wire 1200mm (~47"), 35mm Black Frame with Black Backsheet, BoB, 120 1/2 Cell Mono, 20A Fuse, 1000VDC, 3.2mm glass, 307.5 PTC, 25/25 Warranty, TSM-330-DD06M.05(II) | 195.96 | 330 | No | PV Modules | Vendor De-listing | 186.79 |  | De-Listing & Stock Qty Unavailable |  | Not Applicable
110-1268-B : 110-1268-B_S | 110-1268-B_S | 'B" Grade Trina, 330W PV Module, MC-4 Connector, PV Wire 1200mm (~47"), 35mm Black Frame with Black Backsheet, BoB, 120 1/2 Cell Mono, 20A Fuse, 1000VDC, 3.2mm glass, 307.5 PTC, 25/25 Warranty, TSM-330-DD06M.05(II) | 170.5 | 330 | No | PV Modules | Soligent De-listing | 163.24 |  | De-Listing & Stock Qty Unavailable |  | Not Applicable
110-1269 | 110-1269 | Canadian Solar, 360W PV Module, 1250mm (~49”) PV Wire, T-4 or MC-4, 40mm Black Frame on Black Backsheet, BoB, 120 ½ Cells, Mono, 20A Fuse, 1000VDC, No PTC, 12/25 Warranty, CS3L-360MS | 295.2 | 360 | No | PV Modules | Soligent De-listing | 0 |  | De-Listing & Stock Qty Unavailable |  | Not Applicable
110-1270 | 110-1270 | Trina, 365W PV Module, MC-4 Connector, PV Wire 1400mm (~55"), 35mm Black Frame with Black Backsheet, BoB, 132 1/2 Cell Mono, 20A Fuse, 1500VDC, 3.2mm glass, 339.3 PTC, 25/25 Warranty, TSM-365-DE06X.05(II) | 186.38 | 365 | No | PV Modules | Soligent De-listing | 178.78 |  | De-Listing & Stock Qty Unavailable |  | Not Applicable
110-1270 : 110-1270_S | 110-1270_S | Trina, 365W PV Module, MC-4 Connector, PV Wire 1400mm (~55"), 35mm Black Frame with Black Backsheet, BoB, 132 1/2 Cell Mono, 20A Fuse, 1500VDC, 3.2mm glass, 339.3 PTC, 25/25 Warranty, TSM-365-DE06X.05(II) | 223.18 | 365 | No | PV Modules | Vendor De-listing | 208.57 |  | De-Listing & Stock Qty Unavailable |  | Not Applicable
110-1271 | 110-1271 | Sunergy, 315W PV Module, MC-4 Compatible Connector, PV Wire 1200mm (~47"), 35mm Black Frame with Black Backsheet, BoB, 60 Cell Mono, 20A Fuse, 1000VDC, 3.2mm glass, 290.5 PTC, 10/25 Warranty, ASUN315-60MM5BB | 116.58 | 315 | No | PV Modules | Vendor De-listing | 111.28 |  | De-Listing & Stock Qty Unavailable |  | Not Applicable
110-1271 : 110-1271_S | 110-1271_S | Sunergy, 315W PV Module, MC-4 Compatible Connector, PV Wire 1200mm (~47"), 35mm Black Frame with Black Backsheet, BoB, 60 Cell Mono, 20A Fuse, 1000VDC, 3.2mm glass, 290.5 PTC, 10/25 Warranty, ASUN315-60MM5BB | 116.58 | 315 | No | PV Modules | Shippable | 111.28 |  | Shippable but Stock Qty Unavailable |  | Not Applicable
110-1272 | 110-1272 | Mission, 345W PV Module, MC4, 1.0m (~39.4”) PV Wire, 40mm Black Frame, Black Back Sheet, BOB, 60 Cell Mono-Perc, 20A Fuse, 1000VDC, 6BB, BAA, 321.4 PTC, 25/25 Warranty (with Registration), MSE345SX5T | 256.94 | 345 | No | PV Modules | Soligent De-listing | 251.65 |  | De-Listing & Stock Qty Unavailable | USSP100-0075 | Already Listed
110-1272 : 110-1272_S | 110-1272_S | Mission, 345W PV Module, MC4, 1.0m (~39.4”) PV Wire, 40mm Black Frame, Black Back Sheet, BOB, 60 Cell Mono-Perc, 20A Fuse, 1000VDC, 6BB, BAA, 321.4 PTC, 25/25 Warranty (with Registration), MSE345SX5T | 212.31 | 345 | No | PV Modules | Vendor De-listing | 211.16 |  | De-Listing & Stock Qty Unavailable |  | Not Applicable
110-1272-B | 110-1272-B | "B" Grade, Mission, 345W PV Module, MC4, 1.0m (~39.4”) PV Wire, 40mm Black Frame, Black Back Sheet, BOB, 60 Cell Mono-Perc, 20A Fuse, 1000VDC, 6BB, BAA, 321.4 PTC, 25/25 Warranty (with Registration), MSE345SX5T | 164.36 | 345 | No | PV Modules | Vendor De-listing | 156.85 |  | De-Listing & Stock Qty Unavailable |  | Not Applicable
110-1272-B : 110-1272-B_S | 110-1272-B_S | "B" Grade, Mission, 345W PV Module, MC4, 1.0m (~39.4”) PV Wire, 40mm Black Frame, Black Back Sheet, BOB, 60 Cell Mono-Perc, 20A Fuse, 1000VDC, 6BB, BAA, 321.4 PTC, 25/25 Warranty (with Registration), MSE345SX5T | 164.36 | 345 | No | PV Modules | Soligent De-listing | 156.85 |  | De-Listing & Stock Qty Unavailable |  | Not Applicable
110-1273 : 110-1273_S | 110-1273_S | Sunergy, 385W PV Module, MC-4 Compatible Connector, PV Wire 1200mm (~47"), 40mm Black Frame with Black Backsheet, BoB, 72 Cell Mono, 20A Fuse, 1000VDC, 3.2mm glass, 354.6 PTC, 10/25 Warranty, CSUN385-72MM5BB | 142.45 | 385 | No | PV Modules | Soligent De-listing | 134.75 |  | De-Listing & Stock Qty Unavailable |  | Not Applicable
110-1274 | 110-1274 | Mission, 420W PV Module, Renhe 05-8 Connector, 1.2m (~47”) PV Wire, 40mm Black Frame, White Back Sheet, BOW, 72 Cell Mono-Perc, 20A Fuse, 1500VDC, 6BB, BAA, No PTC, 25/25 Warranty (with Registration), MSE420SX6W | 301.24 | 420 | No | PV Modules | Soligent De-listing | 291.53 |  | De-Listing & Stock Qty Unavailable |  | Not Applicable
110-1274 : 110-1274_S | 110-1274_S | Mission, 420W PV Module, Renhe 05-8 Connector, 1.2m (~47”) PV Wire, 40mm Black Frame, White Back Sheet, BOW, 72 Cell Mono-Perc, 20A Fuse, 1500VDC, 6BB, BAA, No PTC, 25/25 Warranty (with Registration), MSE420SX6W | 250 | 420 | No | PV Modules | Vendor De-listing | 240 |  | De-Listing & Stock Qty Unavailable |  | Not Applicable
110-1275 | 110-1275 | Mission, 325W PV Module, MC4 Compatible, 1m (~39”) PV Wire, 40mm Black Frame, White Back Sheet, BoW, 60 Cell Mono-Perc, 20A Fuse, 1000VDC, 5BB, BAA, No PTC, 25/25 Warranty (with Registration), MSE325SR8K | 286 | 325 | No | PV Modules | Vendor De-listing | 0 |  | De-Listing & Stock Qty Unavailable |  | Not Applicable
110-1276 : 110-1276_S | 110-1276_S | Canadian Solar, 440W PV Module, 1670mm (65.7”) PV Wire, MC-4, 40mm Clear Frame on White Backsheet, 144 ½ Cells, Mono Perc, 20A Max Fuse, 1000VDC, 409.6 PTC, 12/25 Warranty, CS3W-440MS | 251.26 | 440 | No | PV Modules | Soligent De-listing | 227.33 |  | De-Listing & Stock Qty Unavailable |  | Not Applicable
110-1276-B |  | "B" Grade Canadian Solar, Bifacial 440W PV Module, 1850mm (72.8”) PV Wire, MC-4 Connector, 30mm Clear Frame on White Backsheet, 144 ½ Cells, Double Glass, Poly, 25A Max Fuse, 1000VDC, 403.8 PTC, 12/30 Warranty, CS3W-440MB-AG | 238.7 | 440 | No | PV Modules | Soligent De-listing | 215.96 |  | De-Listing & Stock Qty Unavailable |  | Not Applicable
110-1277 | 110-1277 | Canadian Solar, Bifacial 445W PV Module, 1850mm (72.8”) PV Wire, MC-4 Connector, 30mm Clear Frame on White Backsheet,144 Mono ½ Cells, Double Glass, 25A Max Fuse, 1000VDC, 413.3 PTC, 12/30 Warranty, CS3W-445MB-AG | 259.23 | 445 | No | PV Modules | Soligent De-listing | 241.41 |  | De-Listing & Stock Qty Unavailable |  | Not Applicable
110-1277 : 110-1277_S | 110-1277_S | Canadian Solar, Bifacial 445W PV Module, 1850mm (72.8”) PV Wire, MC-4 Connector, 30mm Clear Frame on White Backsheet,144 Mono ½ Cells, Double Glass, 25A Max Fuse, 1000VDC, 413.3 PTC, 12/30 Warranty, CS3W-445MB-AG | 242.41 | 445 | No | PV Modules | Soligent De-listing | 219.32 |  | De-Listing & Stock Qty Unavailable |  | Not Applicable
110-1278 | 110-1278 | Sunergy, 320W PV Module, MC-4 Compatible Connector, PV Wire 900mm (~35"), 35mm Black Frame with Black Backsheet, BoB, 60 Cell Mono, 20A Fuse, 1000VDC, 3.2mm glass, 295.3 PTC, 10/25 Warranty, ASUN320-60MM5BB | 119.34 | 320 | No | PV Modules | Vendor De-listing | 113.91 |  | De-Listing & Stock Qty Unavailable |  | Not Applicable
110-1279 | 110-1279 | Aptos, 440W PV Module, 1.2m (~47.2”) PV Wire, MC-4 Connectors, 35mm Black Frame on Black Back Sheet, BOB, 144 ½ DNA Mono Cells, 20A Max Fuse, 1000VDC, 404.5W PTC, 25/30 Warranty, DNA-144-MF26-440W | 295.98 | 440 | No | PV Modules | Soligent De-listing | 293.33 |  | De-Listing & Stock Qty Unavailable |  | Not Applicable
110-1279 : 110-1279_S | 110-1279_S | Aptos, 440W PV Module, 1.2m (~47.2”) PV Wire, MC-4 Connectors, 35mm Black Frame on Black Back Sheet, BOB, 144 ½ DNA Mono Cells, 20A Max Fuse, 1000VDC, 404.5W PTC, 15/25 Warranty, DNA-144-MF26-440W | 260.36 | 440 | No | PV Modules | Vendor De-listing | 258.95 |  | De-Listing & Stock Qty Unavailable |  | Not Applicable
110-1279-B |  | "B" Grade, Aptos, 440W PV Module, 1.2m (~47.2”) PV Wire, MC-4 Connectors, 35mm Black Frame on Black Back Sheet, BOB, 144 ½ DNA Mono Cells, 20A Max Fuse, 1000VDC, 404.5W PTC, 25/30 Warranty, DNA-144-MF26-440W | 249.02 | 440 | No | PV Modules | Soligent De-listing | 238.86 |  | De-Listing & Stock Qty Unavailable |  | Not Applicable
110-1280 | 110-1280 | Canadian Solar, Bifacial 430W PV Module, 400mm (15.7”) 280mm (11”) PV Wire, T-4 Connector, 30mm Clear Frame on White Backsheet, 144 ½ Cells, Double Glass, Mono, 25A Max Fuse, 1000VDC, 403.8W PTC, 12/30 Warranty, CS3W-430MB-AG | 230.84 | 430 | No | PV Modules | Shippable | 211.37 |  | Shippable but Stock Qty Unavailable |  | Not Applicable
110-1280 : 110-1280_S | 110-1280_S | Canadian Solar, Bifacial 430W PV Module, 400mm (15.7”) 280mm (11”) PV Wire, T-4 Connector, 30mm Clear Frame on White Backsheet, 144 ½ Cells, Double Glass, Mono, 25A Max Fuse, 1000VDC, 403.8W PTC, 12/30 Warranty, CS3W-430MB-AG | 230.84 | 430 | No | PV Modules | Shippable | 211.37 |  | Shippable but Stock Qty Unavailable |  | Not Applicable
110-1281 | 110-1281 | Canadian Solar, Bifacial 450W PV Module, 400mm (15.7”) 280mm (11”) PV Wire, T-4 Connector, 30mm Clear Frame on White Back Sheet, 144 ½ Cells, Double Glass, Mono, 25A Max Fuse, 1000VDC, 418.1WPTC, 12/30 Warranty, CS3W-450MB-AG | 231.7 | 450 | No | PV Modules | Soligent De-listing | 222.24 |  | De-Listing & Stock Qty Unavailable | USSP100-0140 | Already Listed
110-1281 : 110-1281_S | 110-1281_S | CanadianSolar, Bifacial 450W PV Module, 400mm (15.7”) 280mm (11”) PV Wire, T-4 Connector, 30mm Clear Frame onWhite Backsheet, 144 ½ Cells, Double Glass, Poly, 25A Max Fuse, 1000VDC, 418.1WPTC, 12/30 Warranty, CS3W-450MB-AG | 259.93 | 450 | No | PV Modules | Soligent De-listing | 238.04 |  | De-Listing & Stock Qty Unavailable |  | Not Applicable
110-1282 | 110-1282 | Trina, 470W PV Module, MC-4 Connector, PV Wire ~82.7”, 40mm Clear Frame with White Backsheet, 252 1/3 Cut Cell, Mono PERC, 25A Fuse, 1500VDC, 3.2mm glass, 439.4W PTC, 12/25 Warranty, TSM-470-DE15V(II) | 220.47 | 470 | No | PV Modules | Soligent De-listing | 211.5 |  | De-Listing & Stock Qty Unavailable |  | Not Applicable
110-1282 : 110-1282_S | 110-1282_S | Trina, 470W PV Module, MC-4 Connector, PV Wire ~82.7”, 40mm Clear Frame with White Backsheet, 252 1/3 Cut Cell, Mono PERC, 25A Fuse, 1500VDC, 3.2mm glass, 439.4W PTC, 12/25 Warranty, TSM-470-DE15V(II) | 220.47 | 470 | No | PV Modules | Vendor De-listing | 211.5 |  | De-Listing & Stock Qty Unavailable |  | Not Applicable
110-1283 | 110-1283 | Mission,385W PV Module, 1.0m (~39.4”) PV Wire, 40mm Black Frame, Black Back Sheet, BOB,66 Cell Mono-Perc, 20A Fuse, 1000VDC, 6BB, BAA, 359.4 PTC, 25/25 Warranty, MSE385SX5R | 281.82 | 385 | No | PV Modules | Vendor De-listing | 271.71 |  | De-Listing & Stock Qty Unavailable |  | Not Applicable
110-1283 : 110-1283_S | 110-1283_S | Mission,385W PV Module, 1.0m (~39.4”) PV Wire, 40mm Black Frame, Black Back Sheet, BOB,66 Cell Mono-Perc, 20A Fuse, 1000VDC, 6BB, BAA, 359.4 PTC, 25/25 Warranty, MSE385SX5R | 248.39 | 380 | No | PV Modules | Shippable | 239.47 |  | Shippable but Stock Qty Unavailable |  | Not Applicable
110-1284 | 110-1284 | Mission,415W PV Module, Renhe 05-8 Connector, 1.2m (~47.2”) PV Wire, 40mm Black Frame,Black Back Sheet, BOB, 72 Cell Mono-Perc, 20A Fuse, 1500VDC, 6BB, BAA, 385.4 PTC,25/25 Warranty, MSE415SX6Z | 308.73 | 415 | No | PV Modules | Soligent De-listing | 281.44 |  | De-Listing & Stock Qty Unavailable |  | Not Applicable
110-1284 : 110-1284_S | 110-1284_S | Mission,415W PV Module, Renhe 05-8 Connector, 1.2m (~47.2”) PV Wire, 40mm Black Frame,Black Back Sheet, BOB, 72 Cell Mono-Perc, 20A Fuse, 1500VDC, 6BB, BAA, 385.4 PTC,25/25 Warranty, MSE415SX6Z | 267.74 | 415 | No | PV Modules | Vendor De-listing | 245.23 |  | De-Listing & Stock Qty Unavailable |  | Not Applicable
110-1285 | 110-1285 | QCells, 340W PV Module, MC4, PV Wire ~45” (1150mm), 32mm Black Frame/Black Back Sheet, BOB, 120 1/2 Cell Mono, 20A Fuse, 1000Vdc, 318.1 PTC, 25/25 Warranty, Q.PEAK DUO BLK-G6+ 340 | 187.68 | 340 | No | PV Modules | Soligent De-listing | 181.72 |  | De-Listing & Stock Qty Unavailable |  | Not Applicable
110-1285 : 110-1285_S | 110-1285_S | QCells, 340W PV Module, MC4, PV Wire ~45” (1150mm), 32mm Black Frame/Black Back Sheet, BOB, 120 1/2 Cell Mono, 20A Fuse, 1000Vdc, 318.1 PTC, 25/25 Warranty, Q.PEAK DUO BLK-G6+ 340 | 187.1 | 340 | No | PV Modules | Soligent De-listing | 182.27 |  | De-Listing & Stock Qty Unavailable |  | Not Applicable
110-1286 | 110-1286 | Trina, 395W PV Module, MC-4 EVO-2 Connector, PV Wire 1100mm (~43"), 30mm Black Frame with Black Backsheet, BoB, 120 Cell MBB Mono, 20A Fuse, 1500VDC, 3.2mm glass, 372 PTC, 25/25 Warranty, TSM-395-DE09.05 |  | 395 | No | PV Modules | Soligent De-listing | 0 |  | Not Applicable |  | Not Applicable
110-1286 : 110-1286_S | 110-1286_S | Trina, 395W PV Module, MC-4 EVO-2 Connector, PV Wire 1100mm (~43"), 30mm Black Frame with Black Backsheet, BoB, 120 Cell MBB Mono, 20A Fuse, 1500VDC, 3.2mm glass, 372 PTC, 25/25 Warranty, TSM-395-DE09.05 |  | 395 | No | PV Modules | Shippable | 0 |  | Shippable but Stock Qty Unavailable |  | Not Applicable
110-1287 : 110-1287_S | 110-1287_S | Sunergy, 390W PV Module, MC-4 Compatible Connector, PV Wire 1200mm (~47"), 40mm Clear Frame with White Backsheet, 72 Cell Mono, 20A Fuse, 1500VDC, 3.2mm glass, 359.3 PTC, 10/25 Warranty, ASUN-390-72MH5 | 154.21 | 390 | No | PV Modules | Soligent De-listing | 145.88 |  | De-Listing & Stock Qty Unavailable |  | Not Applicable
110-1288 : 110-1288_S | 110-1288_S | Canadian Solar, 395W PV Module, 2.0m (78.7 in) (+) / 1.2m (47.2 in) (-) PV Wire, MC-4, 35mm Black Frame on Black Back-Sheet, BOB, HiDM5 Mono-PERC, 15A Fuse, 1000VDC, 371.5 PTC, 15/25 Warranty, CS1Y-395MS | 239.55 | 395 | No | PV Modules | Vendor De-listing | 221.01 |  | De-Listing & Stock Qty Unavailable |  | Not Applicable
110-1289 | 110-1289 | Talesun, 370W PV Module, PV Wire 1200mm (~47”), 35mm Black Frame on Black Backsheet, BoB, 120 ½ Cells Mono-PERC, 9BB, 20A Fuse, 1000VDC, No PTC, TP6L60M-370-Black | 212.1 | 370 | No | PV Modules | Soligent De-listing | 198.21 |  | De-Listing & Stock Qty Unavailable |  | Not Applicable
110-1289 : 110-1289_S | 110-1289_S | Talesun, 360W PV Module, PV Wire 120mm (~47”), 35mm Black Frame on Black Backsheet, BoB, 120 ½ Cells Mono-PERC, 9BB, 20A Fuse, 1000VDC, No PTC, TP6L60M-360-Black | 192.61 | 360 | No | PV Modules | Soligent De-listing | 180 |  | De-Listing & Stock Qty Unavailable |  | Not Applicable
110-1290 | 110-1290 | Talesun, 365W PV Module, PV Wire 120mm (~47”), 35mm Black Frame on Black Backsheet, BoB, 120 ½ Cells Mono-PERC, 9BB, 20A Fuse, 1000VDC, No PTC, TP6L60M-365-Black | 206.91 | 365 | No | PV Modules | Soligent De-listing | 193.36 |  | De-Listing & Stock Qty Unavailable |  | Not Applicable
110-1290 : 110-1290_S | 110-1290_S | Talesun, 365W PV Module, PV Wire 120mm (~47”), 35mm Black Frame on Black Backsheet, BoB, 120 ½ Cells Mono-PERC, 9BB, 20A Fuse, 1000VDC, No PTC, TP6L60M-365-Black | 195.29 | 365 | No | PV Modules | Shippable | 182.5 |  | Shippable but Stock Qty Unavailable |  | Not Applicable
110-1291 | 110-1291 | Canadian Solar, 390W PV Module, 2.0m (78.7 in) (+) / 1.2m (47.2 in) (-) PV Wire, MC-4, 35mm Black Frame on Black Back-Sheet, BOB, HiDM5 Mono-PERC, 15A Fuse, 1000VDC, 366.6 PTC, 15/25 Warranty, CS1Y-390MS | 234 | 390 | No | PV Modules | Vendor De-listing | 215.89 |  | De-Listing & Stock Qty Unavailable |  | Not Applicable
110-1291 : 110-1291_S | 110-1291_S | Canadian Solar, 390W PV Module, 2.0m (78.7 in) (+) / 1.2m (47.2 in) (-) PV Wire, MC-4, 35mm Black Frame on Black Back-Sheet, BOB, HiDM5 Mono-PERC, 15A Fuse, 1000VDC, 366.6 PTC, 15/25 Warranty, CS1Y-390MS | 234 | 390 | No | PV Modules | Soligent De-listing | 215.89 |  | De-Listing & Stock Qty Unavailable |  | Not Applicable
110-1292 | 110-1292 | Canadian Solar, 390W PV Module, 1.65m (65 in) (+) / 1m (39.4in) (-) PV Wire, MC-4 or T4, 35mm Black Frame on Black Back-Sheet, BOB, Mono-PERC, 20A Fuse, 1000VDC, 364.3 PTC, 12/25 Warranty, CS3N-390MS-F23 | 293.88 | 390 | No | PV Modules | Shippable | 267.95 |  | Shippable but Stock Qty Unavailable |  | Not Applicable
110-1293 : 110-1293_S | 110-1293_S | Canadian Solar, 395W PV Module, 1.65m (65 in) (+) / 1m (39.4in) (-) PV Wire, MC-4, 35mm Black Frame on Black Back-Sheet, BOB, Mono-PERC, 20A Fuse, 1000VDC, 369.1 PTC, 12/25 Warranty, CS3N-395MS,F30 | 261.97 | 395 | No | PV Modules | Vendor De-listing | 241.7 |  | De-Listing & Stock Qty Unavailable |  | Not Applicable
110-1294 : 110-1294_S | 110-1294_S | QCells, 395W PV Module, MC4, PV Wire ~49.2” (1250mm), 32mm Black Frame/Black Back Sheet, BOB, 132 Cell Mono, 20A Fuse, 1000Vdc, 366.7 PTC, 12/25 Warranty, Q.PEAK DUO BLK ML-G10.a+ 395 | 252.43 | 395 | No | PV Modules | Vendor De-listing | 246.59 |  | De-Listing & Stock Qty Unavailable |  | Not Applicable
110-1294-B |  | 'B" Grade QCells, 395W PV Module, MC4, PV Wire ~49.2” (1250mm), 32mm Black Frame/Black Back Sheet, BOB, 132 Cell Mono, 20A Fuse, 1000Vdc, 366.7 PTC, 25/25 Warranty, Q.PEAK DUO BLK ML G10+ | 216.17 | 395 | No | PV Modules | Soligent De-listing | 202.94 |  | De-Listing & Stock Qty Unavailable |  | Not Applicable
110-1295 | 110-1295 | QCells, 360W PV Module, MC4, PV Wire ~45” (1150mm), 32mm Black Frame/Black Back Sheet, BOB, 120 1/2 Cell Mono, 20A Fuse, 1000Vdc, No PTC, 25/25 Warranty, Q.PEAK DUO BLK G10+ 360 | 269.23 | 360 | No | PV Modules | Soligent De-listing | 263.72 |  | De-Listing & Stock Qty Unavailable |  | Not Applicable
110-1295 : 110-1295 : 110-1295_S | 110-1295 : 110-1295_S | QCells, 360W PV Module, MC4, PV Wire ~45” (1150mm), 32mm Black Frame/Black Back Sheet, BOB, 120 1/2 Cell Mono, 20A Fuse, 1000Vdc, No PTC, 25/25 Warranty, Q.PEAK DUO BLK G10+ 360 | 221.54 | 360 | No | PV Modules | Vendor De-listing | 216.42 |  | De-Listing & Stock Qty Unavailable |  | Not Applicable
110-1296 | 110-1296 | Mission, mSolar, 365W PV Module, 1,200mm (~47.2”) PV Wire, MC4-Compatible, 35mm Black Frame, Black Back Sheet, BOB, 120 1/2 Cell 9BB Mono, 1500V 20A Fuse, 340.9 PTC, 25/25 Warranty, TXS6-365120BB | 216.3 | 365 | No | PV Modules | Vendor De-listing | 197.18 |  | De-Listing & Stock Qty Unavailable |  | Not Applicable
110-1296 : 110-1296_S | 110-1296_S | Mission, mSolar, 365W PV Module, 350mm (~13.8”) PV Wire, MC4-Compatible, 35mm Black Frame, Black Back Sheet, BOB, 120 1/2 Cell 9BB Mono, 1500V 20A Fuse, 340.9 PTC, 25/25 Warranty, TXS6-365120BB | 212.84 | 365 | No | PV Modules | Shippable | 194.97 |  | Shippable but Stock Qty Unavailable |  | Not Applicable
110-1297 | 110-1297 | Suntech,365W PV Module, 1200mm (~47”) PV Wire, MC4-Compatible, 35mm Black Frame, Black Back Sheet, BOB, 120 1/2 Mono Cell, 1000V 20A Fuse, 341 PTC, 12/25 Warranty, STP365S-B60/Wnhb | 206.27 | 365 | No | PV Modules | Vendor De-listing | 191.73 |  | De-Listing & Stock Qty Unavailable |  | Not Applicable
110-1297 : 110-1297_S | 110-1297_S | Suntech,365W PV Module, 1200mm (~47”) PV Wire, MC4-Compatible, 35mm Black Frame, Black Back Sheet, BOB, 120 1/2 Mono Cell, 1000V 20A Fuse, 341 PTC, 12/25 Warranty, STP365S-B60/Wnhb | 202.73 | 365 | No | PV Modules | Vendor De-listing | 189.47 |  | De-Listing & Stock Qty Unavailable |  | Not Applicable
110-1298 | 110-1298 | QCells, 335W PV Module, MC4, PV Wire ~43.3” (1100mm), 40mm or ZEP Black Frame/Black Back Sheet, BOB, 120 1/2 Cell Mono, 20A Fuse, 1000Vdc, 313.3 PTC, 25/25 Warranty, Q.PEAK DUO BLK-G6+/TS 335 | 200.83 | 335 | No | PV Modules | Soligent De-listing | 194.46 |  | De-Listing & Stock Qty Unavailable |  | Not Applicable
110-1298 : 110-1298_S | 110-1298_S | QCells, 335W PV Module, MC4, PV Wire ~43.3” (1100mm), 40mm or ZEP Black Frame/Black Back Sheet, BOB, 120 1/2 Cell Mono, 20A Fuse, 1000Vdc, 313.3 PTC, 25/25 Warranty, Q.PEAK DUO BLK-G6+/TS 335 | 200.21 | 335 | No | PV Modules | Soligent De-listing | 195.04 |  | De-Listing & Stock Qty Unavailable |  | Not Applicable
110-1299 : 110-1299_S | 110-1299_S | Canadian Solar, 385W PV Module, 2.0m (78.7 in) (+) / 1.2m (47.2 in) (-) PV Wire, MC-4, 35mm Black Frame on Black Back-Sheet, BOB, HiDM5 Mono-PERC, 15A Fuse, 1000VDC, 361.8 PTC, 15/25 Warranty, CS1Y-385MS | 213.23 | 385 | No | PV Modules | Soligent De-listing | 207.72 |  | De-Listing & Stock Qty Unavailable |  | Not Applicable
110-1300 | 110-1300 | Canadian Solar, Bifacial 435W PV Module, 1850mm (72.8”) PV Wire, MC-4 Connector, 30mm Clear Frame on White Backsheet, 144 ½ Cells, Double Glass, Mono, 25A Max Fuse, 1000VDC, 403.8 PTC, 12/30 Warranty, CS3W-435MB-AG | 189.73 | 435 | No | PV Modules | Soligent De-listing | 181.99 |  | De-Listing & Stock Qty Unavailable |  | Not Applicable
110-1300 : 110-1300_S | 110-1300_S | Canadian Solar, Bifacial 435W PV Module, 1850mm (72.8”) PV Wire, MC-4 Connector, 30mm Clear Frame on White Backsheet, 144 ½ Cells, Double Glass, Mono, 25A Max Fuse, 1000VDC, 403.8 PTC, 12/30 Warranty, CS3W-435MB-AG | 234.67 | 435 | No | PV Modules | Soligent De-listing | 212.32 |  | De-Listing & Stock Qty Unavailable |  | Not Applicable
110-1301 | 110-1301 | Aptos, 360W PV Module, 1.2m (~47.2”) PV Wire, MC-4 Connectors, 35mm Black Frame on Black Back Sheet, BOB, 120 ½ DNA Mono Cells, 20A Max Fuse, 1000VDC, 328.3W PTC, 15/25 Warranty, DNA-120-MF26-360W | 255.14 | 360 | No | PV Modules | Vendor De-listing | 252.86 |  | De-Listing & Stock Qty Unavailable |  | Not Applicable
110-1301 : 110-1301_S | 110-1301_S | Aptos, 360W PV Module, 1.2m (~47.2”) PV Wire, MC-4 Connectors, 35mm Black Frame on Black Back Sheet, BOB, 120 ½ DNA Mono Cells, 20A Max Fuse, 1000VDC, 328.3W PTC, 15/25 Warranty, DNA-120-MF26-360W | 213.02 | 360 | No | PV Modules | Shippable | 211.86 |  | Shippable but Stock Qty Unavailable |  | Not Applicable
110-1302 : 110-1302_S | 110-1302_S | Aptos, 370W PV Module, 1.2m (~47.2”) PV Wire, MC-4 Connectors, 35mm Black Frame on Black Back Sheet, BOB, 120 ½ DNA Mono Cells, 20A Max Fuse, 1000VDC, 341.5W PTC, 15/25 Warranty, DNA-120-MF26-370W | 218.93 | 370 | No | PV Modules | Soligent De-listing | 217.75 |  | De-Listing & Stock Qty Unavailable |  | Not Applicable
110-1303 | 110-1303 | Panasonic, 360W EverVolt PV Module, MC4, 1m & 1.2m PV Wire, 30mm Black Frame on Black Back Sheet, BOB, 120 ½ Heterojunction Cells, 25A Max Fuse, 1000VDC, 341W PTC, 25/25 Warranty, EVPV360K | 348.82 | 360 | No | PV Modules | Vendor De-listing | 342.44 |  | De-Listing & Stock Qty Unavailable |  | Not Applicable
110-1303 : 110-1303_S | 110-1303_S | Panasonic, 360W EverVolt PV Module, MC4, 1m & 1.2m PV Wire, 30mm Black Frame on Black Back Sheet, BOB, 120 ½ Heterojunction Cells, 25A Max Fuse, 1000VDC, 341W PTC, 25/25 Warranty, EVPV360K | 336.29 | 360 | No | PV Modules | Soligent De-listing | 315.51 |  | De-Listing & Stock Qty Unavailable |  | Not Applicable
110-1304 | 110-1304 | QCells, 480W PV Module, MC4, PV Wire 700mm + (~27.5”), 350mm - (~13.8”), 35mm Clear Frame/White Backsheet, 156 1/2 Cell Mono, 20A Fuse, 1500Vdc, 447.1W PTC, 12/25 Warranty, Q.PEAK DUO XL-G10.c 480 | 316.24 | 480 | No | PV Modules | Vendor De-listing | 309.77 |  | De-Listing & Stock Qty Unavailable |  | Not Applicable
110-1305 | 110-1305 | ZNShine, 365W PV Module, MC4-compatible, 350mm (~13.8”) PV Wire, 35mm Black Frame/Black Back Sheet, BOB, 120 1/2 Cell Mono PERC, 20A Fuse, 1500VDC, 340.9W PTC, 12/25 Warranty, ZXM6-NH120-365/M | 216.12 | 365 | No | PV Modules | Soligent De-listing | 205.31 |  | De-Listing & Stock Qty Unavailable |  | Not Applicable
110-1306 | 110-1306 | Suntech,370W PV Module, 1200mm (~47”) PV Wire, MC4-Compatible, 35mm Black Frame, Black Back Sheet, BOB, 120 1/2 Mono Cell, 1000V 20A Fuse, No PTC, 12/25 Warranty, STP370S-B60/Wnhb | 218.92 | 370 | No | PV Modules | Soligent De-listing | 216.54 |  | De-Listing & Stock Qty Unavailable |  | Not Applicable
110-1307 | 110-1307 | Panasonic, 330W PV Module, MC4, 1.2m (~47”) PV Wire, 40mm(or Zep) Black Frame on White Back Sheet, BOW, 96 Heterojunction Cells, 15A Max Fuse, 600VDC, 311.3W PTC, 25/25 Warranty, SC330 | 220.64 | 330 | No | PV Modules | Vendor De-listing | 213.53 |  | De-Listing & Stock Qty Unavailable |  | Not Applicable
110-1308 : 110-1308_S | 110-1308_S | Canadian Solar, 395W PV Module, 1.65m (65 in) (+) / 1m (39.4in) (-) PV Wire, MC-4, 35mm Black Frame on Black Back-Sheet, BOB, Mono-PERC, 20A Fuse, 1000VDC, 369.1 PTC, 25/25 Warranty, CS3N-395MS,F23 | 261.97 | 395 | No | PV Modules | Vendor De-listing | 241.7 |  | De-Listing & Stock Qty Unavailable |  | Not Applicable
110-1309 | 110-1309 | Talesun, Bifacial 450W PV Module, PV Wire, MC-4 compatible, 30mm Clear Frame, 144 ½ Cells Mono-PERC, 9BB, 25A Fuse Max, 1500VDC, 417.2 PTC, 12/30 Warranty, TD6I72M-450 | 262.48 | 450 | No | PV Modules | Soligent De-listing | 243.98 |  | De-Listing & Stock Qty Unavailable |  | Not Applicable
110-1311 |  | REC, 400W PV Module, 1.1/1.2m (43/47”)PV Wire, MC-4, 30mm Black Frame on Black Back-Sheet, BOB, 132 Heterojunction Cells, 25A Max Fuse, 1000VDC, 381 PTC, 20/25 Standard Warranty, REC400AA Pure | 432.94 | 400 | No | PV Modules | Soligent De-listing | 432.94 |  | De-Listing & Stock Qty Unavailable |  | Not Applicable
110-1314 | 110-1314 | Canadian Solar, 400W PV Module, 1250mm (~49.2 in) PV Wire, MC-4, 35mm Black Frame on Black Back-Sheet, BOB, 132 Mono-PERC Cells, 20A Fuse, 1000VDC, 373.9 PTC, 25/25 Warranty, CS3N-400MS,F23 | 231.6 | 400 | No | PV Modules | Vendor De-listing | 231.6 |  | De-Listing & Stock Qty Unavailable |  | Not Applicable
110-1315 | 110-1315 | Talesun, Bifacial 400W PV Module, PV Wire, MC-4 compatible, 30mm Clear Frame, 144 ½ Cells Mono-PERC, 9BB, 20A Fuse Max, 1500VDC, 367.6 PTC, 12/30 Warranty, TD6G72M-400 | 202.2 | 400 | No | PV Modules | Vendor De-listing | 187.95 |  | De-Listing & Stock Qty Unavailable |  | Not Applicable
110-1316 | 110-1316 | Suntech,450W PV Module, 350mm (13.8 in) (-) / 160mm (6.3 in) (+)PV Wire, 35mm Clear Frame, White Back Sheet, 144 1/2 Mono Cell, 1500V 20A Fuse, 420.7 PTC, 12/25 Warranty, STP450S-B72/Vnh | 255.41 | 450 | No | PV Modules | Soligent De-listing | 245.19 |  | De-Listing & Stock Qty Unavailable |  | Not Applicable
110-1317 | 110-1317 | QCells, 475W PV Module, MC4, PV Wire 700mm + (~27.5”), 350mm - (~13.8”), 35mm Clear Frame/White Backsheet, 156 1/2 Cell Mono, 20A Fuse, 1500Vdc, 442.3W PTC, 12/25 Warranty, Q.PEAK DUO XL-G10.C 475 | 267.84 | 475 | No | PV Modules | Vendor De-listing | 265.44 |  | De-Listing & Stock Qty Unavailable |  | Not Applicable
110-1318 | 110-1318 | Panasonic, 370W EverVolt PV Module, MC4, 1m & 1.2m PV Wire, 30mm Black Frame on Black Back Sheet, BOB, 120 ½ Heterojunction Cells, 25A Max Fuse, 1000VDC, 350.7W PTC, 25/25 Warranty, EVPV370K | 359.83 | 370 | No | PV Modules | Soligent De-listing | 336.36 |  | De-Listing & Stock Qty Unavailable |  | Not Applicable
110-1319 | 110-1319 | Panasonic, 380W EverVolt PV Module, MC4, PV Wire, 30mm Black Frame on White Backsheet, BOW, 120 ½ Heterojunction Cells, 20A Fuse, 1000VDC, 361.5 PTC, 25/25 Warranty, EVPV380 |  |  | No | PV Modules | Shippable | 0 |  | Shippable but Stock Qty Unavailable |  | Not Applicable
110-1320 |  | Trina, 415W PV Module, TS4 Connector, PV Wire 1400mm (~55”), 35mm Clear Frame with White Back-Sheet, 144 ½ Cell Multi-BB Mono PERC, 20A Fuse, 1500VDC, 389.1 PTC, 10/25 Warranty, TSM-415-DE15M(II) | 177.13 | 415 | No | PV Modules | Soligent De-listing | 170.88 |  | De-Listing & Stock Qty Unavailable |  | Not Applicable
110-1321 |  | QCells, 420W PV Module, PV Wire 1400mm (~55”), 35mm Clear Frame/White Back-Sheet, 144 1/2 Cell 12-BB Mono, 20A Fuse, 1500Vdc, 391.7W PTC, 12/25 Warranty, Q.PEAK DUO L-G8.2 420 | 207.76 | 420 | No | PV Modules | Soligent De-listing | 199.28 |  | De-Listing & Stock Qty Unavailable |  | Not Applicable
110-1322 | 110-1322 | QCells, 345W PV Module, 1200mm (~47.2”) PV-Wire MC-4, 35mm Clear Frame, 72 Cell Poly, 15A Fuse, 1500VDC, 316.9W PTC, 12/25 Warranty, Q.PLUS L-G4.2 345 | 136.17 | 345 | No | PV Modules | Vendor De-listing | 133.38 |  | De-Listing & Stock Qty Unavailable |  | Not Applicable
110-1323 | 110-1323 | QCells, 335W PV Module, 1150mm (~45.2”), PV-Wire, 32mm Black Frame/Black Back Sheet, BOB, 120 1/2 Cell Mono, 20A Fuse, 1000Vdc, 313.3 PTC, 25/25 Warranty, Q.PEAK DUO BLK-G6+ 335 | 200.83 | 335 | No | PV Modules | Vendor De-listing | 196.72 |  | De-Listing & Stock Qty Unavailable |  | Not Applicable
110-1324 | 110-1324 | REC, 380W PV Module, 1.2m (~47.2”) PV Wire, Tonglin 01S-F, MC-4 comparable, 30mm Clear Frame on White Back Sheet, 144 ½ Cells, Mono, 20A Fuse, 1000VDC,357.1 PTC, 20/25 Warranty , REC380TP2SM72 | 114.04 | 380 | No | PV Modules | Vendor De-listing | 109.39 |  | De-Listing & Stock Qty Unavailable |  | Not Applicable
110-1326 | 110-1326 | Aptos, 330W PV Module, 1.2m (~47.2”) PV Wire, 35mm Black Frame on Black Back Sheet, BOB, 120 ½ DNA Mono Cells, 20A Max Fuse, 1500VDC, 299.5W PTC, 25/30 Warranty, DNA-120-MF23-330W | 233.87 | 330 | No | PV Modules | Vendor De-listing | 231.79 |  | De-Listing & Stock Qty Unavailable |  | Not Applicable
110-1327 |  | Panasonic, 410W EverVolt PV Module, MC4, 43”+, 47”- PV Wire, 30mm Black Frame on White Back Sheet, BOW, ½ Cut Heterojunction Cells, 20A Fuse, 1000VDC, No PTC, 25/25 Warranty, EVPV410H |  |  | No | PV Modules | Shippable | 0 |  | Shippable but Stock Qty Unavailable |  | Not Applicable
110-1328 |  | Panasonic, 410W EverVolt PV Module, MC4, 43”+, 47”- PV Wire, 30mm Black Frame on White Back Sheet, BOW, ½ Cut Heterojunction Cells, 20A Fuse, 1000VDC, No PTC, 25/25 Warranty, EVPV410H | 443.59 | 410 | No | PV Modules | Soligent De-listing | 414.66 |  | De-Listing & Stock Qty Unavailable |  | Not Applicable
110-1330 |  | QCells, 395W PV Module, MC4, PV Wire ~49.2” (1250mm), 32mm Black Frame/Black Back Sheet, BOB, 132 Cell 6BB Mono, 20A Fuse, 1000Vdc, 366.7 PTC, 25/25 Warranty, Q.PEAK DUO BLK ML-G10.a+ 395 | 262.58 | 395 | No | PV Modules | Soligent De-listing | 260.24 |  | De-Listing & Stock Qty Unavailable |  | Not Applicable
110-1331 |  | Trina, 335W PV Module, MC-4 Connector, PV Wire 1200mm (~47"), 35mm Black Frame with Black Back Sheet, BoB, 120 1/2 Cell Mono, 20A Fuse, 1000VDC, 3.2mm glass, 312.4 PTC, 25/25 Warranty, TSM-335-DD06M.05(II) | 198.9 | 335 | No | PV Modules | Soligent De-listing | 189.44 |  | De-Listing & Stock Qty Unavailable |  | Not Applicable
110-1333 | 110-1333 | QCells, Bifacial 480W PV Module, MC4, ~27.5” (700mm) Positive/~13.7” ( 350mm) Negative PV-Wire, 35mm Clear Frame/White Back Sheet, Double Glass, 156 Cell, 20A Fuse, 1500Vdc, 449.5 PTC, 12/30 Warranty, Q.PEAK DUO XL-G10/BFG 480 | 316.24 | 480 | No | PV Modules | Soligent De-listing | 309.77 |  | De-Listing & Stock Qty Unavailable |  | Not Applicable
110-1334 |  | Solaria, 400W PV Module, MC-4, 1200mm PV Wire, 35mm Black Frame, Black Back Sheet, BoB, Mono, 25A Fuse, 1000VDC, 364.9 PTC, 25/25 Warranty, PowerX-400R | 322.78 | 400 | No | PV Modules | Soligent De-listing | 308.43 |  | De-Listing & Stock Qty Unavailable |  | Not Applicable
110-1335 |  | Talesun, Bifacial 400W PV Module, 1200mm (~47.2”)PV Wire, MC-4, 30mm Black Frame Transparent Back-Sheet, 108 ½ cut Mono-PERC Cells, 10BB, 25A Fuse Max, 1000VDC, No PTC, 12/25 Warranty, TP7G54M | 289.03 | 400 | No | PV Modules | Soligent De-listing | 283.54 |  | De-Listing & Stock Qty Unavailable |  | Not Applicable
110-1338 |  | Mission, 340W PV Module, MC4, 1.0m (~39.4”) PV Wire, 40mm Black Frame, Black Back Sheet, BOB, 60 Cell Mono-Perc, 20A Fuse, 1000VDC, 6BB, BAA, 316.6 PTC, 25/25 Warranty, MSE340SX5T | 233.26 | 340 | No | PV Modules | Soligent De-listing | 221 |  | De-Listing & Stock Qty Unavailable |  | Not Applicable
110-1339 |  | ZNShine, 450W PV Module, MC4-compatible, 350mm (~13.8”) PV Wire, 35mm Clear Frame/White Back-Sheet, 144 1/2 Cell Mono PERC, 20A Fuse, 1500VDC, 420.7W PTC, 12/25 Warranty, ZXM6-NH144-450/M | 254.61 | 450 | No | PV Modules | Soligent De-listing | 241.88 |  | De-Listing & Stock Qty Unavailable |  | Not Applicable
110-1340 |  | Sunergy, Bifacial 545W PV Module, MC-4 Compatible Connector, PV Wire 500mm (~19.6"), 35mm Clear Frame with White Back-Sheet, 144 1/2 Cell Mono, 30A Max Fuse, 1500VDC, 505W PTC, 12/30 Warranty, VSUN545-144BMH-DG | 174.4 | 545 | No | PV Modules | Soligent De-listing | 174.4 |  | De-Listing & Stock Qty Unavailable |  | Not Applicable
110-1341 |  | Sonali, 440W PV Module, MC4 Compatible, 400mm (~15.7”)Negative , 300mm (~11.8”) Positive PV Wire, 35mm Black Frame, White Back Sheet, BOW, 120 1/2 Cell, 20A Fuse, 1500VDC, No PTC, 20/25 Warranty, SS-M-440 | 246.83 | 440 | No | PV Modules | Soligent De-listing | 240.95 |  | De-Listing & Stock Qty Unavailable |  | Not Applicable
110-1343 |  | QCells, 400W PV Module, PV Wire ~53.1” (1350mm), 35mm Clear Frame/White Backsheet, 144 1/2 Cell Mono, 20A Fuse, 1500Vdc, 372.7 PTC, 12/25 Warranty, Q.PEAK DUO L-G7.3 400 | 242.17 | 400 | No | PV Modules | Vendor De-listing | 240 |  | De-Listing & Stock Qty Unavailable |  | Not Applicable
110-1347_U: 110-1347 |  | REC, 390W PV Module, 1.1/1.2m (43/47”)PV Wire, MC-4, 30mm Black Frame on Black Back-Sheet, BOB, 132 Heterojunction Cells, 25A Max Fuse, 1000VDC, 371.3 PTC, 20/25 Standard Warranty, REC390AA Pure | 390 | 390 | No | PV Modules | Soligent De-listing | 388.02 |  | De-Listing & Stock Qty Unavailable |  | Not Applicable
110-1348-B |  | "B" Grade, Canadian Solar, Bifacial 455W PV Module, 1850mm (72.8”) PV Wire, MC-4 Connector, 30mm Clear Frame on White Backsheet,144 Mono ½ Cells, Double Glass, 25A Max Fuse, 1000VDC, 422.9 PTC, 12/30 Warranty, CS3W-455MB-AG | 220.72 | 455 | No | PV Modules | Soligent De-listing | 211.71 |  | De-Listing & Stock Qty Unavailable |  | Not Applicable
110-1350 |  | Panasonic, 400W EverVolt PV Module, MC4, 43”+, 47”- PV Wire, 30mm Black Frame on White Back Sheet, BOW, ½ Cut Heterojunction Cells, 20A Fuse, 1000VDC, 381.9 PTC, 25/25 Warranty, EVPV400H | 423.05 | 400 | No | PV Modules | Soligent De-listing | 395.45 |  | De-Listing & Stock Qty Unavailable |  | Not Applicable
110-1353 |  | SOLAREVER, 410W PV Module, 450mm (~17.7 in) / 1200mm (~47.2 in) PV Wire, 35mm Black Frame on Black Back-Sheet, BOB, 108 Mono-PERC ½ Cells, 20A Fuse, 1500VDC, No PTC, 12/25 Warranty, SE-182*91-410M-108 | 259.18 | 410 | No | PV Modules | Soligent De-listing | 256.87 |  | De-Listing & Stock Qty Unavailable |  | Not Applicable
110-1355 |  | Aptos, 400W Bifacial PV Module, 1200mm (~47.2”) PV Wire, 35mm Black Frame on Black Back Sheet, BOB, 108 ½ Bifacial DNA Mono PERC Cells, 30A Max Fuse, 1500VDC, No PTC, 25/30 Warranty, DNA-108-BF10-400W | 269.07 | 400 | No | PV Modules | Soligent De-listing | 266.67 |  | De-Listing & Stock Qty Unavailable |  | Not Applicable
110-1356 |  | ZNShine, 540W Bifacial PV Module, MC4 or compatible, 1250mm (~49.2”) PV Wire, 30mm Clear Frame/White Back-Sheet Double Glass, 144 Bifacial 1/2 Cell Mono PERC, 30A Max Fuse, 1500VDC, 507.4W PTC, 12/30 Warranty, ZXM7-SHLDD144-540/M | 172.8 | 540 | No | PV Modules | Soligent De-listing | 172.8 |  | De-Listing & Stock Qty Unavailable |  | Not Applicable
110-1358 |  | JA Solar, 365W PV Module, MC-4, PV Wire, 300mm (~11.8”)Negative, 1000mm positive, (~39”) 35mm Black Frame/Black Back Sheet, BOB, 120 1/2 Cell Mono, 20A Fuse, 1000VDC, No PTC, 12/25 Warranty, JAM60S21-365/MR | 249.74 | 365 | No | PV Modules | Soligent De-listing | 237.25 |  | De-Listing & Stock Qty Unavailable |  | Not Applicable
110-1359 |  | Longi, 355W PV Module, PV Wire, 1200mm (~47.2”), 35mm Black Frame/Black Back Sheet, BOB, 120 1/2 Cell Mono, 20A Fuse, 1000VDC, 331.6W PTC, 12/25 Warranty, LR4-60HPB-355Mpv | 242.89 | 355 | No | PV Modules | Soligent De-listing | 230.75 |  | De-Listing & Stock Qty Unavailable |  | Not Applicable
110-1360 |  | ZNShine, 400W PV Module, MC4-compatible, 350mm (~13.8”) PV Wire, 30mm Black Frame/Black Back-Sheet, BOB, 108 1/2 Cell Mono PERC, 25A Max Fuse, 1500VDC, 368.8W PTC, 12/25 Warranty, ZXM7-SH108-400/M | 284.21 | 400 | No | PV Modules | Soligent De-listing | 270 |  | De-Listing & Stock Qty Unavailable |  | Not Applicable
110-1362 |  | Risen, 405W PV Module, PV-SY02 Connector, 350mm (~13.8”) Pos. 230mm (~9”) Neg. PV Wire, 30mm Black Frame/Black Back-Sheet, BOB, 120 1/2 Cell Mono PERC, 20A Max Fuse, 1500VDC, No PTC, 15/25 Warranty, RSM40-8-405MB | 240.17 | 405 | No | PV Modules | Soligent De-listing | 230.86 |  | De-Listing & Stock Qty Unavailable |  | Not Applicable
110-1365 |  | REC, 370W PV Module, 1.1m (~43.3”), 1.2m (~47.2”) PV-Wire, MC-4, 30mm Black Frame on White Back-Sheet, BOW, 120 ½ Cells, Mono-N Type, 25A Max Fuse, 1000VDC,348.5 PTC, 20/25 Standard Warranty, REC370NP2 | 256.9 | 370 | No | PV Modules | Vendor De-listing | 254.61 |  | De-Listing & Stock Qty Unavailable |  | Not Applicable
110-1368 |  | Panasonic, 350W EverVolt PV Module, MC4, 1m/1.2m (~39/47.2”) PV Wire, 30mm Black Frame on Black Backsheet, BOB, 120 ½ Mono Cells, 20A Fuse, 1000VDC, 326.4 PTC, 25/25 Warranty, EVPV350PK | 310.6 | 350 | No | PV Modules | Soligent De-listing | 290.34 |  | De-Listing & Stock Qty Unavailable |  | Not Applicable
110-1371 |  | Sunergy, VSUN, 370W PV Module, MC-4 Compatible Connector, PV Wire 500mm (~19.7"), 30mm Black Frame with Black Back-Sheet, BOB, 120 1/2 Cell Mono, 20A Fuse, 1000VDC, 343.4W PTC, 12/25 Warranty, VSUN370-120M-BB | 205.86 | 370 | No | PV Modules | Soligent De-listing | 168.63 |  | De-Listing & Stock Qty Unavailable |  | Not Applicable
110-1372 |  | Solaria, 390W PV Module, 1100mm (~43.3”) PV Wire, MC-4, 35mm Black Frame, Black Back Sheet, BoB, Mono, 25A Max Fuse, 1000VDC, 355.5 PTC, 25/25 Warranty, PowerX-390R | 314.71 | 390 | No | PV Modules | Soligent De-listing | 300.72 |  | De-Listing & Stock Qty Unavailable |  | Not Applicable
110-1373 |  | Solaria, 395W PV Module, 1100mm (~43.3”) PV Wire, MC-4, 35mm Black Frame, Black Back Sheet, BoB, Mono, 25A Max Fuse, 1000VDC, 360.2 PTC, 25/25 Warranty, PowerX-395R | 318.75 | 395 | No | PV Modules | Soligent De-listing | 304.58 |  | De-Listing & Stock Qty Unavailable |  | Not Applicable
110-1375 |  | Sunmac, 400W PV Module, MC-4 Compatible Connector, PV Wire 1200mm (~47.2"), 30mm Black Frame with Black Back-Sheet, BOB, 108 1/2 Cell Mono PERC, 25A Max Fuse, 1500VDC, 368.8 PTC, 25/25 Warranty, SM400-M754SH-BB | 255.35 | 400 | No | PV Modules | Shippable | 252.56 |  | Shippable but Stock Qty Unavailable |  | Not Applicable
110-1383 |  | REC, 390W PV Module, 47.2” PV Wire, MC-4, 30mm Black Frame on Black Back-Sheet, BOB, 132 ½ Cut Mono Cells, 25A Max Fuse, 1000VDC, No PTC, 20/25 Standard Warranty, REC390NP3 Black | 325.76 | 390 | No | PV Modules | Soligent De-listing | 325.76 |  | De-Listing & Stock Qty Unavailable |  | Not Applicable
110-1384 |  | Aptos, 440W Bifacial PV Module, 1.2m (~47.2”) PV Wire, 35mm Black Frame on Black Back Sheet, BOB, 120 ½ DNA Bifacial Mono 10BB Cells, 30A Max Fuse, 1500VDC, 407.4W PTC, 25/30 Warranty, DNA-120-BF10-440W | 295.98 | 440 | No | PV Modules | Soligent De-listing | 293.33 |  | De-Listing & Stock Qty Unavailable |  | Not Applicable
110-1386 |  | Jinko, 395W PV Module, MC4, 1400mm (~55”) PV Wire, 40mm Black Frame, Black Back Sheet, BOB, 144 Mono PERC 1/2 Cells, 20A Fuse, 1500VDC, 366.5 PTC, 25/25 Warranty, JKM395M-72HBL-V-D1 | 271.96 | 395 | No | PV Modules | Vendor De-listing | 269.53 |  | De-Listing & Stock Qty Unavailable |  | Not Applicable
110-1387 |  | QCells, 365W PV Module, MC4, PV Wire 1150mm (~45.3”), 32mm Black Frame/Black Back Sheet, BOB, 120 Cell 6BB Mono, 20A Fuse, 1000Vdc, 338.3 PTC, 25/25 Warranty, Q.PEAK DUO BLK-G10+ 365 | 199.31 | 365 | No | PV Modules | Vendor De-listing | 197.53 |  | De-Listing & Stock Qty Unavailable |  | Not Applicable
110-1389 |  | QCells, 400W PV Module, MC4, PV Wire ~49.2” (1250mm), 32mm Black Frame/Black Back Sheet, BOB, 132 Cell 6 BB Mono, 20A Fuse, 1000Vdc, 371.5 PTC, 25/25 Warranty, Q.PEAK DUO BLK ML-G10+ 400 | 289.65 | 400 | No | PV Modules | Soligent De-listing | 287.06 |  | De-Listing & Stock Qty Unavailable |  | Not Applicable
110-1390 |  | Star Solar, 440W PV Module, 1.2m (~47.2”) PV Wire, MC-4 Connectors, 35mm Black Frame on Black Back Sheet, BOB, 120 ½ Mono Cells, 20A Max Fuse, 1500VDC, 412.1W PTC, 25/25 Warranty, STAR-440W-M60H-M10 | 290.69 | 440 | No | PV Modules | Soligent De-listing | 288.1 |  | De-Listing & Stock Qty Unavailable |  | Not Applicable
110-1391 |  | Sonali, 450W PV Module, MC4 Compatible , 1200mm (~47”) PV Wire, 35mm Black Frame, Black Back Sheet, BOB, 120 1/2 Cell, 25A Fuse, 1500VDC, No PTC, 25/25 Warranty, SS-M-450-B | 271.65 | 450 | No | PV Modules | Shippable | 265.18 |  | Shippable but Stock Qty Unavailable |  | Not Applicable
110-1393 |  | ZNShine, 365W PV Module, MC4-compatible, 350mm (~13.8”) PV Wire, 35mm Black Frame/Black Back Sheet, BOB, 120 1/2 Cell Mono PERC, 20A Fuse, 1500VDC, 340.9W PTC, 12/25 Warranty, ZXM6-NH120-365/M | 216.12 | 365 | No | PV Modules | Soligent De-listing | 172.89 |  | De-Listing & Stock Qty Unavailable |  | Not Applicable
110-1394 |  | Solaria, 400W PV Module, MC-4, 1200mm PV Wire, 35mm Black Frame, Black Back Sheet, BoB, Mono, 25A Fuse, 1000VDC, 364.9 PTC, 25/25 Warranty, PowerX-400R-MC4Comp | 318.01 | 400 | No | PV Modules | Soligent De-listing | 297.67 |  | De-Listing & Stock Qty Unavailable |  | Not Applicable
110-1395 |  | Hyundai, 405W Bifacial PV Module, 1200mm (~47.2”) PV Wire, MC4, 32mm Black Frame/Black Back-Sheet, BOB, 132 1/2 Cell Mono, 20A Max Fuse, 1500VDC, 381.1 PTC, 25/25 Warranty, HiS-S405YH(BK) | 269.23 | 405 | No | PV Modules | Soligent De-listing | 266.82 |  | De-Listing & Stock Qty Unavailable |  | Not Applicable
110-1396 |  | Hyundai, 410W Bifacial PV Module, 1200mm (~47.2”) PV Wire, MC4, 32mm Black Frame/Black Back-Sheet, BOB, 132 1/2 Cell Mono, 20A Max Fuse, 1500VDC, 386 PTC, 25/25 Warranty, HiS-S410YH(BK) | 272.55 | 410 | No | PV Modules | Soligent De-listing | 270.12 |  | De-Listing & Stock Qty Unavailable |  | Not Applicable
110-2001 | 110-2001 | SEG, 410W Yukon PV Module, MC4, 1200mm (~47”) PV Wire, 30mm Black Frame on Black Back Sheet, BOB, 108 ½ Cut Mono PERC Cells, 25A Fuse, 1500VDC, 381.3W PTC, 25/25 Warranty, SEG-410-BMD-HV | 178.26 | 410 | No | PV Modules | Shippable | 176.67 |  | Shippable but Stock Qty Unavailable |  | Not Applicable
110-3000 | 110-3000 | Trina, 415W Bifacial PV Module, PV Wire 1100mm (~43”), MC-4 EVO2 Connector, 30mm Black Frame with Black Back-Sheet, BOB, 144 1/3 Cell, 25A Fuse, 1500VDC, 390.5 PTC, 25/25 Warranty, TSM-415NE09RC.05 | 167.5 | 415 | No | PV Modules | Shippable | 160.34 |  | Shippable but Stock Qty Unavailable |  | Not Applicable
110-4000 | 110-4000 | REC, 420W PV Module, 67”PV Wire, MC-4, 30mm Black Frame on Black Back-Sheet, BOB, 80 ½ Cut Heterojunction Cells, 25A Max Fuse, 1000VDC, 402.5 PTC, 20/25 Standard Warranty, REC420AA Pure-R | 405.18 | 420 | No | PV Modules | Shippable | 405.18 |  | Shippable but Stock Qty Unavailable |  | Not Applicable
110-5000 | 110-5000 | QCells, Bifacial 400W PV Module, MC4, ~72” (1830mm) Positive/ Negative PV-Wire, 32mm Black Frame/Transparent Black Grid Back Sheet, 132 ½ Cell, 20A Fuse, 1000Vdc, 367.1 PTC, 25/25 Warranty, Q.PEAK DUO BLK ML-G10+/t 400 | 237.42 | 400 | No | PV Modules | Shippable | 235.29 |  | Shippable but Stock Qty Unavailable |  | Not Applicable
110-6000 | 110-6000 | QCells, 580W PV Module, MC4, PV Wire ~29.5” (750mm)/13.8” ( 350mm) 35mm Clear Frame/White Back-Sheet, 156 1/2 Cell Mono, 25A Fuse, 1500Vdc, 541 PTC, 12/30 Warranty, Q.PEAK DUO XL-G11S.3/BFG 580 | 392.45 | 580 | No | PV Modules | Shippable | 388.94 |  | Shippable but Stock Qty Unavailable |  | Not Applicable
111-0003 | 111-0003 | Blem, 167W PV Module, Poly, Framed, Black, 16V, ND-167U1B | 78.17 | 167 | No | PV Modules | Vendor De-listing | 0 |  | De-Listing & Stock Qty Unavailable |  | Not Applicable
111-0019 | 111-0019 | Blem, 130W PV Module, Poly, Framed, Clear, J-Box, 12V,ND-130UJFBX | 0 | 130 | No | PV Modules | Soligent De-listing | 0 |  | Not Applicable |  | Not Applicable
111-0025 | 111-0025 | Blem, 235W PV Module, SMK, PV Wire, 46mm Clear XE Frame, 60 Cell Poly, 15A Fuse, NDQ235Q2BX | 0 | 235 | No | PV Modules | Vendor De-listing | 0 |  | Not Applicable |  | Not Applicable
111-0026 | 111-0026 | B-Grade SolarWorld, 320W PV Module, H4, PV Wire, 33mm Clear Frame, 72 Cell Mono, 25A Fuse, 1000VDC, 290.6W PTC, SW320 XL Mono-BLEM | 512 | 320 | No | PV Modules | Soligent De-listing | 0 |  | De-Listing & Stock Qty Unavailable |  | Not Applicable
111-1027 | 111-1027 | SolarWorld, 285W *B-Class* PV Module BAA, H4, PV Wire, 33mm Black 4.0 Frame on Black backsheet, BOB, 60 Cell Large-Format Mono, 16A Fuse, 5BB, 1000VDC, 255.6W PTC, 82000248, Plus 285 mono black 5BB | 0 | 285 | No | PV Modules | Soligent De-listing | 0 |  | Not Applicable |  | Not Applicable
111-1028 | 111-1028 | SolarWorld, 285W *B-Grade* PV Module BAA, H4/UTX, PV Wire, 33mm Black Frame on Black Backsheet, BOB, 60 Cell Mono PERC, 15A Fuse, 1000V, 5BB, 261.4W PTC, Plus 285 Mono Black, 82000248 | 379.99 | 285 | No | PV Modules | Vendor De-listing | 0 |  | De-Listing & Stock Qty Unavailable |  | Not Applicable
111-1029 | 111-1029 | SolarWorld, 290W *B-Grade* PV Module BAA, H4/UTX, PV Wire, 33mm Black Frame on Black Backsheet, BOB, 60 Cell Mono PERC, 15A Fuse, 1000V, 5BB, 266.1W PTC, Plus 290 Mono Black, 82000260 | 403.99 | 290 | No | PV Modules | Vendor De-listing | 0 |  | De-Listing & Stock Qty Unavailable |  | Not Applicable
112-0001 | 112-0001 | Canadian Solar, AC Module 250-EA with Microinverter, 250W, 240VAC, 60Hz, 40mm Black Frame, Poly, xx" Drop Cable, 25 Yr Warr, Zigbee Comms, 600VDC, CS6P-250P-EA | 717.65 | 250 | No | PV Modules | Soligent De-listing | 0 |  | De-Listing & Stock Qty Unavailable |  | Not Applicable
112-0002 | 112-0002 | Canadian Solar, AC Module 250-EA with Microinverter, 250W, 240VAC, 60Hz, 40mm Black Frame, Mono, xx" Drop Cable, 25 Yr Warr, Zigbee Comms, 600VDC, CS6P-250M-EA | 770.59 | 250 | No | PV Modules | Soligent De-listing | 0 |  | De-Listing & Stock Qty Unavailable |  | Not Applicable
112-0003 | 112-0003 | ET Solar, AC Module 250AC with Microinverter, 250W, 240VAC, 60Hz, 40mm Black Frame, White Backsheet, Poly, 42.5" AC cable in/out, 25 Yr Warr, 223.6W PTC, Powerline Comms, ET-P660250BAC | 835 | 250 | No | PV Modules | Soligent De-listing | 0 |  | De-Listing & Stock Qty Unavailable |  | Not Applicable
112-0004 | 112-0004 | BenQ, AC Module PM240 with Microinverter, 240W, 240VAC, 60Hz, 40mm Clear Frame, 60 Cell Poly, 42.5" AC cable in/out, 25 Yr Warr, 215.7W PTC, Powerline Comms, PM240PA0 | 662.4 | 240 | No | PV Modules | Soligent De-listing | 0 |  | De-Listing & Stock Qty Unavailable |  | Not Applicable
112-0005 | 112-0005 | BenQ, AC Module PM250 with Microinverter, 255W, 240VAC, 60Hz, 40mm Black Frame with Black Backsheet, BOB, 60 Cell Mono, 42.5" AC cable in/out, 25 Yr Warr, 229.2W PTC, Powerline Comms, PM250MA0-255 | 733.13 | 255 | No | PV Modules | Soligent De-listing | 0 |  | De-Listing & Stock Qty Unavailable |  | Not Applicable
112-0006 | 112-0006 | BenQ, AC Module PM250 with Microinverter, 255W, 240VAC, 60Hz, 40mm Black Frame with Black Backsheet, BOB, 60 Cell Mono, 42.5" AC cable in/out, 25 Yr Warr, 229.2W PTC, Powerline Comms, G2 PK Glass, PM250MA0-255, SPECIAL PRICING - LIMITED QUANTITY - ONLY WHILE SUPPLIES LAST | 665.93 | 255 | No | PV Modules | Soligent De-listing | 0 |  | De-Listing & Stock Qty Unavailable |  | Not Applicable
112-0007 | 112-0007 | Solaria, AC module, XT-355R with Enphase IQ7+ Micro Inverter, 355W DC, 240V/60Hz AC, 40mm Black Frame with Black Backsheet, BOB, 322.9 PTC, PowerXT-355R-AC | 406.3 | 355 | No | PV Modules | Vendor De-listing | 373.88 |  | De-Listing & Stock Qty Unavailable |  | Not Applicable
112-0007 : 112-0007_S | 112-0007_S | Solaria, AC module, XT-355R with Enphase IQ7+ Micro Inverter, 355W DC, 240V/60Hz AC, 40mm Black Frame with Black Backsheet, BOB, 322.9 PTC, PowerXT-355R-AC | 406.3 | 355 | No | PV Modules | Vendor De-listing | 373.88 |  | De-Listing & Stock Qty Unavailable |  | Not Applicable
112-0007-B | 112-0007-B | "B Grade" Solaria, AC module, XT-355R with Enphase IQ7+ Micro Inverter, 355W DC, 240V/60Hz AC, 40mm Black Frame with Black Backsheet, BOB, 322.9 PTC, PowerXT-355R-AC | 355.19 | 355 | No | PV Modules | Vendor De-listing | 337.25 |  | De-Listing & Stock Qty Unavailable |  | Not Applicable
112-0007-B : 112-0007-B_S | 112-0007-B_S | "B Grade" Solaria, AC module, XT-355R with Enphase IQ7+ Micro Inverter, 355W DC, 240V/60Hz AC, 40mm Black Frame with Black Backsheet, BOB, 322.9 PTC, PowerXT-355R-AC | 355.19 | 355 | No | PV Modules | Soligent De-listing | 337.25 |  | De-Listing & Stock Qty Unavailable |  | Not Applicable
112-0008 | 112-0008 | Panasonic, AC module, N-330 with Enphase IQ7X Micro Inverter, 330W DC, 240V/60Hz AC, 40mm Black Frame with White Backsheet, BOW, 311.7 PTC, VBHN330SA17E | 411.67 | 330 | No | PV Modules | Soligent De-listing | 394.15 |  | De-Listing & Stock Qty Unavailable |  | Not Applicable
112-0008 : 112-0008_S | 112-0008_S | Panasonic, AC module, N-330 with Enphase IQ7X Micro Inverter, 330W DC, 240V/60Hz AC, 40mm Black Frame with White Backsheet, BOW, 311.7 PTC, VBHN330SA17E | 411.67 | 330 | No | PV Modules | Soligent De-listing | 394.15 |  | De-Listing & Stock Qty Unavailable |  | Not Applicable
112-0009 | 112-0009 | Solaria, AC module, XT-350R with Enphase IQ7+ Micro Inverter, 350W DC, 240V/60Hz AC, 40mm Black Frame with Black Backsheet, BOB, 318.2 PTC, PowerXT-350R-AC | 392.49 | 350 | No | PV Modules | Vendor De-listing | 361.17 |  | De-Listing & Stock Qty Unavailable |  | Not Applicable
112-0009 : 112-0009_S | 112-0009_S | Solaria, AC module, XT-350R with Enphase IQ7+ Micro Inverter, 350W DC, 240V/60Hz AC, 40mm Black Frame with Black Backsheet, BOB, 318.2 PTC, PowerXT-350R-AC | 392.49 | 350 | No | PV Modules | Soligent De-listing | 361.17 |  | De-Listing & Stock Qty Unavailable |  | Not Applicable
112-0009-B | 112-0009-B | 'B Grade" Solaria, AC module, XT-350R with Enphase IQ7+ Micro Inverter, 350W DC, 240V/60Hz AC, 40mm Black Frame with Black Backsheet, BOB, 318.2 PTC, PowerXT-350R-AC | 343.12 | 350 | No | PV Modules | Vendor De-listing | 325.79 |  | De-Listing & Stock Qty Unavailable |  | Not Applicable
112-0009-B : 112-0009-B_S | 112-0009-B_S | 'B Grade" Solaria, AC module, XT-350R with Enphase IQ7+ Micro Inverter, 350W DC, 240V/60Hz AC, 40mm Black Frame with Black Backsheet, BOB, 318.2 PTC, PowerXT-350R-AC | 343.12 | 350 | No | PV Modules | Soligent De-listing | 325.79 |  | De-Listing & Stock Qty Unavailable |  | Not Applicable
112-0010 | 112-0010 | Solaria, AC module, XT-365R with Enphase IQ7+ Micro Inverter, 365W DC, 240V/60Hz AC, 40mm Black Frame with Black Back Sheet, BoB, 332.4 PTC, PowerXT-365R-AC | 413.67 | 365 | No | PV Modules | Vendor De-listing | 396.06 |  | De-Listing & Stock Qty Unavailable |  | Not Applicable
112-0010 : 112-0010_S | 112-0010_S | Solaria, AC module, XT-365R with Enphase IQ7+ Micro Inverter, 365W DC, 240V/60Hz AC, 40mm Black Frame with Black Back Sheet, BoB, 332.4 PTC, PowerXT-365R-AC | 413.67 | 365 | No | PV Modules | Shippable | 396.06 |  | Shippable but Stock Qty Unavailable |  | Not Applicable
112-0010-B | 112-0010-B | "B Grade" Solaria, AC module, XT-365R with Enphase IQ7+ Micro Inverter, 365W DC, 240V/60Hz AC, 40mm Black Frame with Black Back Sheet, BoB, 332.4 PTC, PowerXT-365R-AC | 376.27 | 365 | No | PV Modules | Vendor De-listing | 357.26 |  | De-Listing & Stock Qty Unavailable |  | Not Applicable
112-0010-B : 112-0010-B_S | 112-0010-B_S | "B Grade" Solaria, AC module, XT-365R with Enphase IQ7+ Micro Inverter, 365W DC, 240V/60Hz AC, 40mm Black Frame with Black Back Sheet, BoB, 332.4 PTC, PowerXT-365R-AC | 376.27 | 365 | No | PV Modules | Soligent De-listing | 357.26 |  | De-Listing & Stock Qty Unavailable |  | Not Applicable
112-0011 | 112-0011 | Panasonic, AC module, N-330E with Enphase IQ7X Micro Inverter, 330W DC, 320VA AC, 240V/60Hz AC, 40mm Black Frame with Black Backsheet, BOB, No PTC, VBHN330KA03E | 767.4 | 330 | No | PV Modules | Vendor De-listing | 0 |  | De-Listing & Stock Qty Unavailable |  | Not Applicable
113-0000 | 113-0000 | Canadian Solar, 265W Smart DC Module with Solaredge Optimizer, MC4, PV Wire, 40mm Black Frame on White Backsheet, BOW, 60 Cell Poly, 15A Fuse, 600VDC, 243.6W PTC, CS6P 265P SD | 455.8 | 265 | No | PV Modules | Soligent De-listing | 0 |  | De-Listing & Stock Qty Unavailable |  | Not Applicable
113-0001 | 113-0001 | Canadian Solar, 260W Smart DC Module with Solaredge Optimizer, MC4, PV Wire, 40mm Black Frame on White Backsheet, BOW, 60 Cell Poly, 15A Fuse, 600VDC, 238.9W PTC, CS6P 260P-SD | 496 | 260 | No | PV Modules | Soligent De-listing | 0 |  | De-Listing & Stock Qty Unavailable |  | Not Applicable
113-0002 | 113-0002 | Trina, 310W Smart DC Module with Tigo Optimizer, H4, PV Wire, 40mm Silver Frame with White Backsheet, 72 Cell Poly, 15A Fuse, 1000VDC, 282.5W PTC, TSM-PD14.002 | 499 | 310 | No | PV Modules | Vendor De-listing | 0 |  | De-Listing & Stock Qty Unavailable |  | Not Applicable
125-0163 | 125-0163 | SMA, Windy Boy, Protection Box, 600VDC, WBP-BOX 600 | 2196 |  | No | Electrical BOS | Soligent De-listing | 0 |  | De-Listing & Stock Qty Unavailable |  | Not Applicable
140-0001 | 140-0001 | Generac, Generator Custom Quote |  |  | No | Energy Storage | Soligent De-listing | 0 |  | Not Applicable |  | Not Applicable
140-0001 : 140-0001_S | 140-0001_S | Generac, Generator Custom Quote |  |  | No | Energy Storage | Special Order | 0 |  | Not Applicable |  | Not Applicable
140-0002 | 140-0002 | Generac, Generator, 22kW Stand-By, Air-Cooled, 3600 RPM, 120/240Vac, Natural Gas or LPG, Aluminum Enclosure, Wi-Fi included, UL, CUL, EPA Compliant, 5 Year Warranty, 7042 | 4331.65 |  | No | Energy Storage | Shippable | 4097.5 |  | Shippable but Stock Qty Unavailable | USSS100-0120 | Already Listed
140-0002 : 140-0002_S | 140-0002_S | Generac, Generator, 22kW Stand-By, Air-Cooled, 3600 RPM, 120/240Vac, Natural Gas or LPG, Aluminum Enclosure, Wi-Fi included, UL, CUL, EPA Compliant, 5 Year Warranty, 7042-3 | 4331.65 |  | No | Energy Storage | Soligent De-listing | 4097.5 |  | De-Listing & Stock Qty Unavailable |  | Not Applicable
140-0003 | 140-0003 | Generac, Generator, Composite Base, 54 X 31 X 3” GENPAD, for 10-22kW Generator, 10000007863 | 360 |  | No | Energy Storage | Soligent De-listing | 0 |  | De-Listing & Stock Qty Unavailable |  | Not Applicable
140-0004 | 140-0004 | Generac, Generator, 1700 watt, 2200 max, Portable Inverter/Generator, 120Vac/60Hz Gasoline, Limited 2 year Warranty, 7117-0 | 562.97 |  | No | Energy Storage | Vendor De-listing | 517.41 |  | De-Listing & Stock Qty Unavailable |  | Not Applicable
140-0005 | 140-0005 | Generac, Generator, 16kW Stand-By, Air-Cooled, 3600 RPM, 120/240Vac, Natural Gas or LPG, Aluminum Enclosure, Wi-Fi included, UL, CUL, EPA Compliant, 5 Year Warranty, 7176 | 6391.8 |  | No | Energy Storage | Vendor De-listing | 3436.45 |  | De-Listing & Stock Qty Unavailable |  | Not Applicable
140-0006 | 140-0006 | Generac, Generator, 20kW Stand-By, Air-Cooled, 3600 RPM, 120/240Vac, Natural Gas or LPG, Aluminum Enclosure, Wi-Fi included, UL, CUL, EPA Compliant, 5 Year Warranty, 7038 | 4097.34 | 20000 | No | Energy Storage | Shippable | 3875.86 |  | Shippable but Stock Qty Unavailable | USSS100-0107 | Already Listed
140-0007 | 140-0007 | Generac, Generator, 32kW Stand-By, Liquid-Cooled, 1800 RPM, 120/240Vac, Natural Gas or LPG, Aluminum Enclosure, UL, CUL, EPA Compliant, 5 Year Warranty, (Not for sale in CA/MA),RG03224 | 11153.39 | 32000 | No | Energy Storage | Shippable | 10550.51 |  | Shippable but Stock Qty Unavailable |  | Not Applicable
140-0008 | 140-0008 | Generac, Generator, 36kW Stand-By, Liquid-Cooled, 3600 RPM, 120/240Vac, Natural Gas or LPG, Aluminum Enclosure, UL, CUL, EPA Compliant, 5 Year Warranty, (Not for sale in CA/MA),RG03624A | 13125.81 |  | No | Energy Storage | Shippable | 12416.3 |  | Shippable but Stock Qty Unavailable | USSG001-0003 | Already Listed
140-0009 | 140-0009 | Generac, Generator, 48kW Stand-By, Liquid-Cooled, 1800 RPM, 120/240Vac, Natural Gas or LPG, Aluminum Enclosure, UL, CUL, EPA Compliant, 5 Year Warranty, (Not for sale in CA/MA), RG04845ANAX | 15316.58 |  | No | Energy Storage | Shippable | 14488.66 |  | Shippable but Stock Qty Unavailable | USSG001-0002 | Already Listed
140-0010 | 140-0010 | Generac, Generator, Composite Base, 54 X 31 X 4” Hurricane GENPAD, for 10-22kW Generator, 10000007832 | 400 |  | No | Energy Storage | Soligent De-listing | 0 |  | De-Listing & Stock Qty Unavailable |  | Not Applicable
140-0011 | 140-0011 | Generac, Generator, Composite Base, 83 X 41 X 4” GENPAD, for 32-36kW Generator, 10000005771 | 1314 |  | No | Energy Storage | Soligent De-listing | 0 |  | De-Listing & Stock Qty Unavailable |  | Not Applicable
140-0012 | 140-0012 | Generac, Generator, Composite Base, 90 X 41 X 4” GENPAD, for 48kW Generator, A0000516140 | 1374 |  | No | Energy Storage | Soligent De-listing | 0 |  | De-Listing & Stock Qty Unavailable |  | Not Applicable
140-0013 | 140-0013 | Generac, Generator, 48kW Stand-By, Liquid-Cooled, 1800 RPM, 120/240Vac, Natural Gas or LPG, Aluminum Enclosure, UL, CUL, EPA Compliant, 5 Year Warranty, SCAQMD Compliant, RG04845C | 16560.1 | 48000 | No | Energy Storage | Shippable | 15664.96 |  | Shippable but Stock Qty Unavailable | USSG001-0001 | Already Listed
140-0014 | 140-0014 | Generac , Air Cooled Generator Transport Cart, 5685 | 356.06 |  | No | Energy Storage | Shippable | 336.81 |  | Shippable but Stock Qty Unavailable | USSS100-0108 | Already Listed
140-0015 | 140-0015 | Generac, Generator, 22kW Stand-By Bundle, Air-Cooled, 3600 RPM, 120/240Vac, Natural Gas or LPG, Aluminum Enclosure, Wi-Fi included, with 200A Auto Transfer Switch, UL, EPA Compliant, 5 Year Warranty, 7043-3 | 5912.47 |  | No | Energy Storage | Shippable | 5592.88 |  | Shippable but Stock Qty Unavailable | USSS100-0111 | Already Listed
140-0016 | 140-0016 | Generac, Generator, 10kW Stand-By, Air-Cooled, 3600 RPM, 120/240Vac, Natural Gas or LPG, Aluminum Enclosure, Wi-Fi included, UL, CUL, EPA Compliant, 5 Year Warranty, 7171 | 2575.86 | 10000 | No | Energy Storage | Shippable | 2436.63 |  | Shippable but Stock Qty Unavailable | USSG001-0005 | Already Listed
140-0017 | 140-0017 | Generac, Generator, 13kW Stand-By, Air-Cooled, 3600 RPM, 120/240Vac, Natural Gas or LPG, Aluminum Enclosure, Wi-Fi included, UL, CUL, EPA Compliant, 5 Year Warranty, 7173 | 3012.32 |  | No | Energy Storage | Shippable | 2849.49 |  | Shippable but Stock Qty Unavailable | USSS100-0115 | Already Listed
140-0018 | 140-0018 | Generac, Generator, 10kW Stand-By Bundle, Air-Cooled, 3600 RPM, 120/240Vac, Natural Gas or LPG, Aluminum Enclosure, Wi-Fi included, with 100A 16-Circuit Auto Transfer Switch, UL, EPA Compliant, 5 Year Warranty, 7172 | 3409.73 |  | No | Energy Storage | Shippable | 3225.42 |  | Shippable but Stock Qty Unavailable | USSG001-0006 | Already Listed
140-0019 | 140-0019 | Generac, Generator, 24kW Stand-By, Air-Cooled, 3600 RPM, 120/240Vac, Natural Gas or LPG, Aluminum Enclosure, Wi-Fi included, UL, CUL, EPA Compliant, 5 Year Warranty, 7209 | 5482.65 | 24000 | No | Energy Storage | Shippable | 5186.29 |  | Shippable but Stock Qty Unavailable | USSG001-0007 | Already Listed
140-0020 | 140-0020 | Generac, Generator, EcoGen 15kW Stand-By, Air-Cooled, 3600 RPM, 120/240Vac, Natural Gas or LPG, Aluminum Enclosure, Wi-Fi included, (Not for sale in CA), 3 Year Warranty, 7163 | 4686.24 | 15000 | No | Energy Storage | Shippable | 4432.93 |  | Shippable but Stock Qty Unavailable | USSG001-0008 | Already Listed
140-0021 | 140-0021 | Generac, PWRgenerator, 9kW 380Vdc, Air-Cooled, Natural Gas or LPG, Aluminum Enclosure, Use only with PWRcell Inverter/Battery, UL, CSA, 8005 | 5879.93 | 9000 | No | Energy Storage | Vendor De-listing | 5562.1 |  | De-Listing & Stock Qty Unavailable | USIN100-0178 | Already Listed
140-0022 | 140-0022 | Generac, Generator, 20kW Stand-By, Air-Cooled, 3600 RPM, 3 Phase 208Vac, Natural Gas or LPG, Aluminum Enclosure, Wi-Fi included, UL, CUL, EPA Compliant, 5 Year Warranty, 7077 | 5230.42 | 20000 | No | Energy Storage | Shippable | 5085.13 |  | Shippable but Stock Qty Unavailable |  | Not Applicable
150-0002 | 150-0002 | Uni-Solar, Extension Cord 10 ft for Flexible Panels, EC10 | 0.46 |  | No | Electrical BOS | Vendor De-listing | 0 |  | De-Listing & Stock Qty Unavailable |  | Not Applicable
150-0005 | 150-0005 | Rockler, Heavy Duty Roller for PVL Installation | 45 |  | No | Electrical BOS | Soligent De-listing | 0 |  | De-Listing & Stock Qty Unavailable |  | Not Applicable
150-0014 | 150-0014 | AGT, Wire Management Kit for Uni-Solar, PVL Conduit Kit for Membrane Roofs, PVC, 18' 6" long, include 1 tray, 1cover and 15 wings | 284 |  | No | Electrical BOS | Soligent De-listing | 0 |  | De-Listing & Stock Qty Unavailable |  | Not Applicable
150-0060 | 150-0060 | Solyndra, 100 & 150 Series, Pad for Panel Mount, TPO, 0020-30225 | 1 |  | No | Racking | Soligent De-listing | 0 |  | De-Listing & Stock Qty Unavailable |  | Not Applicable
170-0000 | 170-0000 | ET Solar, Less than Pallet Fee, one $50 Fee per order | 50 |  | Yes | Other | Vendor De-listing | 0 |  | Not Applicable as per Item Classification |  | Not Applicable
170-0001 | 170-0001 | Solarworld, Pallet Break down Fee, if we do not order in pallet quantities of 30 | 150 |  | Yes | Other | Soligent De-listing | 0 |  | Not Applicable as per Item Classification |  | Not Applicable
170-0002 | 170-0002 | Suniva, Pallet Break down Fee, if we do not order in pallet quantities of 22 | 275 |  | Yes | Other | Vendor De-listing | 0 |  | Not Applicable as per Item Classification |  | Not Applicable
204-0001 | 204-0001 | Bentek, Inverter Roof Racking, PowerRack, Adjustable 15 deg - 30 deg, for 3-ph inverters from various manufacturers, Aluminum, 10 Yr WARR, Qty. 1, BTK-IPR-AL | 658 |  | No | Racking | Soligent De-listing | 0 |  | De-Listing & Stock Qty Unavailable |  | Not Applicable
204-0002 | 204-0002 | Bentek, Inverter Roof Racking, Powershield, Aluminum, 10 Yr WARR, Qty. 1, BTK-IPR-SHLD | 208 |  | No | Racking | Soligent De-listing | 0 |  | De-Listing & Stock Qty Unavailable |  | Not Applicable
204-0003 | 204-0003 | Bentek, Inverter Roof Racking, Ballast Tray, Aluminum, 10 Yr WARR, Qty. 1, BTK-IPR-AL-TRAY | 61 |  | No | Racking | Soligent De-listing | 0 |  | De-Listing & Stock Qty Unavailable |  | Not Applicable
204-0004 | 204-0004 | Bentek, Inverter Roof Racking, Equipment Mounting Panel, Aluminum, 10 Yr WARR, Qty. 1, BTK-IPR-AL-PANL | 76 |  | No | Racking | Soligent De-listing | 0 |  | De-Listing & Stock Qty Unavailable |  | Not Applicable
204-0005 | 204-0005 | Bentek, Inverter Roof Racking, Mounting Bracket, for attachment to penetrating mounting systems, Aluminum, 10 Yr WARR, Qty. 4, BTK-IPR-AL-BRKT | 287 |  | No | Racking | Soligent De-listing | 0 |  | De-Listing & Stock Qty Unavailable |  | Not Applicable
210-0000 | 210-0000 | IronRidge, XR10, Rail 204" (17') Mill Finish, Qty. 1, XR-10-204M | 32.23 |  | No | Racking | Shippable | 29.42 |  | Shippable but Stock Qty Unavailable |  | Not Applicable
210-0001 | 210-0001 | IronRidge, XR100, Rail 204" (17') Mill, Qty. 1, XR-100-204M | 46.69 |  | No | Racking | Shippable | 42.87 |  | Shippable but Stock Qty Unavailable |  | Not Applicable
210-0025 | 210-0025 | DPW, PowerRail Mounting Kit for 7 Uni-Solar US-64, PRM7-US64 | 11.46 |  | No | Racking | Soligent De-listing | 0 |  | De-Listing & Stock Qty Unavailable |  | Not Applicable
210-0032 | 210-0032 | DPW, USE SEPARATE ITEMS #210-0986- #210-0987 - #210-0988, PowerRail P6/P8 Easy Pivot Feet, Clear, Choose size: 1.5, 2.0 or 3.0, Qty. 1, PRM-PEF | 25 |  | No | Racking | Vendor De-listing | 0 |  | De-Listing & Stock Qty Unavailable |  | Not Applicable
210-0033 | 210-0033 | DPW, PowerRail Z Easy Feet, PRM-ZEF | 33 |  | No | Racking | Soligent De-listing | 0 |  | De-Listing & Stock Qty Unavailable |  | Not Applicable
210-0035 | 210-0035 | ProSolar, Rail Enhancers, A-RE | 6 |  | No | Racking | Vendor De-listing | 0 |  | De-Listing & Stock Qty Unavailable |  | Not Applicable
210-0037 | 210-0037 | ProSolar, Splice Bar 1.5" and 2.5", for R-136 and R-136D, Qty. 1, A-SPLICE-1 | 7.83 |  | No | Racking | Vendor De-listing | 0 |  | De-Listing & Stock Qty Unavailable |  | Not Applicable
210-0039 | 210-0039 | ProSolar, Tilt-Up Kit, 1 Kit of 3 Legs, A-TU24-1 | 76.99 |  | No | Racking | Vendor De-listing | 0 |  | De-Listing & Stock Qty Unavailable |  | Not Applicable
210-0042 : 210-0042 : 210-0042 : 210-0042_U | 210-0042 : 210-0042 : 210-0042_U | ProSolar, FastJack, Standoff, 4.5", Qty. 1, FJ-450-1 | 7.24 |  | No | Racking | Shippable | 7.15 |  | Shippable but Stock Qty Unavailable |  | Not Applicable
210-0045 : 210-0045 : 210-0045 : 210-0045 : 210-0045_U | 210-0045 : 210-0045 : 210-0045 : 210-0045_U | ProSolar, Channel Nut, Qty. 1, P-CN-1 | 0.38 |  | No | Racking | Shippable | 0.38 |  | Shippable but Stock Qty Unavailable |  | Not Applicable
210-0047 | 210-0047 | ProSolar, Support Rail, 2.5" Deep support rail, 124", Qty. 1, R-124D | 21.74 |  | No | Racking | Vendor De-listing | 20.83 |  | De-Listing & Stock Qty Unavailable |  | Not Applicable
210-0047 : 210-0047 : 210-0047_U | 210-0047 : 210-0047_U | ProSolar, Support Rail, 2.5" Deep support rail, 124", Qty. 1, R-124D | 25.57 |  | No | Racking | Vendor De-listing | 24.5 |  | De-Listing & Stock Qty Unavailable |  | Not Applicable
210-0049 | 210-0049 | ProSolar, Support Rail, 1.5" Standard support rail, 136", Qty. 1, R-136 | 16.13 |  | No | Racking | Vendor De-listing | 15.46 |  | De-Listing & Stock Qty Unavailable |  | Not Applicable
210-0049 : 210-0049 : 210-0049_U | 210-0049 : 210-0049_U | ProSolar, Support Rail, 1.5" Standard support rail, 136", Qty. 1, R-136 | 23.2 |  | No | Racking | Vendor De-listing | 22.23 |  | De-Listing & Stock Qty Unavailable |  | Not Applicable
210-0051 | 210-0051 | ProSolar, Support Rail, 2.5" Deep support rail, 136", Qty. 1, R-136D | 32.72 |  | No | Racking | Vendor De-listing | 30.06 |  | De-Listing & Stock Qty Unavailable |  | Not Applicable
210-0054 : 210-0054 : 210-0054 : 210-0054_U | 210-0054 : 210-0054 : 210-0054_U | QuickMount, Flashing, Classic Composition Mounts, 12" x 12", Mill Finish, QBLOCK, Qty. 1, QMSC-A-12 | 18.15 |  | No | Racking | Shippable | 17.12 |  | Shippable but Stock Qty Unavailable |  | Not Applicable
210-0190 | 210-0190 | UniRac, FlashLoc Comp Kit, with Lag Bolt, Chemlink Sealant and Rail Hardware, Mill Finish, 1 ea , 004085M | 8.12 |  | No | Racking | Soligent De-listing | 7.66 |  | De-Listing & Stock Qty Unavailable |  | Not Applicable
210-0196 | 210-0196 | UniRac, SolarMount Single Rail, 48", Clear, 300002 | 16.25 |  | No | Racking | Vendor De-listing | 0 |  | De-Listing & Stock Qty Unavailable |  | Not Applicable
210-0198 | 210-0198 | UniRac, SolarMount Rail, 72", Clear, Qty. 1, 300004 | 20.71 |  | No | Racking | Soligent De-listing | 0 |  | De-Listing & Stock Qty Unavailable |  | Not Applicable
210-0199 | 210-0199 | UniRac, SolarMount Rail, 84", Clear, Qty. 1, 300005 | 58 |  | No | Racking | Vendor De-listing | 0 |  | De-Listing & Stock Qty Unavailable |  | Not Applicable
210-0200 | 210-0200 | UniRac, SolarMount Rail, 96", Clear, Qty. 1, 300006 | 67 |  | No | Racking | Vendor De-listing | 0 |  | De-Listing & Stock Qty Unavailable |  | Not Applicable
210-0201 | 210-0201 | UniRac, SolarMount Rail, 106", Clear, Qty. 1, 300007 | 63 |  | No | Racking | Vendor De-listing | 0 |  | De-Listing & Stock Qty Unavailable |  | Not Applicable
210-0202 | 210-0202 | UniRac, SolarMount Rail, 120", Clear, Qty. 1, 300008 | 75 |  | No | Racking | Vendor De-listing | 0 |  | De-Listing & Stock Qty Unavailable |  | Not Applicable
210-0206-B | 210-0206-B | "B-Grade" UniRac, SolarMount Rail, 168", Clear Anodized Finish, Qty. 1, 310168C | 34.54 |  | No | Racking | Vendor De-listing | 32.8 |  | De-Listing & Stock Qty Unavailable |  | Not Applicable
210-0208 | 210-0208 | UniRac, SolarMount Rail, 192", Clear, Qty. 1, 300014 | 44.88 |  | No | Racking | Vendor De-listing | 0 |  | De-Listing & Stock Qty Unavailable |  | Not Applicable
210-0209 | 210-0209 | UniRac, SolarMount Rail, 204", Clear, Qty. 1, 300015 | 125 |  | No | Racking | Vendor De-listing | 0 |  | De-Listing & Stock Qty Unavailable |  | Not Applicable
210-0211 | 210-0211 | UniRac, SolarMount Rail, 228", Clear, Qty. 1, 300017 | 53.72 |  | No | Racking | Vendor De-listing | 0 |  | De-Listing & Stock Qty Unavailable |  | Not Applicable
210-0212 | 210-0212 | UniRac, SolarMount Rail, 240", Clear Anodized Finish, Qty. 1, 310240C | 100.44 |  | No | Racking | Vendor De-listing | 51.24 |  | De-Listing & Stock Qty Unavailable |  | Not Applicable
210-0214 | 210-0214 | UniRac, FlashLoc Comp Kit, with Lag Bolt, Chemlink Sealant and Rail Hardware, Mill Finish, Qty. 1, 004085M | 8.77 |  | No | Racking | Soligent De-listing | 8.28 |  | De-Listing & Stock Qty Unavailable |  | Not Applicable
210-0215 | 210-0215 | UniRac, FlashLoc Comp Kit, with Lag Bolt, Chemlink Sealant and Rail Hardware, Dark Finish, Qty. 1, 004085D | 9.94 |  | No | Racking | Soligent De-listing | 9.38 |  | De-Listing & Stock Qty Unavailable |  | Not Applicable
210-0216 : 210-0216-EXP | 210-0216-EXP | UniRac, FlashLoc Comp Kit, with Lag Bolt, Chemlink Sealant and Rail Hardware, Dark Finish, Qty. 1 Box of 20, 004085D | 198.78 |  | No | Racking | Soligent De-listing | 187.6 |  | De-Listing & Stock Qty Unavailable |  | Not Applicable
210-0230 | 210-0230 | UniRac, SolarMount Rail Set, 48", Clear, 4 L-Feet, 300201 | 4.78 |  | No | Racking | Vendor De-listing | 0 |  | De-Listing & Stock Qty Unavailable |  | Not Applicable
210-0232 | 210-0232 | UniRac, SolarMount Rail Set, 72", Clear, 4 L-Feet, 300203 | 6.23 |  | No | Racking | Vendor De-listing | 0 |  | De-Listing & Stock Qty Unavailable |  | Not Applicable
210-0233 | 210-0233 | UniRac, SolarMount Rail Set, 84", Clear, 4 L-Feet, 300204 | 188 |  | No | Racking | Vendor De-listing | 0 |  | De-Listing & Stock Qty Unavailable |  | Not Applicable
210-0234 | 210-0234 | UniRac, SolarMount Rail Set, 96", Clear, 4 L-Feet, 300205 | 75.16 |  | No | Racking | Vendor De-listing | 0 |  | De-Listing & Stock Qty Unavailable |  | Not Applicable
210-0235 | 210-0235 | UniRac, SolarMount Rail Set, 106", Clear, 4 L-Feet, 300206 | 205 |  | No | Racking | Vendor De-listing | 0 |  | De-Listing & Stock Qty Unavailable |  | Not Applicable
210-0236 | 210-0236 | UniRac, SolarMount Rail Set, 120", Clear, 6 L-Feet, 300207 | 93.57 |  | No | Racking | Vendor De-listing | 0 |  | De-Listing & Stock Qty Unavailable |  | Not Applicable
210-0237 | 210-0237 | UniRac, SolarMount Rail Set, 132", Clear, 6 L-Feet, 300208 | 102.99 |  | No | Racking | Vendor De-listing | 0 |  | De-Listing & Stock Qty Unavailable |  | Not Applicable
210-0238 | 210-0238 | UniRac, SolarMount Rail Set, 144", Clear, 6 L-Feet, 300209 | 11.02 |  | No | Racking | Vendor De-listing | 0 |  | De-Listing & Stock Qty Unavailable |  | Not Applicable
210-0239 | 210-0239 | UniRac, SolarMount Rail Set, 156", Clear, 6 L-Feet, 300210 | 212.14 |  | No | Racking | Vendor De-listing | 107.14 |  | De-Listing & Stock Qty Unavailable |  | Not Applicable
210-0241 | 210-0241 | UniRac, SolarMount S-5! with L-Foot, Qty. 1, Clear, 321255 | 11.91 |  | No | Racking | Vendor De-listing | 0 |  | De-Listing & Stock Qty Unavailable |  | Not Applicable
210-0243 | 210-0243 | UniRac, SolarMount Rail Set, 192", Clear, 8 L-Feet, 300213 | 149.19 |  | No | Racking | Vendor De-listing | 135.63 |  | De-Listing & Stock Qty Unavailable |  | Not Applicable
210-0244 | 210-0244 | UniRac, SolarMount Rail Set, 204", Clear, 8 L-Feet, 300214 | 159.82 |  | No | Racking | Vendor De-listing | 0 |  | De-Listing & Stock Qty Unavailable |  | Not Applicable
210-0246 | 210-0246 | UniRac, SolarMount Rail Set, 216", Clear, 8 L-Feet, 300215 | 15.75 |  | No | Racking | Vendor De-listing | 0 |  | De-Listing & Stock Qty Unavailable |  | Not Applicable
210-0247 | 210-0247 | UniRac, SolarMount 4 Rail Kit 10 L-Feet, 226", Clear with 106"/120" Rail with Splice Kit, 300224 | 17.26 |  | No | Racking | Vendor De-listing | 0 |  | De-Listing & Stock Qty Unavailable |  | Not Applicable
210-0249 | 210-0249 | IronRidge, XR100, Rail 183" (15.25') Black, Qty. 1, XR-100-183B | 37.69 |  | No | Racking | Vendor De-listing | 36.47 |  | De-Listing & Stock Qty Unavailable |  | Not Applicable
210-0274 | 210-0274 | UniRac, SolarMount Heavy Duty Rail, 168", Mill Finish, Qty. 1, 410168M | 90.82 |  | No | Racking | Vendor De-listing | 83.43 |  | De-Listing & Stock Qty Unavailable | USSSP110-1532 | Already Listed
210-0275 | 210-0275 | UniRac, SolarMount Heavy Duty Rail, 180", Mill Finish, Qty. 1, 301012 | 197 |  | No | Racking | Vendor De-listing | 0 |  | De-Listing & Stock Qty Unavailable |  | Not Applicable
210-0276 | 210-0276 | UniRac, SolarMount Heavy Duty Rail, 192", Mill Finish, Qty. 1, 301013 | 76 |  | No | Racking | Vendor De-listing | 0 |  | De-Listing & Stock Qty Unavailable |  | Not Applicable
210-0280 | 210-0280 | UniRac, SolarMount Heavy Duty Rail, 240", Mill Finish, Qty. 1, 410240M | 189.5 |  | No | Racking | Vendor De-listing | 96.69 |  | De-Listing & Stock Qty Unavailable |  | Not Applicable
210-0287 | 210-0287 | UniRac, SunFrame Rail, 96", Bronze, Qty. 1, Old Part Number, 302009 | 42.41 |  | No | Racking | Vendor De-listing | 0 |  | De-Listing & Stock Qty Unavailable |  | Not Applicable
210-0289 | 210-0289 | UniRac, SunFrame Rail, 192", Bronze, Qty. 1, 302012 | 87.73 |  | No | Racking | Vendor De-listing | 0 |  | De-Listing & Stock Qty Unavailable |  | Not Applicable
210-0291 | 210-0291 | UniRac, SunFrame Rail, 96", Bronze, Qty. 1, 302014 | 109 |  | No | Racking | Vendor De-listing | 0 |  | De-Listing & Stock Qty Unavailable |  | Not Applicable
210-0293 | 210-0293 | UniRac, SunFrame Rail, 192", Clear, Qty. 1, 302016 | 160.02 |  | No | Racking | Soligent De-listing | 0 |  | De-Listing & Stock Qty Unavailable |  | Not Applicable
210-0294 | 210-0294 | UniRac, SunFrame Rail, 96", Clear, Qty. 8, Pro-Pak, 302017 | 289.6 |  | No | Racking | Vendor De-listing | 0 |  | De-Listing & Stock Qty Unavailable |  | Not Applicable
210-0295 | 210-0295 | UniRac, Tile Roof Hook, Stone Coated Steel Side Mount Adjustable, with 2 1/4 X 3.5” Lag Bolts, ST1 Kit, 004AST1 | 9.65 |  | No | Racking | Soligent De-listing | 8.86 |  | De-Listing & Stock Qty Unavailable |  | Not Applicable
210-0296 | 210-0296 | QuickMount, Flashing, Shake Mounts, 18" x 18", Bronze, QBLOCK, Qty. 1, QMLC-B-12 | 24.48 |  | No | Racking | Soligent De-listing | 22.54 |  | De-Listing & Stock Qty Unavailable |  | Not Applicable
210-0345 | 210-0345 | UniRac, Standoff, Flat-top 3" Zinc Plated Steel, 1.625" OD, without lag bolts, Clear, Qty. 1, 004301G | 18.4 |  | No | Racking | Vendor De-listing | 0 |  | De-Listing & Stock Qty Unavailable |  | Not Applicable
210-0346 | 210-0346 | UniRac, Standoff, Flat-top 4" Zinc Plated Steel, 1.625" OD, without lag bolts, Clear, Qty. 1, 004401G | 21 |  | No | Racking | Vendor De-listing | 0 |  | De-Listing & Stock Qty Unavailable |  | Not Applicable
210-0347 | 210-0347 | UniRac, Standoff, Flat-top 6" Zinc Plated Steel, 1.625" OD, without lag bolts, Clear, Qty. 1, 004601G | 21 |  | No | Racking | Vendor De-listing | 0 |  | De-Listing & Stock Qty Unavailable |  | Not Applicable
210-0348 | 210-0348 | UniRac, Flat-top 7" Zinc Plated Steel, 1.625" OD, Clear, Qty. 1 | 24 |  | No | Racking | Vendor De-listing | 0 |  | De-Listing & Stock Qty Unavailable |  | Not Applicable
210-0351 | 210-0351 | UniRac, SolarMount Raised Flange Zinc Plated Steel Standoff, 6", Clear, Qty. 1, 310019 | 9.93 |  | No | Racking | Vendor De-listing | 0 |  | De-Listing & Stock Qty Unavailable |  | Not Applicable
210-0356 | 210-0356 | UniRac, 2 Piece Aluminum Flat-top Standoff, 7", Clear, OBSOLETE310030 | 10.19 |  | No | Racking | Vendor De-listing | 0 |  | De-Listing & Stock Qty Unavailable |  | Not Applicable
210-0384 | 210-0384 | UniRac, SolarMount Splice Plate, Clear, Qty. 1, 303003C | 14.4 |  | No | Racking | Vendor De-listing | 0 |  | De-Listing & Stock Qty Unavailable |  | Not Applicable
210-0397 | 210-0397 | UniRac, SunFrame Cap Strip 96", F, use 1", Clear, Qty. 8, Pro-Pak 321120 | 276 |  | No | Racking | Vendor De-listing | 0 |  | De-Listing & Stock Qty Unavailable |  | Not Applicable
210-0398 | 210-0398 | UniRac, SunFrame Cap Strip 96", F, use 1" Screws, Clear, Qty. 1, 321121 | 13.13 |  | No | Racking | Vendor De-listing | 0 |  | De-Listing & Stock Qty Unavailable |  | Not Applicable
210-0410 | 210-0410 | UniRac, SunFrame Cap Strip 192", F, use 1" Screws for Sharp, Clear, Qty. 1, 202004C | 56 |  | No | Racking | Vendor De-listing | 0 |  | De-Listing & Stock Qty Unavailable |  | Not Applicable
210-0411 | 210-0411 | UniRac, SunFrame Cap Strip Screws, 3/4", use with C, D and H, Bronze, Qty. 100, 321153 | 40.51 |  | No | Racking | Vendor De-listing | 0 |  | De-Listing & Stock Qty Unavailable |  | Not Applicable
210-0415 | 210-0415 | UniRac, SunFrame Cap Strip Screws, 1", use with F and G, Bronze, Qty. 10, 321157 | 12.93 |  | No | Racking | Vendor De-listing | 0 |  | De-Listing & Stock Qty Unavailable |  | Not Applicable
210-0419 | 210-0419 | UniRac, SolarMount Two-tier Junction Plate, Qty. 1, 321201 | 5.68 |  | No | Racking | Vendor De-listing | 0 |  | De-Listing & Stock Qty Unavailable |  | Not Applicable
210-0422 | 210-0422 | UniRac, SolarMount S-5! with L-Foot, Qty. 1, Clear, 321255 | 1.39 |  | No | Racking | Vendor De-listing | 0 |  | De-Listing & Stock Qty Unavailable |  | Not Applicable
210-0428 | 210-0428 | UniRac, S-5! with L-Foot, Qty. 20, Bronze, 321258 | 32.13 |  | No | Racking | Vendor De-listing | 0 |  | De-Listing & Stock Qty Unavailable |  | Not Applicable
210-0432 | 210-0432 | UniRac, SunFrame Cap Strip Screws, 3/4", use with C, D and H, Clear, Qty. 100, 321159 | 41.25 |  | No | Racking | Vendor De-listing | 38.72 |  | De-Listing & Stock Qty Unavailable |  | Not Applicable
210-0433 | 210-0433 | UniRac, Standoff, 2 Piece Aluminum Flat-top , 3", Clear, without lag bolts, Qty. 1, 004300C | 9.36 |  | No | Racking | Vendor De-listing | 0 |  | De-Listing & Stock Qty Unavailable |  | Not Applicable
210-0434 | 210-0434 | UniRac, Standoff, 2 Piece Aluminum Flat-top , 4", Clear, without lag bolts, Qty. 1, 004400C | 10.15 |  | No | Racking | Vendor De-listing | 0 |  | De-Listing & Stock Qty Unavailable |  | Not Applicable
210-0435 | 210-0435 | UniRac, Standoff, 2 Piece Aluminum Flat-top , 6", Clear, without lag bolts, Qty. 1, 004600C | 11.8 |  | No | Racking | Vendor De-listing | 0 |  | De-Listing & Stock Qty Unavailable |  | Not Applicable
210-0436 | 210-0436 | UniRac, Standoff, 2 Piece Aluminum Flat-top , 7", Clear, without lag bolts, Qty. 1, 004700C | 16.99 |  | No | Racking | Vendor De-listing | 0 |  | De-Listing & Stock Qty Unavailable |  | Not Applicable
210-0447 | 210-0447 | ProSolar, Support Rail, 3" Extra Deep support rail, 136", Qty. 1, R-136XD | 36.63 |  | No | Racking | Vendor De-listing | 33.65 |  | De-Listing & Stock Qty Unavailable |  | Not Applicable
210-0447 : 210-0447 : 210-0447 : 210-0447_U | 210-0447 : 210-0447 : 210-0447_U | ProSolar, Support Rail, 3" Extra Deep support rail, 136", Qty. 1, R-136XD | 36.63 |  | No | Racking | Shippable | 33.65 |  | Shippable but Stock Qty Unavailable |  | Not Applicable
210-0447-B | 210-0447-B | "B-Grade" ProSolar, Support Rail, 3" Extra Deep support rail, 136", Qty. 1, R-136XD | 25.64 |  | No | Racking | Vendor De-listing | 24.34 |  | De-Listing & Stock Qty Unavailable |  | Not Applicable
210-0449 | 210-0449 | ProSolar, Splice Bar 3", for R-136XD and R-164XD, Qty. 1, A-SPLICE XD-1 | 8.55 |  | No | Racking | Vendor De-listing | 0 |  | De-Listing & Stock Qty Unavailable |  | Not Applicable
210-0451 | 210-0451 | UniRac, FastFoot 3" Standoff Assembly, Qty. 1, 310380 | 18.32 |  | No | Racking | Vendor De-listing | 0 |  | De-Listing & Stock Qty Unavailable |  | Not Applicable
210-0499 | 210-0499 | QuickMount, Flashing, Classic Composition Mounts, 12" x 12", Clear Anodized Finish, QBLOCK, Qty. 1, QMSC C 1 | 37 |  | No | Racking | Vendor De-listing | 0 |  | De-Listing & Stock Qty Unavailable |  | Not Applicable
210-0501 : 210-0501 : 210-0501 : 210-0501_U | 210-0501 : 210-0501 : 210-0501_U | QuickMount, Flashing, Classic Composition Mounts, 12" x 12", Bronze, QBLOCK, Qty. 1, QMSC-B-12 | 21.92 |  | No | Racking | Shippable | 20.69 |  | Shippable but Stock Qty Unavailable |  | Not Applicable
210-0503 | 210-0503 | QuickMount, Flashing, Shake Mounts, 18" x 18", Clear Anodized Finish, QBLOCK, Qty. 1, QMLC C 1 | 42.42 |  | No | Racking | Soligent De-listing | 0 |  | De-Listing & Stock Qty Unavailable |  | Not Applicable
210-0505 | 210-0505 | QuickMount, Flashing, Shake Mounts, 18" x 18", Bronze, QBLOCK, Qty. 1, QMLC B 1 | 31.75 |  | No | Racking | Vendor De-listing | 0 |  | De-Listing & Stock Qty Unavailable |  | Not Applicable
210-0510 | 210-0510 | IronRidge, XRS Rail 144" (12'), Anodized Aluminum, Clear, Qty. 1, 51-7000-144A | 69.12 |  | No | Racking | Vendor De-listing | 0 |  | De-Listing & Stock Qty Unavailable |  | Not Applicable
210-0511 | 210-0511 | IronRidge, XRS Rail 168" (14'), Anodized Aluminum, Clear, Qty. 1, 51-7000-168A | 106 |  | No | Racking | Vendor De-listing | 0 |  | De-Listing & Stock Qty Unavailable |  | Not Applicable
210-0512 | 210-0512 | IronRidge, XRS Rail 192" (16'), Anodized Aluminum, Clear, Qty. 1, 51-7000-192A | 92.16 |  | No | Racking | Vendor De-listing | 0 |  | De-Listing & Stock Qty Unavailable |  | Not Applicable
210-0513 | 210-0513 | IronRidge, XRS Rail 216" (18'), Anodized Aluminum, Clear, Qty. 1, 51-7000-216A | 136 |  | No | Racking | Vendor De-listing | 0 |  | De-Listing & Stock Qty Unavailable |  | Not Applicable
210-0528 | 210-0528 | SnapNrack, UR SpeedSeal Foot, Silver, 242-02163 | 5.54 |  | No | Racking | Shippable | 5.23 |  | Shippable but Stock Qty Unavailable |  | Not Applicable
210-0531 | 210-0531 | UniRac, SunFrame Cap Strip 192", C, use 3/4" Screws, Clear, Qty. 1, 202001C | 30.7 |  | No | Racking | Soligent De-listing | 0 |  | De-Listing & Stock Qty Unavailable |  | Not Applicable
210-0532 | 210-0532 | UniRac, SM-I 1.0 Beam, 144", Mill Finish, Qty. 1, 010144M | 11.95 |  | No | Racking | Vendor De-listing | 0 |  | De-Listing & Stock Qty Unavailable |  | Not Applicable
210-0533 | 210-0533 | UniRac, CLICKSYS Attachment Creotec Roof Tile Hook with Lag bolt and 1 flange, Qty. 1, 005010C-0024 | 1.35 |  | No | Racking | Soligent De-listing | 0 |  | De-Listing & Stock Qty Unavailable |  | Not Applicable
210-0534 | 210-0534 | UniRac, CLICKSYS Attachment - QuickMount Aluminum Flashing 9.5" x 12.5", Clear, Qty. 1, 005020S-0018 | 31.57 |  | No | Racking | Vendor De-listing | 0 |  | De-Listing & Stock Qty Unavailable |  | Not Applicable
210-0536 | 210-0536 | SnapNrack, Ultra Rail Front Tilt Standoff, 5½", 242-92106 | 7.34 |  | No | Racking | Shippable | 7.25 |  | Shippable but Stock Qty Unavailable |  | Not Applicable
210-0537 | 210-0537 | SnapNrack, Ultra Rail Rear Tilt Standoff, 10", 242-92107 | 8.47 |  | No | Racking | Shippable | 8.37 |  | Shippable but Stock Qty Unavailable |  | Not Applicable
210-0539 | 210-0539 | UniRac, CLICKSYS 2 Piece Aluminum Standoff with 1 Flange Connection, 6x1.6" Clear, Qty. 1, 005006C-0024 | 0.71 |  | No | Racking | Soligent De-listing | 0 |  | De-Listing & Stock Qty Unavailable |  | Not Applicable
210-0540 | 210-0540 | UniRac, CLICKSYS 2 Piece Aluminum Standoff with 1 Flange Connection, 7x1.6" Clear, Qty. 1, 005007C-0024 | 19 |  | No | Racking | Vendor De-listing | 0 |  | De-Listing & Stock Qty Unavailable |  | Not Applicable
210-0547 | 210-0547 | QuickMount, PV Flashing Flat Tile Mounts 12" x 17", Mill Finish QBASE, Qty. 1, QMFTM A 1 | 75 |  | No | Racking | Vendor De-listing | 0 |  | De-Listing & Stock Qty Unavailable |  | Not Applicable
210-0554 | 210-0554 | SnapNrack, Bonding Standard Rail Splice, Silver, 242-04014 | 7.28 |  | No | Racking | Shippable | 7.19 |  | Shippable but Stock Qty Unavailable |  | Not Applicable
210-0555 | 210-0555 | SnapNrack, S100 HD Standoff Kit, 12”, 242-92074 | 10.23 |  | No | Racking | Shippable | 10.1 |  | Shippable but Stock Qty Unavailable |  | Not Applicable
210-0556 | 210-0556 | SnapNrack, UR SpeedSeal Deck Foot, Black, 242-02174 | 8.22 |  | No | Racking | Shippable | 8.11 |  | Shippable but Stock Qty Unavailable |  | Not Applicable
210-0557 | 210-0557 | SnapNrack, UR SpeedSeal Deck Foot, Silver, 242-02173 | 7.52 |  | No | Racking | Shippable | 7.43 |  | Shippable but Stock Qty Unavailable |  | Not Applicable
210-0572 | 210-0572 | QuickMount, PV Flashing Curved Tile Mounts 18" x 18", Clear Anodized Finish Qty. 1, QMCTM C 1 | 84 |  | No | Racking | Vendor De-listing | 0 |  | De-Listing & Stock Qty Unavailable |  | Not Applicable
210-0574 | 210-0574 | QuickMount, PV Flashing Flat Tile Mounts 12" x 17", Bronze Anodized Finish QBASE, Qty. 1, QMFTM B 1 | 106 |  | No | Racking | Vendor De-listing | 0 |  | De-Listing & Stock Qty Unavailable |  | Not Applicable
210-0575 | 210-0575 | QuickMount, PV Flashing Flat Tile Mounts 12" x 17", Clear Anodized Finish QBASE, Qty. 1, QMFTM C 1 | 106 |  | No | Racking | Vendor De-listing | 0 |  | De-Listing & Stock Qty Unavailable |  | Not Applicable
210-0579 : 210-0579 : 210-0579 : 210-0579_U | 210-0579 : 210-0579 : 210-0579_U | QuickMount, Flashing, Shake Mounts, 18" x 18", Mill Finish, QBLOCK, Qty. 1, QMLC-A-12 | 30.38 |  | No | Racking | Shippable | 28.68 |  | Shippable but Stock Qty Unavailable |  | Not Applicable
210-0580 | 210-0580 | UniRac, SunFrame Cap Strip 192", C, use 3/4" Screws, Dark, Qty. 1, 202001D | 61.2 |  | No | Racking | Soligent De-listing | 0 |  | De-Listing & Stock Qty Unavailable |  | Not Applicable
210-0582 | 210-0582 | UniRac, SunFrame Cap Strip 192", D, use 3/4" Screws, Dark, Qty. 1, 202002D | 42.18 |  | No | Racking | Vendor De-listing | 21.52 |  | De-Listing & Stock Qty Unavailable |  | Not Applicable
210-0583 | 210-0583 | UniRac, SunFrame Cap Strip 192", E, use 1-1/4" Screws, Clear, Qty. 1, 202003C | 57 |  | No | Racking | Soligent De-listing | 0 |  | De-Listing & Stock Qty Unavailable |  | Not Applicable
210-0584 | 210-0584 | UniRac, SunFrame Cap Strip 192", E, use 1-1/4" Screws, Dark, Qty. 1, 202003D | 74.2 |  | No | Racking | Soligent De-listing | 0 |  | De-Listing & Stock Qty Unavailable |  | Not Applicable
210-0585 | 210-0585 | UniRac, SunFrame Cap Strip 192", G, use 1" Screws, for Sharp, Dark, Qty. 1, 202005D | 33.15 |  | No | Racking | Vendor De-listing | 0 |  | De-Listing & Stock Qty Unavailable |  | Not Applicable
210-0588 | 210-0588 | UniRac, SunFrame Cap Strip 192", L, use 1 1/2" Screws, for Sharp SRS, Clear, Qty. 1, 202007C | 27.09 |  | No | Racking | Vendor De-listing | 0 |  | De-Listing & Stock Qty Unavailable |  | Not Applicable
210-0590 | 210-0590 | UniRac, SunFrame End Cap for Threaded Slot Rail, Dark, Qty. 1, 202000D | 1.29 |  | No | Racking | Vendor De-listing | 0 |  | De-Listing & Stock Qty Unavailable |  | Not Applicable
210-0591 | 210-0591 | UniRac, SunFrame Threaded Slot Rail 192", Clear, Qty. 1, 210192C | 100.11 |  | No | Racking | Soligent De-listing | 0 |  | De-Listing & Stock Qty Unavailable |  | Not Applicable
210-0599 | 210-0599 | UniRac, SolarMount Rail, 240", Dark Anodized Finish, Qty. 1, 310240D | 59.18 |  | No | Racking | Vendor De-listing | 55.56 |  | De-Listing & Stock Qty Unavailable |  | Not Applicable
210-0600 : 210-0600 : 210-0600_U | 210-0600 : 210-0600_U | ProSolar, Support Rail, 3" Extra Deep support rail, 164", Qty. 1, R-164XD | 44.17 |  | No | Racking | Vendor De-listing | 40.58 |  | De-Listing & Stock Qty Unavailable |  | Not Applicable
210-0600-B | 210-0600-B | "B-Grade" ProSolar, Support Rail, 3" Extra Deep support rail, 164", Qty. 1, R-164XD | 30.43 |  | No | Racking | Vendor De-listing | 28.89 |  | De-Listing & Stock Qty Unavailable |  | Not Applicable
210-0620 | 210-0620 | Solyndra, 100 & 150 Series, Panel Mount Leg, Attached using 1/4-20 screw, Qty. 1, 0040-30175 | 3.44 |  | No | Racking | Vendor De-listing | 0 |  | De-Listing & Stock Qty Unavailable |  | Not Applicable
210-0625 | 210-0625 | UniRac, CLICKSYS I-Beam - 100 Series, 144", Dark, Qty. 1, 010144D-0050 | 28.18 |  | No | Racking | Vendor De-listing | 0 |  | De-Listing & Stock Qty Unavailable |  | Not Applicable
210-0626 | 210-0626 | UniRac, CLICKSYS I-Beam Splice kit with grounding, Dark, Qty. 1, 003021D-0025 | 0.4 |  | No | Racking | Vendor De-listing | 0 |  | De-Listing & Stock Qty Unavailable |  | Not Applicable
210-0647 | 210-0647 | UniRac, SunFrame Cap Strip Screws, 1", use with F and G, Clear, Qty. 10 | 4 |  | No | Racking | Vendor De-listing | 0 |  | De-Listing & Stock Qty Unavailable |  | Not Applicable
210-0648 : 210-0648 : 210-0648 : 210-0648_U | 210-0648 : 210-0648 : 210-0648_U | Prosolar, GroundTrac Snow Load Rail Enhancer, Clear, Qty. 1, A-SLE-1 | 1.15 |  | No | Racking | Shippable | 1.06 |  | Shippable but Stock Qty Unavailable |  | Not Applicable
210-0661 | 210-0661 | UniRac, SolarMount Raised Flange Zinc Plated Steel Standoff, 7", Clear, Qty. 1, No Vendor # | 9.89 |  | No | Racking | Vendor De-listing | 0 |  | De-Listing & Stock Qty Unavailable |  | Not Applicable
210-0674 : 210-0674 : 210-0674 : 210-0674_U | 210-0674 : 210-0674 : 210-0674_U | QuickMount, Flashing, Conduit Mount for Composition roofs, 9" x 12", Mill Finish, CONDUIT, Qty. 1, QMCC-A-12 | 9.28 |  | No | Racking | Shippable | 8.76 |  | Shippable but Stock Qty Unavailable |  | Not Applicable
210-0676 | 210-0676 | QuickMount, Height Extension 3.25", with Washer and 5/16 x 1" Bolt, Mill Finish, QBLOCK, Qty. 1, QMEXT-3.25 A 1 | 14 |  | No | Racking | Soligent De-listing | 0 |  | De-Listing & Stock Qty Unavailable |  | Not Applicable
210-0677 | 210-0677 | QuickMount, Height Extension 2.5", with Washer and 5/16 x 1" Bolt, Mill Finish, QBLOCK, Qty. 1, QMEXT-2.5 A 1 | 10.28 |  | No | Racking | Vendor De-listing | 0 |  | De-Listing & Stock Qty Unavailable |  | Not Applicable
210-0678 | 210-0678 | QuickMount, Height Extension 4", with Washer and 5/16 x 1" Bolt, Mill Finish, QBLOCK, Qty. 1, QMEXT-4.0 A 1 | 6.23 |  | No | Racking | Vendor De-listing | 5.85 |  | De-Listing & Stock Qty Unavailable |  | Not Applicable
210-0686 | 210-0686 | IronRidge, XRL Rail 144" (12'), Anodized Aluminum, Clear, Qty. 1, 51-6000-144A | 44.16 |  | No | Racking | Vendor De-listing | 22.53 |  | De-Listing & Stock Qty Unavailable |  | Not Applicable
210-0687 | 210-0687 | IronRidge, XRL Rail 168" (14'), Anodized Aluminum, Clear, Qty. 1, 51-6000-168A | 68 |  | No | Racking | Vendor De-listing | 0 |  | De-Listing & Stock Qty Unavailable |  | Not Applicable
210-0688 | 210-0688 | IronRidge, XRL Rail 192" (16'), Anodized Aluminum, Clear, Qty. 1, 51-6000-192A | 77 |  | No | Racking | Vendor De-listing | 0 |  | De-Listing & Stock Qty Unavailable |  | Not Applicable
210-0689 | 210-0689 | IronRidge, XRL Rail 216" (18'), Anodized Aluminum, Clear, Qty. 1, 51-6000-216A | 87 |  | No | Racking | Vendor De-listing | 0 |  | De-Listing & Stock Qty Unavailable |  | Not Applicable
210-0691 | 210-0691 | IronRidge, Standoff, Flush Mount, 4", 1.5" diameter, Aluminum Mill Finish, Qty. 1, 51-6004-500L | 8.28 |  | No | Racking | Vendor De-listing | 8.17 |  | De-Listing & Stock Qty Unavailable |  | Not Applicable
210-0692 | 210-0692 | IronRidge, Standoff, Flush Mount, 3", 1.5" diameter, Aluminum Mill Finish, Qty. 1, 51-6003-500L | 15 |  | No | Racking | Vendor De-listing | 0 |  | De-Listing & Stock Qty Unavailable |  | Not Applicable
210-0693 | 210-0693 | IronRidge, Standoff, Flush Mount, 6", 1.5" diameter, Aluminum Mill Finish, Qty. 1, 51-6006-500L | 18 |  | No | Racking | Vendor De-listing | 0 |  | De-Listing & Stock Qty Unavailable |  | Not Applicable
210-0694 | 210-0694 | IronRidge, Standoff, Flush Mount, 7", 1.5" diameter, Aluminum Mill Finish, Qty. 1, 51-6007-500L | 9.92 |  | No | Racking | Vendor De-listing | 9.8 |  | De-Listing & Stock Qty Unavailable |  | Not Applicable
210-0695 | 210-0695 | IronRidge, Standoff, Tilt Leg Version, 4", 1.5" diameter, Steel, Qty. 1, 51-4004--00T | 33 |  | No | Racking | Soligent De-listing | 0 |  | De-Listing & Stock Qty Unavailable |  | Not Applicable
210-0701 | 210-0701 | UniRac, SM-I Two Flange Connection, no hardware, Clear, Qty. 1, 004001M | 9 |  | No | Racking | Vendor De-listing | 0 |  | De-Listing & Stock Qty Unavailable |  | Not Applicable
210-0702 | 210-0702 | UniRac, SM-I Two Flange Connection, Butyl, no hardware, Clear, Qty. 1, 004002C | 9.14 |  | No | Racking | Vendor De-listing | 0 |  | De-Listing & Stock Qty Unavailable |  | Not Applicable
210-0703 | 210-0703 | UniRac, SM-I One Flange Connection, no hardware, Clear, Qty. 1, 004000M | 2.99 |  | No | Racking | Vendor De-listing | 2.8 |  | De-Listing & Stock Qty Unavailable |  | Not Applicable
210-0704 | 210-0704 | UniRac, SM-I Creotec Roof Tile Hook Top Mount with Lag bolt and 1 flange, Qty. 1, 005011C-0024 | 14.7 |  | No | Racking | Vendor De-listing | 0 |  | De-Listing & Stock Qty Unavailable |  | Not Applicable
210-0705 | 210-0705 | UniRac, SM-I QuickMount Aluminum Flashing 9.5" x 12.5", Clear, Qty. 1, 004011C | 33.2 |  | No | Racking | Vendor De-listing | 0 |  | De-Listing & Stock Qty Unavailable |  | Not Applicable
210-0706 | 210-0706 | UniRac, SM-I 2-Piece Aluminum Standoff with 1 Flange Connection, 3", Clear, Qty. 1, 005013C-0024 | 15 |  | No | Racking | Vendor De-listing | 0 |  | De-Listing & Stock Qty Unavailable |  | Not Applicable
210-0707 | 210-0707 | UniRac, SM-I 2-Piece Aluminum Standoff with 1 Flange Connection, 4" Clear, Qty. 1, 005014C-0024 | 6.11 |  | No | Racking | Vendor De-listing | 0 |  | De-Listing & Stock Qty Unavailable |  | Not Applicable
210-0708 | 210-0708 | UniRac, SM-I 2-Piece Aluminum Standoff with 1 Flange Connection, 6", Clear, Qty. 1, 005016C-0024 | 22 |  | No | Racking | Vendor De-listing | 0 |  | De-Listing & Stock Qty Unavailable |  | Not Applicable
210-0709 | 210-0709 | UniRac, SM-I 2-Piece Aluminum Standoff with 1 Flange Connection, 7", Clear, Qty. 1, 005017C-0024 | 7.02 |  | No | Racking | Vendor De-listing | 0 |  | De-Listing & Stock Qty Unavailable |  | Not Applicable
210-0710 | 210-0710 | UniRac, SM-I Splice Kit, Clear, Qty. 1, 003000S | 4.34 |  | No | Racking | Vendor De-listing | 0 |  | De-Listing & Stock Qty Unavailable |  | Not Applicable
210-0716 | 210-0716 | IronRidge, XRS Rail 144" (12'), Anodized Aluminum, Black, Qty. 1, 51-7000-144B | 109 |  | No | Racking | Vendor De-listing | 0 |  | De-Listing & Stock Qty Unavailable |  | Not Applicable
210-0717 | 210-0717 | IronRidge, XRS Rail 168" (14'), Anodized Aluminum, Black, Qty. 1, 51-7000-168B | 127 |  | No | Racking | Vendor De-listing | 0 |  | De-Listing & Stock Qty Unavailable |  | Not Applicable
210-0718 | 210-0718 | IronRidge, XRS Rail 192" (16'), Anodized Aluminum, Black, Qty. 1, 51-7000-192B | 145 |  | No | Racking | Vendor De-listing | 0 |  | De-Listing & Stock Qty Unavailable |  | Not Applicable
210-0719 | 210-0719 | IronRidge, XRS Rail 216" (18'), Anodized Aluminum, Black, Qty. 1, 51-7000-216B | 163 |  | No | Racking | Vendor De-listing | 0 |  | De-Listing & Stock Qty Unavailable |  | Not Applicable
210-0722 | 210-0722 | EJOT, Hex Head Driver Bit for EJOT, Hanger Bolts, SW5-1/4" x 25, Qty. 1, 9250514025 | 6.99 |  | No | Racking | Soligent De-listing | 0 |  | De-Listing & Stock Qty Unavailable |  | Not Applicable
210-0723 | 210-0723 | EJOT, drill bit for wood substructures, 5.5 mm diameter, 175 mm long, HSS 5.5 x 175, Qty. 1, 9250408000 | 13 |  | No | Racking | Soligent De-listing | 0 |  | De-Listing & Stock Qty Unavailable |  | Not Applicable
210-0724 | 210-0724 | EJOT, drill bit for wood substructures, 5.5 mm diameter, 220 mm long, HSS 5.5 x 220, Qty. 1, 9250423000 | 15 |  | No | Racking | Soligent De-listing | 0 |  | De-Listing & Stock Qty Unavailable |  | Not Applicable
210-0725 | 210-0725 | EJOT, Drill bit for steel substructure thickness between gauge 16 to gauge 6, 6.8mm diameter, 175mm long, HSS 6.8 x 175, Qty. 1, 9250680175 | 41 |  | No | Racking | Soligent De-listing | 0 |  | De-Listing & Stock Qty Unavailable |  | Not Applicable
210-0726 | 210-0726 | EJOT, drill bit for steel substructure thickness between gauge 16 to gauge 6, 6.8mm diameter, 225mm long, Qty. 1, 9250510000 | 17.57 |  | No | Racking | Soligent De-listing | 0 |  | De-Listing & Stock Qty Unavailable |  | Not Applicable
210-0728 | 210-0728 | EJOT, drill bit for steel substructure thickness between gauge 5 to 9/32'', 7.0mm diameter, 225mm long, Qty. 1, 9250493000 | 15.22 |  | No | Racking | Soligent De-listing | 0 |  | De-Listing & Stock Qty Unavailable |  | Not Applicable
210-0730 | 210-0730 | EJOT, drill bit for steel substructure thickness between 19/64'' to 25/64'', 7.2mm diameter, 225mm long, Qty. 1, 9250494000 | 12.77 |  | No | Racking | Soligent De-listing | 0 |  | De-Listing & Stock Qty Unavailable |  | Not Applicable
210-0731 | 210-0731 | EJOT, drill bit for steel substructure thickness greater than 13/32'', 7.4mm diameter, 175mm long, Qty. 1, 9250507000 | 13 |  | No | Racking | Soligent De-listing | 0 |  | De-Listing & Stock Qty Unavailable |  | Not Applicable
210-0732 | 210-0732 | EJOT, drill bit for steel substructure thickness greater than 13/32'', 7.4mm diameter, 225mm long, Qty. 1, 9250497000 | 15.17 |  | No | Racking | Soligent De-listing | 0 |  | De-Listing & Stock Qty Unavailable |  | Not Applicable
210-0733 | 210-0733 | UniRac, SM-I 2.5 Beam, 144", Mill Finish, Qty. 1, 011144M | 57 |  | No | Racking | Vendor De-listing | 0 |  | De-Listing & Stock Qty Unavailable |  | Not Applicable
210-0734 | 210-0734 | UniRac, SM-I 2.5 Beam, 192", Mill Finish, Qty. 1, 011192M | 71.2 |  | No | Racking | Vendor De-listing | 0 |  | De-Listing & Stock Qty Unavailable |  | Not Applicable
210-0738 | 210-0738 | UniRac, Tile Roof Hook (CreoTecc) Front Mount, without lag bolts, with SS HexBolt, Flange nut and washers, Qty. 1, 004006C | 32.6 |  | No | Racking | Vendor De-listing | 0 |  | De-Listing & Stock Qty Unavailable |  | Not Applicable
210-0739 | 210-0739 | UniRac, Tile Roof Hook (CreoTecc) Side Mount, without lag bolts, with SS HexBolt, Flange nut and washers, Qty. 1, 004007C | 28.6 |  | No | Racking | Vendor De-listing | 0 |  | De-Listing & Stock Qty Unavailable |  | Not Applicable
210-0740 | 210-0740 | UniRac, Tile Roof Hook (CreoTecc) Top Mount, without lag bolts, with SS HexBolt, Flange nut and washers, Qty. 1, 004008C | 31 |  | No | Racking | Soligent De-listing | 0 |  | De-Listing & Stock Qty Unavailable |  | Not Applicable
210-0744 | 210-0744 | DPW, PowerRail P6 Extrusion, 84", Mill Finish, Qty. 1, P6-84 | 52 |  | No | Racking | Soligent De-listing | 0 |  | De-Listing & Stock Qty Unavailable |  | Not Applicable
210-0745 | 210-0745 | DPW, PowerRail P6 Extrusion, 126", Mill Finish, Qty. 1, P6-126 | 77 |  | No | Racking | Soligent De-listing | 0 |  | De-Listing & Stock Qty Unavailable |  | Not Applicable
210-0746 | 210-0746 | DPW, PowerRail P6 Extrusion, 162", Mill Finish, Qty. 1, P6-162 | 98 |  | No | Racking | Soligent De-listing | 0 |  | De-Listing & Stock Qty Unavailable |  | Not Applicable
210-0747 | 210-0747 | DPW, PowerRail P6 Extrusion, 204", Mill Finish, Qty. 1, P6-204 | 122 |  | No | Racking | Soligent De-listing | 0 |  | De-Listing & Stock Qty Unavailable |  | Not Applicable
210-0748 | 210-0748 | DPW, PowerRail P6 Extrusion, 240", Mill Finish, Qty. 1, P6-240 | 142 |  | No | Racking | Soligent De-listing | 0 |  | De-Listing & Stock Qty Unavailable |  | Not Applicable
210-0749 | 210-0749 | DPW, PowerRail P6 Extrusion, 282", Mill Finish, Qty. 1, P6-282 | 165 |  | No | Racking | Soligent De-listing | 0 |  | De-Listing & Stock Qty Unavailable |  | Not Applicable
210-0750 | 210-0750 | DPW, PowerRail P6 Extrusion, 324", Mill Finish, Qty. 1, P6-324 | 187 |  | No | Racking | Soligent De-listing | 0 |  | De-Listing & Stock Qty Unavailable |  | Not Applicable
210-0752 | 210-0752 | Zep Solar, Interlock Assembly Black Qty. 1, ZS-ILA-1-B | 1.64 |  | No | Racking | Soligent De-listing | 0 |  | De-Listing & Stock Qty Unavailable |  | Not Applicable
210-0754 | 210-0754 | Zep Solar, Leveling Foot Assembly Black Qty. 1, ZS-LFA-1-B | 1.26 |  | No | Racking | Vendor De-listing | 0 |  | De-Listing & Stock Qty Unavailable |  | Not Applicable
210-0781 | 210-0781 | UniRac, CLICKSYS I-Beam Splice Kit, Clear, Qty. 25, 003020C-0025 | 102 |  | No | Racking | Vendor De-listing | 0 |  | De-Listing & Stock Qty Unavailable |  | Not Applicable
210-0789 | 210-0789 | Lag Screw 5/16" - 3 -1/2" Stainless Steel | 1.08 |  | No | Racking | Shippable | 1.06 |  | Shippable but Stock Qty Unavailable |  | Not Applicable
210-0790 | 210-0790 | Lag Screw 5/16" - 4 -1/2" Stainless Steel | 1.25 |  | No | Racking | Vendor De-listing | 0 |  | De-Listing & Stock Qty Unavailable |  | Not Applicable
210-0801 | 210-0801 | QuickMount, Flashing, Conduit Mount for Composition roofs, 9" x 12", Bronze, CONDUIT, Qty. 1, QMCC B 1 | 15.34 |  | No | Racking | Vendor De-listing | 7.83 |  | De-Listing & Stock Qty Unavailable |  | Not Applicable
210-0812 | 210-0812 | QuickMount, Flashing, Hot Water Mounts for Composition roofs, 12" x 12", Mill Finish, QBLOCK, Qty. 1, QMH2O A 1 | 40 |  | No | Racking | Soligent De-listing | 0 |  | De-Listing & Stock Qty Unavailable |  | Not Applicable
210-0816 | 210-0816 | QuickMount, Flashing, Conduit Mount for Shake roofs, 12" x 18", Bronze, CONDUIT, Qty. 1, QMLCC B 1 | 34.64 |  | No | Racking | Soligent De-listing | 0 |  | De-Listing & Stock Qty Unavailable |  | Not Applicable
210-0820 | 210-0820 | Quickmount, Flashing, Pool Panel Mounts for Composition roofs, 9" x 12", Bronze, Qty. 1, QMPC B 1 | 12.88 |  | No | Racking | Soligent De-listing | 0 |  | De-Listing & Stock Qty Unavailable |  | Not Applicable
210-0825 | 210-0825 | Tamper Proof Screws Spanner Head Screw 5/16-18 X 2 1/2" Stainless Steel, 5X16X2 | 0.5 |  | No | Racking | Soligent De-listing | 0 |  | De-Listing & Stock Qty Unavailable |  | Not Applicable
210-0827 | 210-0827 | Tamper Proof Screws Spanner Head Screw 5/16-18 X 3/4" Stainless Steel Tamper Proof Screws Spanner Head Screw 5/16-18 X 2 1/2" Stainless Steel, 5X16X34 | 0.3 |  | No | Racking | Soligent De-listing | 0 |  | De-Listing & Stock Qty Unavailable |  | Not Applicable
210-0828 | 210-0828 | Tamper Proof Screws Spanner Head Bit, 1/4 X 1/4" Bit | 5 |  | No | Racking | Soligent De-listing | 0 |  | De-Listing & Stock Qty Unavailable |  | Not Applicable
210-0855 | 210-0855 | UniRac, SolarMount Rail (Old Version) Light 204" Clear Anodized, Qty. 1 | 87.8 |  | No | Racking | Vendor De-listing | 0 |  | De-Listing & Stock Qty Unavailable |  | Not Applicable
210-0856 | 210-0856 | UniRac, SolarMount Rail (Old Version) Light 216" Clear Anodized, Qty. 1 | 4.27 |  | No | Racking | Vendor De-listing | 0 |  | De-Listing & Stock Qty Unavailable |  | Not Applicable
210-0857 | 210-0857 | UniRac, SunFrame Cap Strip Screws Black Qty. 10, 321124 | 8.33 |  | No | Racking | Vendor De-listing | 0 |  | De-Listing & Stock Qty Unavailable |  | Not Applicable
210-0860 | 210-0860 | UniRac, Strut 252" dark | 3.78 |  | No | Racking | Vendor De-listing | 0 |  | De-Listing & Stock Qty Unavailable |  | Not Applicable
210-0868 | 210-0868 | UniRac, SunFrame Cap Strip, E, 96", Bronze, Qty. 1, 321116 | 157.69 |  | No | Racking | Vendor De-listing | 0 |  | De-Listing & Stock Qty Unavailable |  | Not Applicable
210-0870 | 210-0870 | UniRac, SolarMount Rail, 48", Dark, Qty. 1 300002 | 44 |  | No | Racking | Vendor De-listing | 0 |  | De-Listing & Stock Qty Unavailable |  | Not Applicable
210-0887 | 210-0887 | UniRac, SolarMount Top Clamp Set for 4 BP Panels, 350044 | 34.85 |  | No | Racking | Soligent De-listing | 0 |  | De-Listing & Stock Qty Unavailable |  | Not Applicable
210-0888 | 210-0888 | UniRac, SolarMount Top Clamp Set for 5 BP Panels, 320052 | 36.92 |  | No | Racking | Soligent De-listing | 0 |  | De-Listing & Stock Qty Unavailable |  | Not Applicable
210-0890 | 210-0890 | UniRac, SolarMount Top Clamp Set for 6 BP Panels, 320060 | 37.81 |  | No | Racking | Soligent De-listing | 0 |  | De-Listing & Stock Qty Unavailable |  | Not Applicable
210-0896 | 210-0896 | IronRidge, Ont FIT, XRS Rail 144" (12'), Anodized Aluminum, Clear, Qty. 1, 51-70CR-144A | 42.09 |  | No | Racking | Soligent De-listing | 0 |  | De-Listing & Stock Qty Unavailable |  | Not Applicable
210-0897 | 210-0897 | IronRidge, Ont FIT, XRS Rail 168" (14'), Anodized Aluminum, Clear, Qty. 1, 51-70CR-168A | 49.1 |  | No | Racking | Vendor De-listing | 0 |  | De-Listing & Stock Qty Unavailable |  | Not Applicable
210-0898 | 210-0898 | IronRidge, Ont FIT, XRS Rail 192" (16'), Anodized Aluminum, Clear, Qty. 1, 51-70CR-192A | 52.92 |  | No | Racking | Soligent De-listing | 0 |  | De-Listing & Stock Qty Unavailable |  | Not Applicable
210-0899 | 210-0899 | IronRidge, Ont FIT, XRS Rail 216" (18'), Anodized Aluminum, Clear, Qty. 1, 51-70CR-216A | 59.52 |  | No | Racking | Soligent De-listing | 0 |  | De-Listing & Stock Qty Unavailable |  | Not Applicable
210-0900 | 210-0900 | Zep Solar, ZSII, Comp Mount Assembly, Clear, Qty. 1, 850-1151-001 | 14.85 |  | No | Racking | Soligent De-listing | 0 |  | De-Listing & Stock Qty Unavailable |  | Not Applicable
210-0901 | 210-0901 | Zep Solar, ZSII, Comp Mount Assembly, Black, Qty. 1, 850-1149-001 | 57 |  | No | Racking | Soligent De-listing | 0 |  | De-Listing & Stock Qty Unavailable |  | Not Applicable
210-0903 | 210-0903 | Zep Solar, ZSII, Interlock, 8", Black, Qty. 1, 850-1178-001 | 36 |  | No | Racking | Vendor De-listing | 0 |  | De-Listing & Stock Qty Unavailable |  | Not Applicable
210-0905 | 210-0905 | Zep Solar, ZSII, Hybrid Interlock, Tool-free, Black, Qty. 1, 850-1174-001 | 21 |  | No | Racking | Vendor De-listing | 0 |  | De-Listing & Stock Qty Unavailable |  | Not Applicable
210-0907 | 210-0907 | Zep Solar, ZSII, Leveling Foot, Tool-free, Black, Qty. 1, 850-1184-001 | 16 |  | No | Racking | Vendor De-listing | 0 |  | De-Listing & Stock Qty Unavailable |  | Not Applicable
210-0909 | 210-0909 | Zep Solar, ZSII, Array Skirt, 1653mm, for one CS6P-PX in Landscape, Black, Qty. 1, 850-1104-001 | 30.87 |  | No | Racking | Vendor De-listing | 0 |  | De-Listing & Stock Qty Unavailable |  | Not Applicable
210-0911 | 210-0911 | Zep Solar, ZSII, Array Skirt, 1988mm, for two CS6P-PX in Portrait, Black, Qty. 1, 850-1124-001 | 37.37 |  | No | Racking | Vendor De-listing | 0 |  | De-Listing & Stock Qty Unavailable |  | Not Applicable
210-0913 | 210-0913 | Zep Solar, ZSII, Array Skirt, 1608mm, for one CS5A-MX in Landscape, Black, Qty. 1, 850-1088-001 | 63.3366 |  | No | Racking | Soligent De-listing | 0 |  | De-Listing & Stock Qty Unavailable |  | Not Applicable
210-0917 | 210-0917 | Zep Solar, Groove Adapter Kit- Type A, ZSII / ZSIII, for Enphase M190 and 380, Qty. 1 , 850-1166-001 | 10.95 |  | No | Racking | Vendor De-listing | 0 |  | De-Listing & Stock Qty Unavailable |  | Not Applicable
210-0918 | 210-0918 | Zep Solar, Universal Box Bracket, ZSII / ZSIII, Qty. 1, 850-1196-002 | 17.53 |  | No | Racking | Soligent De-listing | 0 |  | De-Listing & Stock Qty Unavailable |  | Not Applicable
210-0922 | 210-0922 | AET, Rayport Roof Ballast Rack Support Rail 20 degrees, 80177 | 36.79 |  | No | Racking | Vendor De-listing | 0 |  | De-Listing & Stock Qty Unavailable |  | Not Applicable
210-0923 | 210-0923 | AET, T6 Flush Mount Rail SEC804, 10' Rail, 2.5" Tall Section, 80142-10ft | 94 |  | No | Racking | Soligent De-listing | 0 |  | De-Listing & Stock Qty Unavailable |  | Not Applicable
210-0924 | 210-0924 | AET, T6 Flush Mount Rail SEC804, 11' Rail, 2.5" Tall Section, 80142-11ft | 104 |  | No | Racking | Soligent De-listing | 0 |  | De-Listing & Stock Qty Unavailable |  | Not Applicable
210-0925 | 210-0925 | AET, T6 Flush Mount Rail SEC804, 12' Rail, 2.5" Tall Section, 80142-12ft | 113 |  | No | Racking | Soligent De-listing | 0 |  | De-Listing & Stock Qty Unavailable |  | Not Applicable
210-0926 | 210-0926 | AET, T6 Flush Mount Rail SEC803, 10' Rail, 1.8" Tall Section, 80100-10ft | 75 |  | No | Racking | Soligent De-listing | 0 |  | De-Listing & Stock Qty Unavailable |  | Not Applicable
210-0927 | 210-0927 | AET, T6 Flush Mount Rail SEC803, 11' Rail, 1.8" Tall Section, 80100-11ft | 83 |  | No | Racking | Soligent De-listing | 0 |  | De-Listing & Stock Qty Unavailable |  | Not Applicable
210-0928 | 210-0928 | AET, T6 Flush Mount Rail SEC803, 12' Rail, 1.8" Tall Section, 80100-12ft | 90 |  | No | Racking | Soligent De-listing | 0 |  | De-Listing & Stock Qty Unavailable |  | Not Applicable
210-0929 | 210-0929 | AET, Rayport Roof Ballast Rack Support Rail 10 degrees, 80001 | 24.86 |  | No | Racking | Soligent De-listing | 0 |  | De-Listing & Stock Qty Unavailable |  | Not Applicable
210-0932 | 210-0932 | Zep Solar, Groove Adapter Kit- Type C, ZSII / ZSIII, for SolarEdge, Qty. 1, 850-1168-001 | 0.72 |  | No | Racking | Soligent De-listing | 0 |  | De-Listing & Stock Qty Unavailable |  | Not Applicable
210-0936 | 210-0936 | DPW, PowerRail P8 Extrusion, 84", Mill Finish, Qty. 1, P8-84 | 81 |  | No | Racking | Soligent De-listing | 0 |  | De-Listing & Stock Qty Unavailable |  | Not Applicable
210-0937 | 210-0937 | DPW, PowerRail P8 Extrusion, 126", Mill Finish, Qty. 1, P8-126 | 118 |  | No | Racking | Soligent De-listing | 0 |  | De-Listing & Stock Qty Unavailable |  | Not Applicable
210-0938 | 210-0938 | DPW, PowerRail P8 Extrusion, 162", Mill Finish, Qty. 1, P8-162 | 152 |  | No | Racking | Soligent De-listing | 0 |  | De-Listing & Stock Qty Unavailable |  | Not Applicable
210-0939 | 210-0939 | DPW, PowerRail P8 Extrusion, 204", Mill Finish, Qty. 1, P8-204 | 188 |  | No | Racking | Soligent De-listing | 0 |  | De-Listing & Stock Qty Unavailable |  | Not Applicable
210-0940 | 210-0940 | DPW, PowerRail P8 Extrusion, 240", Mill Finish, Qty. 1, P8-240 | 218 |  | No | Racking | Soligent De-listing | 0 |  | De-Listing & Stock Qty Unavailable |  | Not Applicable
210-0941 | 210-0941 | DPW, PowerRail P8 Extrusion, 282", Mill Finish, Qty. 1, P8-282 | 253 |  | No | Racking | Soligent De-listing | 0 |  | De-Listing & Stock Qty Unavailable |  | Not Applicable
210-0942 | 210-0942 | DPW, PowerRail P8 Extrusion, 324", Mill Finish, Qty. 1, P8-324 | 288 |  | No | Racking | Soligent De-listing | 0 |  | De-Listing & Stock Qty Unavailable |  | Not Applicable
210-0944 | 210-0944 | IronRidge, Ground Mount, XRL Rail 48" (4'), Anodized Aluminum, Clear, Qty. 1, 51-6000-048A | 19 |  | No | Racking | Vendor De-listing | 0 |  | De-Listing & Stock Qty Unavailable |  | Not Applicable
210-0945 | 210-0945 | IronRidge, Ground Mount, XRL Rail 60" (5'), Anodized Aluminum, Clear, Qty. 1, 51-6000-060A | 24 |  | No | Racking | Vendor De-listing | 0 |  | De-Listing & Stock Qty Unavailable |  | Not Applicable
210-0946 | 210-0946 | IronRidge, Ground Mount, XRL Rail 72" (6'), Anodized Aluminum, Clear, Qty. 1, 51-6000-072A | 29 |  | No | Racking | Vendor De-listing | 0 |  | De-Listing & Stock Qty Unavailable |  | Not Applicable
210-0947 | 210-0947 | IronRidge, Ground Mount, XRL Rail 84" (8'), Anodized Aluminum, Clear, Qty. 1, 51-6000-084A | 36 |  | No | Racking | Vendor De-listing | 0 |  | De-Listing & Stock Qty Unavailable |  | Not Applicable
210-0948 | 210-0948 | Tamarack, Top of Pole Mount use 6" Pipe, Specify Qty. & Module, UNI-TP/10LL | 1538 |  | No | Racking | Soligent De-listing | 0 |  | De-Listing & Stock Qty Unavailable |  | Not Applicable
210-0949 : 210-0949 : 210-0949 : 210-0949_U | 210-0949 : 210-0949 : 210-0949_U | QuickMount, Flashing, Universal Tile Mounts, 18" x 18", Mill Finish, QBASE, Qty. 1, QMUTM-A-12 | 30.46 |  | No | Racking | Shippable | 28.75 |  | Shippable but Stock Qty Unavailable |  | Not Applicable
210-0950 | 210-0950 | QuickMount, Flashing, Conduit Mount for Shake roofs, 12" x 18", Mill Finish, CONDUIT, Qty. 1, QMLCC A 1 | 29 |  | No | Racking | Soligent De-listing | 0 |  | De-Listing & Stock Qty Unavailable |  | Not Applicable
210-0951 | 210-0951 | QuickMount, Height Extension 2.5", with Washer and 5/16 x 1" Bolt, Bronze, QBLOCK, Qty. 1, QMEXT-2.5 B 1 | 15 |  | No | Racking | Soligent De-listing | 0 |  | De-Listing & Stock Qty Unavailable |  | Not Applicable
210-0952 | 210-0952 | QuickMount, Height Extension 3.25", with Washer & 5/16 x 1" Bolt, Bronze, QBLOCK, Qty. 1, QMEXT-3.25 B 1 | 16 |  | No | Racking | Soligent De-listing | 0 |  | De-Listing & Stock Qty Unavailable |  | Not Applicable
210-0953 | 210-0953 | QuickMount, Height Extension 4", with Washer & 5/16 x 1" Bolt, Bronze, QBLOCK, Qty. 1, QMEXT-4.0 B 1 | 17 |  | No | Racking | Soligent De-listing | 0 |  | De-Listing & Stock Qty Unavailable |  | Not Applicable
210-0954 | 210-0954 | QuickMount, Flashing, Hot Water Mounts for Composition roofs, 12" x 12", Bronze, QBLOCK, Qty. 1, QMH2O B 1 | 46 |  | No | Racking | Soligent De-listing | 0 |  | De-Listing & Stock Qty Unavailable |  | Not Applicable
210-0955 | 210-0955 | QuickMount, Flashing, Universal Tile Mounts, 18" x 18", Bronze, QBASE, Qty. 1, QMUTM B 1 | 90 |  | No | Racking | Soligent De-listing | 0 |  | De-Listing & Stock Qty Unavailable |  | Not Applicable
210-0956 | 210-0956 | QuickMount, Custom Quote, Enter Quote Number and Custom Price | 0 |  | No | Racking | Vendor De-listing | 0 |  | Not Applicable |  | Not Applicable
210-0957 | 210-0957 | Zep Solar, Groove Adapter Kit- Type D, ZSII / ZSIII, for Enphase M215, Qty. 1, 850-1208-001 | 7.33 |  | No | Racking | Soligent De-listing | 0 |  | De-Listing & Stock Qty Unavailable |  | Not Applicable
210-0960 | 210-0960 | AET, Rayport Roof Ballast Rack Support Rail 15 degrees, 80171 | 39.81 |  | No | Racking | Vendor De-listing | 0 |  | De-Listing & Stock Qty Unavailable |  | Not Applicable
210-0964 | 210-0964 | UniRac, SM(E) Beam, 132", Mill Finish, Qty. 1, 012132M | 57.4 |  | No | Racking | Vendor De-listing | 0 |  | De-Listing & Stock Qty Unavailable |  | Not Applicable
210-0965 | 210-0965 | UniRac, SM(E) Beam, 168", Mill Finish, Qty. 1, 012168M | 59 |  | No | Racking | Vendor De-listing | 0 |  | De-Listing & Stock Qty Unavailable |  | Not Applicable
210-0966 | 210-0966 | UniRac, SM(E) Beam, 208", Mill Finish, Qty. 1, 012208M | 100 |  | No | Racking | Vendor De-listing | 0 |  | De-Listing & Stock Qty Unavailable |  | Not Applicable
210-0967 | 210-0967 | UniRac, SM(E) Beam, 240", Mill Finish, Qty. 1, 012240M | 94 |  | No | Racking | Vendor De-listing | 0 |  | De-Listing & Stock Qty Unavailable |  | Not Applicable
210-0968 | 210-0968 | Zep Solar, ZSII, Array Skirt, End Cap Pair, Black, Qty. 1 pair, 850-1215-001 | 2.93 |  | No | Racking | Vendor De-listing | 0 |  | De-Listing & Stock Qty Unavailable |  | Not Applicable
210-0969 | 210-0969 | IronRidge, Duplicate of QM item #211-0373, Tilt Standoff, 9", Aluminum Mill Finish, Qty. 1, RF-TLT-SO-900 | 39 |  | No | Racking | Vendor De-listing | 0 |  | De-Listing & Stock Qty Unavailable |  | Not Applicable
210-0970 | 210-0970 | ProSolar, Support Rail, 3" Extra Deep support rail, 166", Qty. 1, R-166XD | 63.58 |  | No | Racking | Vendor De-listing | 0 |  | De-Listing & Stock Qty Unavailable |  | Not Applicable
210-0971 | 210-0971 | Zep Solar, ZSII, Array Skirt, 2013mm, for one Sharp PV in Portrait, Black, Qty. 1, 850-1120-001 | 92 |  | No | Racking | Vendor De-listing | 0 |  | De-Listing & Stock Qty Unavailable |  | Not Applicable
210-0973 | 210-0973 | ProSolar, Support Rail, 3" Extra Deep support rail, 170", Qty. 1, R-170XD | 67 |  | No | Racking | Vendor De-listing | 0 |  | De-Listing & Stock Qty Unavailable |  | Not Applicable
210-0974 | 210-0974 | DPW, PowerRail P14 Extrusion, 84", Mill Finish, Qty. 1, P14-84 | 161 |  | No | Racking | Soligent De-listing | 0 |  | De-Listing & Stock Qty Unavailable |  | Not Applicable
210-0975 | 210-0975 | DPW, PowerRail P14 Extrusion, 126", Mill Finish, Qty. 1, P14-126 | 237 |  | No | Racking | Soligent De-listing | 0 |  | De-Listing & Stock Qty Unavailable |  | Not Applicable
210-0976 | 210-0976 | DPW, PowerRail P14 Extrusion, 162", Mill Finish, Qty. 1, P14-162 | 303 |  | No | Racking | Soligent De-listing | 0 |  | De-Listing & Stock Qty Unavailable |  | Not Applicable
210-0977 | 210-0977 | DPW, PowerRail P14 Extrusion, 204", Mill Finish, Qty. 1, P14-204 | 377 |  | No | Racking | Soligent De-listing | 0 |  | De-Listing & Stock Qty Unavailable |  | Not Applicable
210-0978 | 210-0978 | DPW, PowerRail P14 Extrusion, 240", Mill Finish, Qty. 1, P14-240 | 436 |  | No | Racking | Soligent De-listing | 0 |  | De-Listing & Stock Qty Unavailable |  | Not Applicable
210-0979 | 210-0979 | DPW, PowerRail P14 Extrusion, 282", Mill Finish, Qty. 1, P14-282 | 508 |  | No | Racking | Soligent De-listing | 0 |  | De-Listing & Stock Qty Unavailable |  | Not Applicable
210-0980 | 210-0980 | DPW, PowerRail P14 Extrusion, 324", Mill Finish, Qty. 1, P14-324 | 576 |  | No | Racking | Soligent De-listing | 0 |  | De-Listing & Stock Qty Unavailable |  | Not Applicable
210-0982 | 210-0982 | AET, Custom Quote, Rayport-P, Pitched Roof Racking, Enter Quote Number and Custom Price | 0 |  | No | Racking | Vendor De-listing | 0 |  | Not Applicable |  | Not Applicable
210-0983 | 210-0983 | DPW, Duplicate of #210-0986, | 25 |  | No | Racking | Soligent De-listing | 0 |  | De-Listing & Stock Qty Unavailable |  | Not Applicable
210-0984 | 210-0984 | DPW, Duplicate of # 210-0987, PowerRail P6/P8 Easy Pivot Feet, with 2.0" Screws, Clear, Qty. 1, PRM-PEF-2.0 | 26 |  | No | Racking | Soligent De-listing | 0 |  | De-Listing & Stock Qty Unavailable |  | Not Applicable
210-0985 | 210-0985 | DPW, Duplicate of #210-0988, PowerRail P6/P8 Easy Pivot Feet, with 3.0" Screws, Clear, Qty. 1, PRM-PEF-3.0 | 27 |  | No | Racking | Soligent De-listing | 0 |  | De-Listing & Stock Qty Unavailable |  | Not Applicable
210-0986 | 210-0986 | DPW, PowerRail P6/P8 Easy Pivot Feet, Clear, with 1.5" screw, Qty. 1, PEF-1.5 | 12.25 |  | No | Racking | Shippable | 11.26 |  | Shippable but Stock Qty Unavailable |  | Not Applicable
210-0987 | 210-0987 | DPW, PowerRail P6/P8 Easy Pivot Feet, Clear, with 2" screw, Qty. 1, PEF-2.0 | 10.61 |  | No | Racking | Shippable | 9.74 |  | Shippable but Stock Qty Unavailable | USMS100-0481 | Already Listed
210-0988 | 210-0988 | DPW, PowerRail P6/P8 Easy Pivot Feet, Clear, with 3" screw, Qty. 1, PEF-3.0 | 27 |  | No | Racking | Soligent De-listing | 0 |  | De-Listing & Stock Qty Unavailable |  | Not Applicable
210-0989 | 210-0989 | QuickMount, Flashing, E-Mount, 9" x 12", with Hanger bolt, Mill Finish, QBLOCK, Qty. 1, QMSE-A-12 | 10.2 |  | No | Racking | Vendor De-listing | 9.63 |  | De-Listing & Stock Qty Unavailable |  | Not Applicable
210-0989 : 210-0989 : 210-0989 : 210-0989_U | 210-0989 : 210-0989 : 210-0989_U | QuickMount, Flashing, E-Mount, 9" x 12", with Hanger bolt, Mill Finish, QBLOCK, Qty. 1, QMSE-A-12 | 10.2 |  | No | Racking | Shippable | 9.63 |  | Shippable but Stock Qty Unavailable | USMS100-0661 | Already Listed
210-0994 | 210-0994 | IronRidge, XRL Rail 240" (20'), Anodized Aluminum, Clear, Qty. 1, 51-6000-240A | 97 |  | No | Racking | Soligent De-listing | 0 |  | De-Listing & Stock Qty Unavailable |  | Not Applicable
210-0995 | 210-0995 | QuickMount, Flashing, E-Mount, 9" x 12", with Hanger bolt, Bronze Finish, QBLOCK, Qty. 12, QMSE-B-12 | 11.01 |  | No | Racking | Vendor De-listing | 10.39 |  | De-Listing & Stock Qty Unavailable |  | Not Applicable
210-0996 | 210-0996 | ProSolar, Support Rail, 2.5" Deep support rail, 168", Qty. 1, R-168D | 28.57 |  | No | Racking | Vendor De-listing | 27.38 |  | De-Listing & Stock Qty Unavailable |  | Not Applicable
210-0996-B | 210-0996-B | "B-Grade" ProSolar, Support Rail, 2.5" Deep support rail, 168", Qty. 1, R-168D | 26.56 |  | No | Racking | Vendor De-listing | 25.22 |  | De-Listing & Stock Qty Unavailable |  | Not Applicable
210-0997 | 210-0997 | UniRac, Flat Flashing, 8" x 12" Black Aluminum base, with 2” square Compression Plate and 5/16" ID bonded washer, Qty. 1, (add L-Foot), 004010D & 004025D (004016D see Sales Instructions) | 9.8 |  | No | Racking | Soligent De-listing | 0 |  | De-Listing & Stock Qty Unavailable |  | Not Applicable
210-1004-B | 210-1004-B | "B-Grade" IronRidge, XR100, Rail 168" (14') Black, Qty. 1, XR-100-168B | 31.47 |  | No | Racking | Vendor De-listing | 29.88 |  | De-Listing & Stock Qty Unavailable |  | Not Applicable
210-1006-B | 210-1006-B | "B-Grade" IronRidge, XR100, Rail 204" (17') Black, Qty. 1, XR-100-204B | 38.13 |  | No | Racking | Vendor De-listing | 36.2 |  | De-Listing & Stock Qty Unavailable |  | Not Applicable
210-1007-B | 210-1007-B | "B" Grade IronRidge, XR1000, Rail 132" (11') Clear, Qty. 1, XR-1000-132A | 37.52 |  | No | Racking | Shippable | 34.47 |  | Shippable but Stock Qty Unavailable |  | Not Applicable
210-1008-B | 210-1008-B | "B-Grade" IronRidge, XR1000, Rail 168" (14') Clear, Qty. 1, XR-1000-168A | 40.02 |  | No | Racking | Vendor De-listing | 38 |  | De-Listing & Stock Qty Unavailable |  | Not Applicable
210-1009-B | 210-1009-B | "B-Grade" IronRidge, XR1000, Rail 204" (17') Clear, Qty. 1, XR-1000-204A | 48.51 |  | No | Racking | Vendor De-listing | 46.06 |  | De-Listing & Stock Qty Unavailable |  | Not Applicable
210-1010 : 210-1010 : 210-1010 : 210-1010_U | 210-1010 : 210-1010 : 210-1010_U | QuickMount, Flashing, E-Mount, 9" x 12", with Lag bolt, Mill Finish, QBLOCK, Qty. 1, QMSE-LAG-A-12 | 9.92 |  | No | Racking | Shippable | 9.36 |  | Shippable but Stock Qty Unavailable |  | Not Applicable
210-1011 | 210-1011 | MSI, A+, Rail 132" 13/52, Alpha+ rail for 3 modules, Mill finish, Qty. 1, 610-0733 | 45 |  | No | Racking | Soligent De-listing | 0 |  | De-Listing & Stock Qty Unavailable |  | Not Applicable
210-1012 | 210-1012 | MSI, A+, Rail 168" 13/52 Alpha+ rail for 4 modules, Mill finish, Qty. 1, 610-0734 | 57 |  | No | Racking | Soligent De-listing | 0 |  | De-Listing & Stock Qty Unavailable |  | Not Applicable
210-1013 | 210-1013 | MSI, A+, Rail 208" 13/52 Alpha+ rail for 5 modules, Mill finish, Qty. 1, 610-0735 | 70 |  | No | Racking | Soligent De-listing | 0 |  | De-Listing & Stock Qty Unavailable |  | Not Applicable
210-1014 | 210-1014 | MSI, Tau, Rail 208", Tau rail for 5 modules, 800-1016 | 95 |  | No | Racking | Soligent De-listing | 0 |  | De-Listing & Stock Qty Unavailable |  | Not Applicable
210-1015 | 210-1015 | MSI, A+, Rail 84" 13/52 Alpha+ rail for 2 modules, Mill finish, Qty. 1, 610-0702 | 31 |  | No | Racking | Soligent De-listing | 0 |  | De-Listing & Stock Qty Unavailable |  | Not Applicable
210-1016 | 210-1016 | MSI, A+, Rail 240" 13/52, Alpha+ rail, Mill finish, Qty. 1, 800-1091 | 81 |  | No | Racking | Soligent De-listing | 0 |  | De-Listing & Stock Qty Unavailable |  | Not Applicable
210-1017 | 210-1017 | MSI, SunTop, Rail 240", Std 13/58, Mill Finish, Single, 800-0753 | 96 |  | No | Racking | Soligent De-listing | 0 |  | De-Listing & Stock Qty Unavailable |  | Not Applicable
210-1018 | 210-1018 | S-5!, Custom Quote, Enter Quote Number and Custom Price | 0 |  | No | Racking | Soligent De-listing | 0 |  | Not Applicable |  | Not Applicable
210-1019 | 210-1019 | QuickMount, Flashing, Classic Composition Mount, 12" X 12", with Lag Bolt, Mill Finish, QBLOCK, Qty. 1, QMSC-LAG A 1 | 12.75 |  | No | Racking | Vendor De-listing | 11.97 |  | De-Listing & Stock Qty Unavailable |  | Not Applicable
210-1019 : 210-1019 : 210-1019_U | 210-1019 : 210-1019_U | QuickMount, Flashing, Classic Composition Mount, 12" X 12", with Lag Bolt, Mill Finish, QBLOCK, Qty. 1, QMSC-LAG A 1 | 12.75 |  | No | Racking | Vendor De-listing | 11.97 |  | De-Listing & Stock Qty Unavailable |  | Not Applicable
210-1020 | 210-1020 | IronRidge, Duplicate of #211-0369, Tilt Standoff, 3.75", Aluminum Mill Finish, Qty. 1, RF-TLT-SO-375 | 32 |  | No | Racking | Vendor De-listing | 0 |  | De-Listing & Stock Qty Unavailable |  | Not Applicable
210-1021 : 210-1021 : 210-1021_U | 210-1021 : 210-1021_U | ProSolar, Support Rail, 1.5" Standard support rail, 136", Black finish, Qty. 1, R-136BLACK | 23.2 |  | No | Racking | Vendor De-listing | 22.23 |  | De-Listing & Stock Qty Unavailable |  | Not Applicable
210-1022 | 210-1022 | ProSolar, Support Rail, 2.5" Deep support rail, 124", Black finish, Qty. 1, R-124DBLACK | 21.8 |  | No | Racking | Vendor De-listing | 0 |  | De-Listing & Stock Qty Unavailable |  | Not Applicable
210-1022 : 210-1022 : 210-1022_U | 210-1022 : 210-1022_U | ProSolar, Support Rail, 2.5" Deep support rail, 124", Black finish, Qty. 1, R-124DBLACK | 25.57 |  | No | Racking | Vendor De-listing | 24.5 |  | De-Listing & Stock Qty Unavailable |  | Not Applicable
210-1023 | 210-1023 | ProSolar, Support Rail, 2.5" Deep support rail, 136", Black finish, Qty. 1, R-136DBLACK | 31.46 |  | No | Racking | Vendor De-listing | 0 |  | De-Listing & Stock Qty Unavailable |  | Not Applicable
210-1024 | 210-1024 | ProSolar, Support Rail, 2.5" Deep support rail, 168", Black finish, Qty. 1, R-168DBLACK | 34.71 |  | No | Racking | Vendor De-listing | 33.26 |  | De-Listing & Stock Qty Unavailable |  | Not Applicable
210-1025-B | 210-1025-B | "B-Grade" IronRidge, XR10, Rail 132" (11') Black, Qty. 1, XR-10-132B | 18.33 |  | No | Racking | Vendor De-listing | 17.58 |  | De-Listing & Stock Qty Unavailable |  | Not Applicable
210-1028 | 210-1028 | ProSolar, Support Rail, 1.5" Standard support rail, 168", Qty. 1, R-168 | 19.83 |  | No | Racking | Vendor De-listing | 0 |  | De-Listing & Stock Qty Unavailable |  | Not Applicable
210-1028 : 210-1028 : 210-1028_U | 210-1028 : 210-1028_U | ProSolar, Support Rail, 1.5" Standard support rail, 168", Qty. 1, R-168 | 19.83 |  | No | Racking | Vendor De-listing | 18.61 |  | De-Listing & Stock Qty Unavailable |  | Not Applicable
210-1029 | 210-1029 | ProSolar, Support Rail, 1.5" Standard support rail, 168", Black finish, Qty. 1, R-168BLACK | 19.83 |  | No | Racking | Vendor De-listing | 0 |  | De-Listing & Stock Qty Unavailable |  | Not Applicable
210-1029 : 210-1029 : 210-1029_U | 210-1029 : 210-1029_U | ProSolar, Support Rail, 1.5" Standard support rail, 168", Black finish, Qty. 1, R-168BLACK | 26.67 |  | No | Racking | Vendor De-listing | 25.56 |  | De-Listing & Stock Qty Unavailable |  | Not Applicable
210-1029-B | 210-1029-B | "B-Grade" ProSolar, Support Rail, 1.5" Standard support rail, 168", Black finish, Qty. 1, R-168BLACK | 18.43 |  | No | Racking | Vendor De-listing | 17.49 |  | De-Listing & Stock Qty Unavailable |  | Not Applicable
210-1033 | 210-1033 | MSI, A+, Rail 168" 13/52, Alpha+ rail, Mill finish, Qty. 1, 800-1095 | 34.97 |  | No | Racking | Vendor De-listing | 0 |  | De-Listing & Stock Qty Unavailable |  | Not Applicable
210-1034 | 210-1034 | IronRidge, XR1000, Rail 204" (17') Black, Qty. 1, XR-1000-204B | 85.66 |  | No | Racking | Soligent De-listing | 66.73 |  | De-Listing & Stock Qty Unavailable |  | Not Applicable
210-1035 | 210-1035 | Burndy, Custom Quote, Enter Quote Number and Custom Price | 0 |  | No | Racking | Shippable | 0 |  | Shippable but Price & Stock Qty Unavailable |  | Not Applicable
210-1036 | 210-1036 | Suncrest, RAIL, 144" MILL FINISH, ORI-0035 | 0 |  | No | Racking | Vendor De-listing | 0 |  | Not Applicable |  | Not Applicable
210-1041 | 210-1041 | QuickMount, Tile Replacement Flashing, Flat Tile, Use with QM Tile Hook, BLACK, 1 ea, QMC-TRF-F B 12 | 9.44 |  | No | Racking | Vendor De-listing | 4.82 |  | De-Listing & Stock Qty Unavailable |  | Not Applicable
210-1043 | 210-1043 | QuickMount, Tile Replacement Flashing, W-Tile, Use with QM Tile Hook, BLACK, 1 ea, QMC-TRF-W B 12 | 9.44 |  | No | Racking | Vendor De-listing | 4.82 |  | De-Listing & Stock Qty Unavailable |  | Not Applicable
210-1046 | 210-1046 | UniRac, Flash-Kit-Pro, 8 X 12” Flashing, Slotted L-Foot, Lag Bolt, & Rail Mounting Hardware, Mill Finish, Pack of 10, 004050M | 139.99 |  | No | Racking | Vendor De-listing | 0 |  | De-Listing & Stock Qty Unavailable |  | Not Applicable
210-1047 | 210-1047 | UniRac, Flash-Kit-Pro, 8 X 12” Flashing, Slotted L-Foot, Lag Bolt, & Rail Mounting Hardware, Dark Finish, Pack of 10, 004050D | 159.99 |  | No | Racking | Vendor De-listing | 0 |  | De-Listing & Stock Qty Unavailable |  | Not Applicable
210-1049 | 210-1049 | QuickMount, QMR, Q-Rail Light, 168” (14’) Mill Finish, Qty. 1, QMR-RL14-A-60 | 26.61 |  | No | Racking | Shippable | 24.44 |  | Shippable but Stock Qty Unavailable | USMS100-0037 | Already Listed
210-1050 | 210-1050 | QuickMount, QMR, Q-Rail Light, 208” (17.3’) Mill Finish, Qty. 1, QMR-RL17.3-A | 32.19 |  | No | Racking | Vendor De-listing | 0 |  | De-Listing & Stock Qty Unavailable |  | Not Applicable
210-1051 | 210-1051 | QuickMount, QMR, Q-Rail Light, 168” (14’) Black Finish, Qty. 1, QMR-RL14-B-60 | 34.61 |  | No | Racking | Shippable | 31.79 |  | Shippable but Stock Qty Unavailable | USMS100-0127 | Already Listed
210-1052 | 210-1052 | QuickMount, QMR, Q-Rail Light, 208” (17.3’) Black Finish, Qty. 1, QMR-RL17.3-B | 41.96 |  | No | Racking | Vendor De-listing | 0 |  | De-Listing & Stock Qty Unavailable |  | Not Applicable
210-1053 | 210-1053 | QuickMount, QMR, Q-Rail Standard, 168” (14’) Mill Finish, Qty. 1, QMR-RS14-A-60 | 33.59 |  | No | Racking | Shippable | 30.86 |  | Shippable but Stock Qty Unavailable | USMS100-0128 | Already Listed
210-1054 | 210-1054 | QuickMount, QMR, Q-Rail Standard, 208” (17.3’) Mill Finish, Qty. 1, QMR-RS17.3-A | 40.72 |  | No | Racking | Vendor De-listing | 0 |  | De-Listing & Stock Qty Unavailable |  | Not Applicable
210-1055 | 210-1055 | QuickMount, QMR, Q-Rail Standard, 168” (14’) Black Finish, Qty. 1, QMR-RS14-B-60 | 42.15 |  | No | Racking | Soligent De-listing | 38.72 |  | De-Listing & Stock Qty Unavailable | USMS100-0144 | Already Listed
210-1056 | 210-1056 | QuickMount, QMR, Q-Rail Standard, 208” (17.3’) Black Finish, Qty. 1, QMR-RS17.3-B | 56.72 |  | No | Racking | Vendor De-listing | 0 |  | De-Listing & Stock Qty Unavailable |  | Not Applicable
210-1057 | 210-1057 | UniRac, Tile Roof Hook, Flat Tile Side Mount, with 2 #14 X 3” Screws, AT1, 004AT1S | 6.85 |  | No | Racking | Vendor De-listing | 5.02 |  | De-Listing & Stock Qty Unavailable |  | Not Applicable
210-1058 | 210-1058 | UniRac, Tile Roof Hook, Flat Tile Bottom Mount, with 2 #14 X 3” Screws, AT2, 004AT2S | 13.99 |  | No | Racking | Vendor De-listing | 0 |  | De-Listing & Stock Qty Unavailable |  | Not Applicable
210-1060 | 210-1060 | UniRac, Tile Roof Hook, Flashing Spanish Tile Mount, FLCT, 004FLCT | 5.54 |  | No | Racking | Soligent De-listing | 5.48 |  | De-Listing & Stock Qty Unavailable |  | Not Applicable
210-1061 | 210-1061 | UniRac, Tile Roof Hook, Universal Bottom Mount, with 2 #14 X 3” Screws, CT4, 004CT4S | 17.99 |  | No | Racking | Vendor De-listing | 0 |  | De-Listing & Stock Qty Unavailable |  | Not Applicable
210-1062 | 210-1062 | UniRac, Tile Roof Hook, Universal Side Mount, with 2 #14 X 3” Screws, CT5, 004CT5S | 9.6 |  | No | Racking | Vendor De-listing | 0 |  | De-Listing & Stock Qty Unavailable |  | Not Applicable
210-1063 | 210-1063 | UniRac, Tile Roof Hook, Stone Coated Steel Side Mount, with 2 #14 X 3” Screws, ST1, 004ST1S | 6.87 |  | No | Racking | Soligent De-listing | 6.79 |  | De-Listing & Stock Qty Unavailable |  | Not Applicable
210-1064 | 210-1064 | UniRac, Tile Roof Hook, Stone Coated Steel Bottom Mount, with 2 #14 X 3” Screws, ST2, 004ST2S | 13.99 |  | No | Racking | Vendor De-listing | 0 |  | De-Listing & Stock Qty Unavailable |  | Not Applicable
210-1065 : 210-1065 : 210-1065 : 210-1065_U | 210-1065 : 210-1065 : 210-1065_U | ProSolar, Bonding Channel Nut, Qty. 1, P-CN-1-Bond | 0.77 |  | No | Racking | Shippable | 0.59 |  | Shippable but Stock Qty Unavailable |  | Not Applicable
210-1066-B | 210-1066-B | "B"-GRADE IronRidge, XR10, Rail 168" (14') Mill, Qty. 1, XR-10-168M | 16.41 |  | No | Racking | Soligent De-listing | 15.74 |  | De-Listing & Stock Qty Unavailable |  | Not Applicable
210-1067 | 210-1067 | QuickMount, QMR, Q-Rail Light, 183” (15.25’) Mill Finish, Qty. 1, QMR-RL15.25-A | 28.37 |  | No | Racking | Vendor De-listing | 0 |  | De-Listing & Stock Qty Unavailable |  | Not Applicable
210-1068 | 210-1068 | QuickMount, QMR, Q-Rail Light, 183” (15.25’) Black Finish, Qty. 1, QMR-RL15.25-B | 36.99 |  | No | Racking | Vendor De-listing | 0 |  | De-Listing & Stock Qty Unavailable |  | Not Applicable
210-1069 | 210-1069 | QuickMount, QMR, Q-Rail Standard, 183” (15.25’) Mill Finish, Qty. 1, QMR-RS15.25-A | 35.84 |  | No | Racking | Vendor De-listing | 0 |  | De-Listing & Stock Qty Unavailable |  | Not Applicable
210-1070 | 210-1070 | QuickMount, QMR, Q-Rail Standard, 183” (15.25’) Black Finish, Qty. 1, QMR-RS15.25-B | 50 |  | No | Racking | Vendor De-listing | 0 |  | De-Listing & Stock Qty Unavailable |  | Not Applicable
210-1071 | 210-1071 | UniRac, MicroRail, Flash Kit Slider, Includes: Flashing, Slider, Structural Screw, EDPM Washer, 004070D | 12.17 |  | No | Racking | Vendor De-listing | 0 |  | De-Listing & Stock Qty Unavailable |  | Not Applicable
210-1072 | 210-1072 | UniRac, MicroRail, Flash Kit for North Row Extension, 004080D | 18.19 |  | No | Racking | Soligent De-listing | 17.16 |  | De-Listing & Stock Qty Unavailable |  | Not Applicable
210-1080-B | 210-1080-B | "B" Grade UniRac, SolarMount Rail, 246", Mill Finish, Qty. 1, 320246M | 43.84 |  | No | Racking | Soligent De-listing | 41.15 |  | De-Listing & Stock Qty Unavailable |  | Not Applicable
210-1083 | 210-1083 | UniRac,FlashLoc Duo Comp Kit, Deck or Rafter Mount with 2 Rafter Screws, Sealant andRail T-Bolt, Mill Finish, Pack of 20, 004275M | 175.36 |  | No | Racking | Soligent De-listing | 174.21 |  | De-Listing & Stock Qty Unavailable |  | Not Applicable
210-1084 | 210-1084 | UniRac,FlashLoc Duo Comp Kit, Deck or Rafter Mount with 2 Rafter Screws, Sealant andRail T-Bolt, Dark Finish, Pack of 20, 004275D | 198.15 |  | No | Racking | Soligent De-listing | 187 |  | De-Listing & Stock Qty Unavailable |  | Not Applicable
210-1085 | 210-1085 | ProSolar, Support Rail, 2.5" Deep support rail, 172", Qty. 1, R-172D | 41.1 |  | No | Racking | Vendor De-listing | 39.39 |  | De-Listing & Stock Qty Unavailable | USMS100-0635 | Already Listed
210-1092-EXP | 210-1092-EXP | UniRac, NXT HORIZON STRONGHOLD Attachment Base and Open Slot L-Foot Kit for Comp Roof, Dark, SHCPKTD1 | 163.36 |  | No | Racking | Soligent De-listing | 154.17 |  | De-Listing & Stock Qty Unavailable |  | Not Applicable
210-1093 | 210-1093 | ProSolar, Support Rail, 2.5" Deep support rail, 124", Qty. 1, R-124D | 25.57 |  | No | Racking | Vendor De-listing | 24.5 |  | De-Listing & Stock Qty Unavailable |  | Not Applicable
210-1094 | 210-1094 | ProSolar, Support Rail, 1.5" Standard support rail, 136", Qty. 1, R-136 | 27.02 |  | No | Racking | Vendor De-listing | 24.82 |  | De-Listing & Stock Qty Unavailable |  | Not Applicable
210-1095 | 210-1095 | UniRac, FlashLoc Comp Kit, with Lag Bolt, Chemlink Sealant and Rail Hardware, Mill Finish, Qty. 1 Box of 20, 004085M | 162.38 |  | No | Racking | Soligent De-listing | 153.25 |  | De-Listing & Stock Qty Unavailable |  | Not Applicable
210-1096 | 210-1096 | ProSolar, Support Rail, 3" Extra Deep support rail, 136", Qty. 1, R-136XD | 36.63 |  | No | Racking | Vendor De-listing | 33.65 |  | De-Listing & Stock Qty Unavailable |  | Not Applicable
210-1097 | 210-1097 | ProSolar, Support Rail, 3" Extra Deep support rail, 164", Qty. 1, R-164XD | 44.17 |  | No | Racking | Vendor De-listing | 40.58 |  | De-Listing & Stock Qty Unavailable |  | Not Applicable
210-1098 : 210-1098-EXP | 210-1098-EXP | UniRac, FlashLoc Comp Kit, with Lag Bolt, Chemlink Sealant and Rail Hardware, Mill Finish, Qty. 1 Box of 20, 004085M | 175.42 |  | No | Racking | Soligent De-listing | 165.55 |  | De-Listing & Stock Qty Unavailable |  | Not Applicable
210-1099 : 210-1099-EXP | 210-1099-EXP | UniRac, FlashLoc Duo Comp Kit, Deck or Rafter Mount with 2 Rafter Screws, Sealant and Rail T-Bolt, Mill Finish, Qty. 1 Pack of 20, 004275M | 152.13 |  | No | Racking | Soligent De-listing | 150.53 |  | De-Listing & Stock Qty Unavailable |  | Not Applicable
210-1101 | 210-1101 | SunModo, HR300 Rail, 166” Mill Finish, A20288-166-ML | 40.8 |  | No | Racking | Soligent De-listing | 40.29 |  | De-Listing & Stock Qty Unavailable |  | Not Applicable
210-1105 | 210-1105 | SunModo, HR250 Rail, 168” Mill Finish, A20144-168-ML | 45.22 |  | No | Racking | Soligent De-listing | 44.65 |  | De-Listing & Stock Qty Unavailable |  | Not Applicable
210-1106 | 210-1106 | SnapNrack, UR-40 RAIL, 172", Black, 232-02538 | 33.92 |  | No | Racking | Soligent De-listing | 33.5 |  | De-Listing & Stock Qty Unavailable | USMS100-0613 | Already Listed
210-1107 | 210-1107 | SnapNrack, UR-40 RAIL, 172", Silver, 232-02537 | 30.27 |  | No | Racking | Soligent De-listing | 29.89 |  | De-Listing & Stock Qty Unavailable | USMS100-0614 | Already Listed
210-1110 | 210-1110 | SnapNrack, UR-40 Rail, 168", Black, 232-02451 | 30.84 |  | No | Racking | Vendor De-listing | 30.45 |  | De-Listing & Stock Qty Unavailable |  | Not Applicable
210-1111 | 210-1111 | SnapNrack, UR-40 Rail, 168", Mill, 232-02449 | 25.2 |  | No | Racking | Shippable | 24.89 |  | Shippable but Stock Qty Unavailable |  | Not Applicable
210-1112 : 210-1112-EXP | 210-1112-EXP | UniRac, NXT HORIZON STRONGHOLD Attachment Base and Open Slot L-Foot Kit (20 L feet, 2 sealant)for Comp Roof, Mill, SHCPKTM1 | 116.02 |  | No | Racking | Soligent De-listing | 109.06 |  | De-Listing & Stock Qty Unavailable |  | Not Applicable
210-1113 | 210-1113 | SnapNrack, UR-60 Rail, 172", Mill, 232-02539 | 36.71 |  | No | Racking | Shippable | 33.72 |  | Shippable but Stock Qty Unavailable |  | Not Applicable
210-1115 | 210-1115 | SnapNrack, UR-60 Rail, 172", Black, 232-02541 | 40.41 |  | No | Racking | Shippable | 37.12 |  | Shippable but Stock Qty Unavailable |  | Not Applicable
210-1116 | 210-1116 | SunModo, HR300 Rail, 212” Mill Finish, A20288-212-ML | 64.2 |  | No | Racking | Soligent De-listing | 63.4 |  | De-Listing & Stock Qty Unavailable |  | Not Applicable
210-1118 | 210-1118 | UniRac, GFT - Ground Fixed Tilt Rail 168" Mill, 411168M | 95.04 |  | No | Racking | Soligent De-listing | 0 |  | De-Listing & Stock Qty Unavailable |  | Not Applicable
210-1120 | 210-1120 | K2, 44X CrossRail, 166" Dark Finish, 4000020 | 38.57 |  | No | Racking | Shippable | 36.71 |  | Shippable but Stock Qty Unavailable | USMS100-0020 | Already Listed
210-1123 | 210-1123 | IronRidge, Aire Rail A2, Mill, 170", AE-A2-170M | 41.71 |  | No | Racking | Shippable | 41.19 |  | Shippable but Stock Qty Unavailable |  | Not Applicable
210-1124 | 210-1124 | IronRidge, Aire Rail A2, Black, 170, AE-A2-170B | 47.72 |  | No | Racking | Shippable | 47.13 |  | Shippable but Stock Qty Unavailable |  | Not Applicable
211-0003 | 211-0003 | Sharp, Connector Cable for 62W Tile, Bulk Pack of 10 Units, 62CABLE-10 | 510.6 |  | No | Racking | Soligent De-listing | 0 |  | De-Listing & Stock Qty Unavailable |  | Not Applicable
211-0006 | 211-0006 | DPW, PowerRail P6/P8 L Foot, 5", with Turn bolt, Clear, Qty. 1, PRM-LF5 | 6.82 |  | No | Racking | Soligent De-listing | 5.84 |  | De-Listing & Stock Qty Unavailable |  | Not Applicable
211-0007 | 211-0007 | DPW, PowerRail P6/P8 L Foot, 6", with Turn bolt, Clear, Qty. 1, PRM-LF6 | 14 |  | No | Racking | Soligent De-listing | 0 |  | De-Listing & Stock Qty Unavailable |  | Not Applicable
211-0011 : 211-0011 : 211-0011 : 211-0011_U | 211-0011 : 211-0011 : 211-0011_U | ProSolar, FastJack, Standoff, 3", Qty. 1, FJ-300-1 | 5.42 |  | No | Racking | Shippable | 5.35 |  | Shippable but Stock Qty Unavailable |  | Not Applicable
211-0014 : 211-0014 : 211-0014 : 211-0014_U | 211-0014 : 211-0014 : 211-0014_U | ProSolar, FastJack, Standoff, 6", Qty. 1, FJ-600-1 | 8.41 |  | No | Racking | Shippable | 8.3 |  | Shippable but Stock Qty Unavailable |  | Not Applicable
211-0015 : 211-0015 : 211-0015 : 211-0015_U | 211-0015 : 211-0015 : 211-0015_U | ProSolar, FastJack, Standoff, 7.5", Qty. 1, FJ-750-1 | 9.13 |  | No | Racking | Shippable | 9.01 |  | Shippable but Stock Qty Unavailable |  | Not Applicable
211-0021 | 211-0021 | ProSolar, SolarWedge, 10 Degrees, with 1 ea 3" lower & 11" upper post, Qty. 1, SW10-1 | 44 |  | No | Racking | Vendor De-listing | 0 |  | De-Listing & Stock Qty Unavailable |  | Not Applicable
211-0022 | 211-0022 | QuickMount, Post, 1.25” OD X 14.5", Mill Finish, Qty. 1, QM-QBP-14.5-M1 | 6.64 |  | No | Racking | Soligent De-listing | 6.11 |  | De-Listing & Stock Qty Unavailable | USMS100-0186 | Already Listed
211-0023 | 211-0023 | ProSolar, SolarWedge, 15 Degrees, Qty. 1, with 1 ea 3" lower & 15.5" upper post, Qty. 1, SW15-1 | 50 |  | No | Racking | Vendor De-listing | 0 |  | De-Listing & Stock Qty Unavailable |  | Not Applicable
211-0025 | 211-0025 | ProSolar, SolarWedge, 5 Degrees, with 1 ea 3" lower & 7.5" upper post, Qty. 1, SW5-1 | 31.77 |  | No | Racking | Vendor De-listing | 0 |  | De-Listing & Stock Qty Unavailable |  | Not Applicable
211-0029 | 211-0029 | ProSolar, TileTrac 1.5", with hardware for Composition Roof, Qty. 1, TT-1-1.5 | 12.8 |  | No | Racking | Vendor De-listing | 0 |  | De-Listing & Stock Qty Unavailable |  | Not Applicable
211-0030 | 211-0030 | ProSolar, TileTrac 6", with hardware and Stainless Steel flashing for Curved Tile Roof, Qty. 1, TT-1-T6 | 15.18 |  | No | Racking | Vendor De-listing | 0 |  | De-Listing & Stock Qty Unavailable |  | Not Applicable
211-0032 | 211-0032 | UniRac, SolarMount Serrated L-Foot, Dark, with HRDW, Qty. 1, 304000D | 4.5 |  | No | Racking | Vendor De-listing | 0 |  | De-Listing & Stock Qty Unavailable |  | Not Applicable
211-0034 | 211-0034 | UniRac, SolarMount Serrated L-Foot, with HRDW, Clear, Qty. 1, 304000C | 4.26 |  | No | Racking | Vendor De-listing | 0 |  | De-Listing & Stock Qty Unavailable |  | Not Applicable
211-0038 | 211-0038 | UniRac, High Profile Tilt, 44", Clear, 2-Leg Kit, 310108 | 90 |  | No | Racking | Soligent De-listing | 0 |  | De-Listing & Stock Qty Unavailable |  | Not Applicable
211-0039 | 211-0039 | QuickMount, QMR, Q-Splice Internal for Light Rail, Mill Finish, Qty. 1, QMR-ISL-A-15 | 4.73 |  | No | Racking | Shippable | 4.68 |  | Shippable but Stock Qty Unavailable | USMS100-0148 | Already Listed
211-0040 | 211-0040 | UniRac, High Profile Tilt, 104", Clear, 4-Leg Kit, 310110 | 185.72 |  | No | Racking | Vendor De-listing | 0 |  | De-Listing & Stock Qty Unavailable |  | Not Applicable
211-0041 | 211-0041 | UniRac, High Profile Tilt, 18", Clear, 4-Leg Kit, 310111 | 101 |  | No | Racking | Vendor De-listing | 0 |  | De-Listing & Stock Qty Unavailable |  | Not Applicable
211-0042 : 211-0042 : 211-0042 : 211-0042_U | 211-0042 : 211-0042 : 211-0042_U | QuickMount, QMR, Q-Splice Internal for Standard Rail, Mill Finish, Qty. 1, QMR-ISS-A-15 | 5.43 |  | No | Racking | Shippable | 5.36 |  | Shippable but Stock Qty Unavailable |  | Not Applicable
211-0046 | 211-0046 | QuickMount, QMR, Q-Splice External for Standard Rail, Mill Finish, Qty. 1, QMR-ESS-A | 4.88 |  | No | Racking | Vendor De-listing | 0 |  | De-Listing & Stock Qty Unavailable |  | Not Applicable
211-0047 | 211-0047 | UniRac, SunFrame L-Foot Adjusting Sliders, Clear, Qty. 1, 204001C | 6.26 |  | No | Racking | Vendor De-listing | 0 |  | De-Listing & Stock Qty Unavailable |  | Not Applicable
211-0049 | 211-0049 | UniRac, End Caps for Sunframe Threaded Slot Rail, Bronze, Qty. 2, 310225 | 16 |  | No | Racking | Vendor De-listing | 0 |  | De-Listing & Stock Qty Unavailable |  | Not Applicable
211-0052 | 211-0052 | UniRac, Sunframe Splice Bar, Dark, Qty. 1, 303002D | 6.38 |  | No | Racking | Soligent De-listing | 0 |  | De-Listing & Stock Qty Unavailable |  | Not Applicable
211-0054 | 211-0054 | UniRac, Sunframe Splice Bar, Clear, Qty. 1, 303001C | 3.54 |  | No | Racking | Vendor De-listing | 0 |  | De-Listing & Stock Qty Unavailable |  | Not Applicable
211-0055 | 211-0055 | UniRac, Splice for Light Rail, Clear, Qty. 1, 310231 | 3.34 |  | No | Racking | Soligent De-listing | 0 |  | De-Listing & Stock Qty Unavailable |  | Not Applicable
211-0057 : 211-0057 : 211-0057_U | 211-0057 : 211-0057_U | QuickMount, Single Slot L-Foot Only, Mill Finish, Qty. 1, QMC-LF-A-12 | 1.76 |  | No | Racking | Vendor De-listing | 1.74 |  | De-Listing & Stock Qty Unavailable |  | Not Applicable
211-0058 : 211-0058 : 211-0058 : 211-0058_U | 211-0058 : 211-0058 : 211-0058_U | QuickMount, Single Slot L-Foot Only, Black Finish, Qty. 1, QMC-LF-B-12 | 2.06 |  | No | Racking | Shippable | 2.04 |  | Shippable but Stock Qty Unavailable |  | Not Applicable
211-0059 | 211-0059 | QuickMount, Double Slot L-Foot Only, Mill Finish, Qty. 1, QMC-LF2-A-1 | 2.57 |  | No | Racking | Vendor De-listing | 0 |  | De-Listing & Stock Qty Unavailable |  | Not Applicable
211-0060 | 211-0060 | QuickMount, Double Slot L-Foot Only, Black Finish, Qty. 1 pack of 12, QuickMount, Double Slot L-Foot Only, Black Finish, Qty. 1, QMC-LF2-B-1 | 2.7 |  | No | Racking | Vendor De-listing | 0 |  | De-Listing & Stock Qty Unavailable |  | Not Applicable
211-0061 : 211-0061 : 211-0061 : 211-0061_U | 211-0061 : 211-0061 : 211-0061_U | QuickMount, QMR, Light Rail End Cap, Qty. 1 QMR-CPL-B-50 | 1.03 |  | No | Racking | Shippable | 1.01 |  | Shippable but Stock Qty Unavailable |  | Not Applicable
211-0062 | 211-0062 | QuickMount, QMR, Standard Rail End Cap, Qty. 1 pack of 10, QMR-CPS-B-50 | 1.05 |  | No | Racking | Soligent De-listing | 1.04 |  | De-Listing & Stock Qty Unavailable | USMS100-0150 | Already Listed
211-0063 | 211-0063 | QuickMount, 5 Degree Fixed-Tilt L-Foot Only, Mill Finish, Qty. 1, QMC-LF5-A-12 | 2.4 |  | No | Racking | Vendor De-listing | 1.76 |  | De-Listing & Stock Qty Unavailable |  | Not Applicable
211-0064 | 211-0064 | QuickMount, 10 Degree Fixed-Tilt L-Foot Only, Mill Finish, Qty. 1, QMC-LF10-A-12 | 1.82 |  | No | Racking | Vendor De-listing | 1.8 |  | De-Listing & Stock Qty Unavailable |  | Not Applicable
211-0065 | 211-0065 | QuickMount, Q-Base Deck Mount, no flashing, 3.25" X 1.25” Post + 1/2" Base, Mill Finish, Qty. 1, QMQDM-3.75A-1 | 1.15 |  | No | Racking | Vendor De-listing | 0 |  | De-Listing & Stock Qty Unavailable |  | Not Applicable
211-0066 | 211-0066 | QuickMount, Q-Base Deck Mount, no flashing, 4.5" X 1.25” Post + 1/2" Base, Mill Finish, Qty. 1, QMQDM-5-A-1 | 1.17 |  | No | Racking | Vendor De-listing | 0 |  | De-Listing & Stock Qty Unavailable |  | Not Applicable
211-0067 | 211-0067 | QuickMount, Q-Base Deck Mount, no flashing, 5.75" X 1.25” Post + 1/2" Base, Mill Finish, Qty. 1, QMQDM-6.25-A-1 | 1.24 |  | No | Racking | Vendor De-listing | 0 |  | De-Listing & Stock Qty Unavailable |  | Not Applicable
211-0068 | 211-0068 | QuickMount, Q-Base Deck Mount, no flashing, 6.5" X 1.25” Post + 1/2" Base, Mill Finish, Qty. 1, QMQDM-7-A-1 | 1.2 |  | No | Racking | Vendor De-listing | 0 |  | De-Listing & Stock Qty Unavailable |  | Not Applicable
211-0069 | 211-0069 | QuickMount, Q-Base Deck Mount, no flashing, 7" X 1.25” Post + 1/2" Base, Mill Finish, Qty. 1, QMQDM-7.5-A-1 | 1.25 |  | No | Racking | Vendor De-listing | 0 |  | De-Listing & Stock Qty Unavailable |  | Not Applicable
211-0070 | 211-0070 | QuickMount, Q-Base Deck Mount, no flashing, 7.25" X 1.25” Post + 1/2" Base, Mill Finish, Qty. 1, QMQDM-7.75-A-1 | 1.26 |  | No | Racking | Vendor De-listing | 0 |  | De-Listing & Stock Qty Unavailable |  | Not Applicable
211-0071 | 211-0071 | QuickMount, Q-Base Deck Mount, no flashing, 8.25" X 1.25” Post + 1/2" Base, Mill Finish, Qty. 1, QMQDM-8.75-A-1 | 1.29 |  | No | Racking | Vendor De-listing | 0 |  | De-Listing & Stock Qty Unavailable |  | Not Applicable
211-0072 | 211-0072 | QuickMount, Q-Base Deck Mount, no flashing, 8.5" X 1.25” Post + 1/2" Base, Mill Finish, Qty. 1, QMQDM-9-A-1 | 1.3 |  | No | Racking | Vendor De-listing | 0 |  | De-Listing & Stock Qty Unavailable |  | Not Applicable
211-0073 | 211-0073 | QuickMount, Q-Base Deck Mount, no flashing, 9" X 1.25” Post + 1/2" Base, Mill Finish, Qty. 1, QMQDM-9.5-A-1 | 1.32 |  | No | Racking | Vendor De-listing | 0 |  | De-Listing & Stock Qty Unavailable |  | Not Applicable
211-0074 | 211-0074 | QuickMount, Q-Base Deck Mount, no flashing, 9.5" X 1.25” Post + 1/2" Base, Mill Finish, Qty. 1, QMQDM-10-A-1 | 1.33 |  | No | Racking | Vendor De-listing | 0 |  | De-Listing & Stock Qty Unavailable |  | Not Applicable
211-0075 : 211-0075 : 211-0075 : 211-0075_U | 211-0075 : 211-0075 : 211-0075_U | ProSolar, FoamJack 4.5" with Lag Bolt Base, 3/8" Post, Qty. 1, FMJ-450-38-1L | 6.32 |  | No | Racking | Shippable | 6.24 |  | Shippable but Stock Qty Unavailable |  | Not Applicable
211-0076 | 211-0076 | QuickMount, Q-Base Deck Mount, no flashing, 10.5" X 1.25” Post + 1/2" Base, Mill Finish, Qty. 1, QMQDM-11 A 1 | 1.68 |  | No | Racking | Vendor De-listing | 0 |  | De-Listing & Stock Qty Unavailable |  | Not Applicable
211-0077 | 211-0077 | QuickMount, Q-Base Deck Mount, no flashing, 11" X 1.25” Post + 1/2" Base, Mill Finish, Qty. 1, QMQDM-11.5-A-1 | 1.38 |  | No | Racking | Vendor De-listing | 0 |  | De-Listing & Stock Qty Unavailable |  | Not Applicable
211-0078 | 211-0078 | QuickMount, Q-Base Deck Mount, no flashing, 11.5" X 1.25” Post + 1/2" Base, Mill Finish, Qty. 1, QMQDM-12-A-1 | 1.41 |  | No | Racking | Vendor De-listing | 0 |  | De-Listing & Stock Qty Unavailable |  | Not Applicable
211-0079 | 211-0079 | ProSolar, FoamJack 5" with Lag Bolt Base, 1/2" Post, Qty. 1, FMJ-500-12-1L | 14 |  | No | Racking | Vendor De-listing | 0 |  | De-Listing & Stock Qty Unavailable |  | Not Applicable
211-0080 | 211-0080 | QuickMount, Q-Base Deck Mount, no flashing, 12.5" X 1.25” Post + 1/2" Base, Mill Finish, Qty. 1, QMQDM-13-A-1 | 0.14 |  | No | Racking | Vendor De-listing | 0 |  | De-Listing & Stock Qty Unavailable |  | Not Applicable
211-0081 | 211-0081 | QuickMount, Q-Base Deck Mount, no flashing, 13.5" X 1.25” Post + 1/2" Base, Mill Finish, Qty. 1, QMQDM-14-A-1 | 1.46 |  | No | Racking | Vendor De-listing | 0 |  | De-Listing & Stock Qty Unavailable |  | Not Applicable
211-0082 | 211-0082 | QuickMount, Q-Base Deck Mount, no flashing, 14.5" X 1.25” Post + 1/2" Base, Mill Finish, Qty. 1, QMQDM-15-A-1 | 1.5 |  | No | Racking | Vendor De-listing | 0 |  | De-Listing & Stock Qty Unavailable |  | Not Applicable
211-0083 : 211-0083 : 211-0083 : 211-0083_U | 211-0083 : 211-0083 : 211-0083_U | ProSolar, FastJack, Standoff, Commercial E-Series, 4.5"H, 1.25" Dia, Hardware not included, Qty. 1, CFJE-450-1 | 7.16 |  | No | Racking | Shippable | 7.08 |  | Shippable but Stock Qty Unavailable |  | Not Applicable
211-0084_U | 211-0084_U | ProSolar, FastJack, Standoff, Commercial E-Series, 6"H, 1.25" Dia, Hardware not included, Qty. 1, CFJE-600-1 | 7.18 |  | No | Racking | Shippable | 6.59 |  | Shippable but Stock Qty Unavailable |  | Not Applicable
211-0085 | 211-0085 | QuickMount, Q-Base Deck Mount, no flashing, 16.5" X 1.25” Post + 1/2" Base, Mill Finish, Qty. 1, QMQDM-17-A-1 | 18.73 |  | No | Racking | Vendor De-listing | 0 |  | De-Listing & Stock Qty Unavailable |  | Not Applicable
211-0086 : 211-0086 : 211-0086 : 211-0086_U | 211-0086 : 211-0086 : 211-0086_U | ProSolar, FastJack, Standoff, E-Series 4.5" , Qty. 1, FJE-450-1 | 5.84 |  | No | Racking | Shippable | 5.76 |  | Shippable but Stock Qty Unavailable |  | Not Applicable
211-0088 : 211-0088 : 211-0088 : 211-0088_U | 211-0088 : 211-0088 : 211-0088_U | ProSolar, FastJack, Standoff, E-Series 3", Qty. 1, FJE-300-1 | 4.81 |  | No | Racking | Shippable | 4.75 |  | Shippable but Stock Qty Unavailable |  | Not Applicable
211-0092 | 211-0092 | IronRidge, XRS Splice Kit, Splice and 2 Tek Screws, Mill Finish, Qty. 1, 29-7000-010 | 9.86 |  | No | Racking | Vendor De-listing | 0 |  | De-Listing & Stock Qty Unavailable |  | Not Applicable
211-0094 | 211-0094 | IronRidge, L-Feet and Hardware, Mill Finish, Qty. 4, 29-7000-017 | 23 |  | No | Racking | Vendor De-listing | 0 |  | De-Listing & Stock Qty Unavailable |  | Not Applicable
211-0097 | 211-0097 | IronRidge, Splice XR1000, Bonding, with 4 screws, Mill, UFO series, Qty. 1, XR-1000-SPLC-M1 | 5.94 |  | No | Racking | Vendor De-listing | 5.09 |  | De-Listing & Stock Qty Unavailable |  | Not Applicable
211-0098 | 211-0098 | IronRidge, Splice XR100, Bonding, with 4 screws, Mill, UFO series, Qty. 1, XR-100-SPLC-M1 | 5.27 |  | No | Racking | Vendor De-listing | 4.52 |  | De-Listing & Stock Qty Unavailable |  | Not Applicable
211-0099 | 211-0099 | IronRidge, Splice XR10, Bonding, with 4 screws, Mill, UFO series, Qty. 1, XR-10-SPLC-M1 | 4.61 |  | No | Racking | Vendor De-listing | 3.95 |  | De-Listing & Stock Qty Unavailable |  | Not Applicable
211-0101 | 211-0101 | ProSolar, TileTrac 4", with hardware and Stainless Steel flashing for Flat Tile Roof, Qty. 1, TT-1-T4 | 15 |  | No | Racking | Vendor De-listing | 0 |  | De-Listing & Stock Qty Unavailable |  | Not Applicable
211-0102 | 211-0102 | UniRac, Fixed Tilt Leg, 7", Clear, Qty. 1, 307007M | 15.8 |  | No | Racking | Vendor De-listing | 0 |  | De-Listing & Stock Qty Unavailable |  | Not Applicable
211-0103 | 211-0103 | UniRac, CLICKSYS Attachment - TwoFlange Connection with 3" Screws, Clear, Qty. 1, 004000M-0048 | 5.38 |  | No | Racking | Vendor De-listing | 0 |  | De-Listing & Stock Qty Unavailable |  | Not Applicable
211-0105 | 211-0105 | UniRac, CLICKSYS Attachment - One Flange Connection with Lag Bolt, Clear, Qty. 1, 004010M-0048 | 3.58 |  | No | Racking | Vendor De-listing | 0 |  | De-Listing & Stock Qty Unavailable |  | Not Applicable
211-0108 : 211-0108 : 211-0108 : 211-0108_U | 211-0108 : 211-0108 : 211-0108_U | ProSolar, FastJack, Standoff, Commercial E-Series, 8"H, 1.25" Dia, Hardware not included, Qty. 1, CFJE-800-1 | 8.94 |  | No | Racking | Shippable | 8.83 |  | Shippable but Stock Qty Unavailable |  | Not Applicable
211-0128 | 211-0128 | UniRac, CLICKSYS Attachment - Two Flange Connection with 3" Screws & Butyl, Dark, Qty. 1, 004001D-0048 | 4.2 |  | No | Racking | Vendor De-listing | 0 |  | De-Listing & Stock Qty Unavailable |  | Not Applicable
211-0130 : 211-0130 : 211-0130_U | 211-0130 : 211-0130_U | ProSolar, End Cap, 1.5", Clear Anodized, Qty. 1, A-EZECAP-1 | 0.8 |  | No | Racking | Soligent De-listing | 0.73 |  | De-Listing & Stock Qty Unavailable |  | Not Applicable
211-0135 | 211-0135 | ProSolar, TileTrac, E-Series, with 2" cup head stud and hardware for Composition Roof, Qty. 1, TT-1E-2 | 11 |  | No | Racking | Vendor De-listing | 0 |  | De-Listing & Stock Qty Unavailable |  | Not Applicable
211-0147 : 211-0147 : 211-0147 : 211-0147_U | 211-0147 : 211-0147 : 211-0147_U | ProSolar, FastJack, Standoff, Commercial E-Series, 10"H, 1.25" Dia, Hardware not included, Qty. 1, CFJE-1000-1 | 9.71 |  | No | Racking | Shippable | 9.59 |  | Shippable but Stock Qty Unavailable |  | Not Applicable
211-0148 | 211-0148 | IronRidge, End Clamp, A, 1.34", 33.3 - 34.8mm, Clear, Qty. 4, 29-7000-134 | 13.15 |  | No | Racking | Vendor De-listing | 0 |  | De-Listing & Stock Qty Unavailable |  | Not Applicable
211-0149 | 211-0149 | IronRidge, End Clamp, B, 1.41", 34.8 - 36.8mm, Clear, Qty. 4, 29-7000-224 | 13.15 |  | No | Racking | Vendor De-listing | 0 |  | De-Listing & Stock Qty Unavailable |  | Not Applicable
211-0150 | 211-0150 | IronRidge, End Clamp, C, 1.57", 39.0 - 41.0mm, Clear, Qty. 4, 29-7000-157 | 13.15 |  | No | Racking | Vendor De-listing | 0 |  | De-Listing & Stock Qty Unavailable |  | Not Applicable
211-0151 | 211-0151 | IronRidge, End Clamp, D, 1.60", 39.9 - 41.4mm, Clear, Qty. 4, 29-7000-160 | 5.05 |  | No | Racking | Vendor De-listing | 0 |  | De-Listing & Stock Qty Unavailable |  | Not Applicable
211-0152 | 211-0152 | IronRidge, End Clamp, E, 1.71", 42.7 - 44.2mm, Clear, Qty. 4, 29-7000-171 | 13.15 |  | No | Racking | Vendor De-listing | 0 |  | De-Listing & Stock Qty Unavailable |  | Not Applicable
211-0153 | 211-0153 | IronRidge, End Clamp, F, 1.81", 45.0 - 47.0mm, Clear, Qty. 4, 29-7000-214 | 9.6 |  | No | Racking | Vendor De-listing | 0 |  | De-Listing & Stock Qty Unavailable |  | Not Applicable
211-0154 | 211-0154 | IronRidge, End Clamp, G, 1.97", 49.0 - 51.1mm, Clear, Qty. 4, 29-7000-204 | 13.15 |  | No | Racking | Vendor De-listing | 0 |  | De-Listing & Stock Qty Unavailable |  | Not Applicable
211-0155 | 211-0155 | IronRidge, End Clamp, H, 2.30", 57.4 - 58.9mm, Clear, Qty. 4, 29-7000-230 | 15 |  | No | Racking | Vendor De-listing | 0 |  | De-Listing & Stock Qty Unavailable |  | Not Applicable
211-0156 | 211-0156 | IronRidge, Mid Clamp, A-B-I, with 2.0" Hex Bolt, 30-37mm, Clear, Qty. 4, 29-7000-105 | 7.2 |  | No | Racking | Vendor De-listing | 3.67 |  | De-Listing & Stock Qty Unavailable |  | Not Applicable
211-0158 | 211-0158 | IronRidge, Mid Clamp, C-D-E-J, with 2.25" Hex Bolt, 38-45mm, Clear, Qty. 4, 29-7000-101 | 3.91 |  | No | Racking | Vendor De-listing | 3.67 |  | De-Listing & Stock Qty Unavailable |  | Not Applicable
211-0161 | 211-0161 | IronRidge, Mid Clamp, F-G-K, with 2.5" Hex Bolt, 45-52mm, Clear, Qty. 4, 29-7000-108 | 9.86 |  | No | Racking | Vendor De-listing | 0 |  | De-Listing & Stock Qty Unavailable |  | Not Applicable
211-0163 | 211-0163 | IronRidge, Mid Clamp, H, with 2.75" Hex Bolt, 52-60mm, Clear, Qty. 4, 29-7000-104 | 9.86 |  | No | Racking | Vendor De-listing | 0 |  | De-Listing & Stock Qty Unavailable |  | Not Applicable
211-0164 | 211-0164 | IronRidge, Bottom Clamps, Clear, Qty. 4, 29-7000-117 | 6.09 |  | No | Racking | Vendor De-listing | 5.71 |  | De-Listing & Stock Qty Unavailable |  | Not Applicable
211-0165 | 211-0165 | IronRidge, XRL Splice Kit, Splice and 2 Tek Screws, Mill Finish, Qty. 1, 29-7000-000 | 9.32 |  | No | Racking | Vendor De-listing | 0 |  | De-Listing & Stock Qty Unavailable |  | Not Applicable
211-0168 | 211-0168 | IronRidge, Tilt Leg Kit, 0-40 deg tilt, including brackets, 6" & 10" legs, Aluminum Mill Finish, Qty. 1, 51-7210-010 | 41 |  | No | Racking | Vendor De-listing | 0 |  | De-Listing & Stock Qty Unavailable |  | Not Applicable
211-0171 | 211-0171 | IronRidge, Tilt Leg Kit, 0-40 deg tilt, including brackets, 6" & 15" legs, Aluminum Mill Finish, Qty. 1, 51-7215-015 | 44 |  | No | Racking | Vendor De-listing | 0 |  | De-Listing & Stock Qty Unavailable |  | Not Applicable
211-0175 | 211-0175 | IronRidge, Tilt Leg Kit, 0-40 deg tilt, including brackets, 6" & 20" legs, Aluminum Mill Finish, Qty. 1, 51-7220-020 | 46 |  | No | Racking | Vendor De-listing | 0 |  | De-Listing & Stock Qty Unavailable |  | Not Applicable
211-0177 | 211-0177 | IronRidge, Tilt Leg Kit, 0-40 deg tilt, including brackets, 6" & 25" legs, Aluminum Mill Finish, Qty. 1, 51-7225-025 | 49 |  | No | Racking | Vendor De-listing | 0 |  | De-Listing & Stock Qty Unavailable |  | Not Applicable
211-0179 | 211-0179 | IronRidge, Tilt Leg Kit, 0-40 deg tilt, including brackets, 6" & 30" legs, Aluminum Mill Finish, Qty. 1, 51-7230-030 | 52 |  | No | Racking | Vendor De-listing | 0 |  | De-Listing & Stock Qty Unavailable |  | Not Applicable
211-0180 | 211-0180 | IronRidge, Tilt Leg Kit, 0-40 deg tilt, including brackets, 6" & 40" legs, Aluminum Mill Finish, Qty. 1, 51-7240-040 | 57 |  | No | Racking | Vendor De-listing | 0 |  | De-Listing & Stock Qty Unavailable |  | Not Applicable
211-0195 | 211-0195 | IronRidge, End Clamp, F, 1.81", 45.0 - 47.0mm, Black, Qty. 4, 29-7000-214B | 6.09 |  | No | Racking | Vendor De-listing | 5.71 |  | De-Listing & Stock Qty Unavailable |  | Not Applicable
211-0196 | 211-0196 | IronRidge, Mid Clamp, F-G-K, with 2.5" Hex Bolt, 45-52mm, Black, Qty. 4, 29-7000-108B | 6.09 |  | No | Racking | Vendor De-listing | 5.71 |  | De-Listing & Stock Qty Unavailable |  | Not Applicable
211-0197 : 211-0197 : 211-0197_U | 211-0197 : 211-0197_U | ProSolar, End Cap, 2.5", Clear Anodized, Deep Channel, Qty. 1, A-EZECAPD-1 | 1.03 |  | No | Racking | Soligent De-listing | 0.97 |  | De-Listing & Stock Qty Unavailable |  | Not Applicable
211-0198 : 211-0198 : 211-0198_U | 211-0198 : 211-0198_U | ProSolar, End Cap, 1.5", Black Anodized, Qty. 1, A-EZECAP-1B | 1 |  | No | Racking | Soligent De-listing | 0.91 |  | De-Listing & Stock Qty Unavailable |  | Not Applicable
211-0199 | 211-0199 | ProSolar, End Cap, 2.5", Black Anodized, Deep Channel, Qty. 1, A-EZECAPD-1B | 2.28 |  | No | Racking | Soligent De-listing | 0 |  | De-Listing & Stock Qty Unavailable |  | Not Applicable
211-0200 | 211-0200 | ProSolar, End Cap, 3", Clear Anodized, XDeep Channel, Qty. 1, A-EZECAPXD-1 | 3.34 |  | No | Racking | Soligent De-listing | 0 |  | De-Listing & Stock Qty Unavailable |  | Not Applicable
211-0201 : 211-0201 : 211-0201 : 211-0201_U | 211-0201 : 211-0201 : 211-0201_U | ProSolar, FastJack, Standoff, Commercial E-Series, 12"H, 1.25" Dia, Hardware not included, Qty. 1, CFJE-1200-1 | 10.47 |  | No | Racking | Shippable | 10.34 |  | Shippable but Stock Qty Unavailable |  | Not Applicable
211-0203 | 211-0203 | IronRidge, End Clamp, B, 1.41", 34.8 - 36.8mm, Black, Qty. 4, 29-7000-224B | 6.09 |  | No | Racking | Vendor De-listing | 5.71 |  | De-Listing & Stock Qty Unavailable |  | Not Applicable
211-0204 | 211-0204 | IronRidge, End Clamp, C, 1.57", 39.0 - 41.0mm, Black, Qty. 4, 29-7000-157B | 15 |  | No | Racking | Vendor De-listing | 0 |  | De-Listing & Stock Qty Unavailable |  | Not Applicable
211-0205 | 211-0205 | IronRidge, End Clamp, D, 1.60", 39.9 - 41.4mm, Black, Qty. 4, 29-7000-160B | 16 |  | No | Racking | Vendor De-listing | 0 |  | De-Listing & Stock Qty Unavailable |  | Not Applicable
211-0206 | 211-0206 | IronRidge, End Clamp, A, 1.34", 33.3 - 34.8mm, Black, Qty. 4, 29-7000-134B | 15 |  | No | Racking | Vendor De-listing | 0 |  | De-Listing & Stock Qty Unavailable |  | Not Applicable
211-0207 | 211-0207 | IronRidge, End Clamp, G, 1.97", 49.0 - 51.1mm, Black, Qty. 4, 29-7000-204B | 11.2 |  | No | Racking | Vendor De-listing | 0 |  | De-Listing & Stock Qty Unavailable |  | Not Applicable
211-0208 | 211-0208 | IronRidge, End Clamp, H, 2.30", 57.4 - 58.9mm, Black, Qty. 4, 29-7000-230B | 17 |  | No | Racking | Vendor De-listing | 0 |  | De-Listing & Stock Qty Unavailable |  | Not Applicable
211-0209 | 211-0209 | DPW, PowerRail P6 Splice Plate, Clear, Qty. 1, P6-SPK | 8 |  | No | Racking | Soligent De-listing | 0 |  | De-Listing & Stock Qty Unavailable |  | Not Applicable
211-0210 | 211-0210 | DPW, PowerRail P6/P8 Tilted "L" Feet, 5 degree Front Foot, Clear, Qty. 1, PRM-FF5 | 9 |  | No | Racking | Soligent De-listing | 0 |  | De-Listing & Stock Qty Unavailable |  | Not Applicable
211-0211 | 211-0211 | DPW, PowerRail P6/P8 Tilted "L" Feet, 5 degree Back Foot, Clear, Qty. 1, PRM-BF5 | 14 |  | No | Racking | Soligent De-listing | 0 |  | De-Listing & Stock Qty Unavailable |  | Not Applicable
211-0212 | 211-0212 | DPW, PowerRail P6/P8 Tilted "L" Feet, 10 degree Front Foot, Clear, Qty. 1, PRM-FF10 | 9.86 |  | No | Racking | Soligent De-listing | 0 |  | De-Listing & Stock Qty Unavailable |  | Not Applicable
211-0213 | 211-0213 | DPW, PowerRail P6/P8 Tilted "L" Feet, 10 degree Back Foot, Clear, Qty. 1, PRM-BF10 | 19 |  | No | Racking | Soligent De-listing | 0 |  | De-Listing & Stock Qty Unavailable |  | Not Applicable
211-0214 | 211-0214 | DPW, PowerRail P6/P8 L Foot, 2.5", with Turn bolt, Clear, Qty. 1, PRM-LF2 | 8.63 |  | No | Racking | Soligent De-listing | 0 |  | De-Listing & Stock Qty Unavailable |  | Not Applicable
211-0216 | 211-0216 | DPW, PowerRail P6/P8 Power Post Bracket, with Carraige bolt, Clear, Qty. 1, PRM-PPB | 8 |  | No | Racking | Soligent De-listing | 0 |  | De-Listing & Stock Qty Unavailable |  | Not Applicable
211-0219 | 211-0219 | DPW, PowerRail P6/P8 Threaded Rod Mount, Clear, Qty. 1, PRM-RRM | 36 |  | No | Racking | Soligent De-listing | 0 |  | De-Listing & Stock Qty Unavailable |  | Not Applicable
211-0222 | 211-0222 | DPW, PowerRail Standoff, Super Post, 8", 1.75" diameter, Clear, Qty. 1, PRM-SP8 | 50 |  | No | Racking | Soligent De-listing | 0 |  | De-Listing & Stock Qty Unavailable |  | Not Applicable
211-0223 | 211-0223 | DPW, PowerRail Standoff, Super Post, 10", 1.75" diameter, Clear, Qty. 1, PRM-SP10 | 53 |  | No | Racking | Soligent De-listing | 0 |  | De-Listing & Stock Qty Unavailable |  | Not Applicable
211-0228 | 211-0228 | IronRidge, End Clamp, E, 1.71", 42.7 - 44.2mm, Black, Qty. 4, 29-7000-171B | 15 |  | No | Racking | Soligent De-listing | 0 |  | De-Listing & Stock Qty Unavailable |  | Not Applicable
211-0229 | 211-0229 | IronRidge, L-Feet and Hardware, Black, Qty. 4, 29-7000-017B | 38 |  | No | Racking | Vendor De-listing | 0 |  | De-Listing & Stock Qty Unavailable |  | Not Applicable
211-0230 | 211-0230 | IronRidge, Mid Clamp, A-B-I, with 2.0" Hex Bolt, 30-37mm, Black, Qty. 4, 29-7000-105B | 6.09 |  | No | Racking | Vendor De-listing | 5.71 |  | De-Listing & Stock Qty Unavailable |  | Not Applicable
211-0231 | 211-0231 | IronRidge, Mid Clamp, C-D-E-J, with 2.25" Hex Bolt, 38-45mm, Black, Qty. 4, 29-7000-101B | 11.2 |  | No | Racking | Vendor De-listing | 5.71 |  | De-Listing & Stock Qty Unavailable |  | Not Applicable
211-0232 | 211-0232 | IronRidge, Mid Clamp, H, with 2.75" Hex Bolt, 52-60mm, Black, Qty. 4, 29-7000-104B | 15 |  | No | Racking | Vendor De-listing | 0 |  | De-Listing & Stock Qty Unavailable |  | Not Applicable
211-0233 | 211-0233 | IronRidge, End Clamp, J, 1.65", 41.1 - 42.7mm, Clear, Qty. 4, 29-7000-165 | 9.6 |  | No | Racking | Vendor De-listing | 0 |  | De-Listing & Stock Qty Unavailable |  | Not Applicable
211-0234 | 211-0234 | ProSolar, SolarWedge, 1 Degree, with 1 ea 5" lower & 5" upper post, Qty. 1, SW1A-1 | 16.4 |  | No | Racking | Vendor De-listing | 15.4 |  | De-Listing & Stock Qty Unavailable |  | Not Applicable
211-0235_U | 211-0235_U | ProSolar, SolarWedge, 5 Degrees, with 1 ea 5" lower & 8" upper post, Qty. 1, SW5A-1 | 21.84 |  | No | Racking | Shippable | 21.56 |  | Shippable but Stock Qty Unavailable |  | Not Applicable
211-0236 : 211-0236 : 211-0236 : 211-0236_U | 211-0236 : 211-0236 : 211-0236_U | ProSolar, SolarWedge, 10 Degrees, with 1 ea 5" lower & 12" upper post, Qty. 1, SW10A-1 | 23.15 |  | No | Racking | Shippable | 22.86 |  | Shippable but Stock Qty Unavailable |  | Not Applicable
211-0237 : 211-0237 : 211-0237 : 211-0237_U | 211-0237 : 211-0237 : 211-0237_U | ProSolar, SolarWedge, 15 Degrees, with 1 ea 5" lower & 17" upper post, Qty. 1, SW15A-1 | 25.73 |  | No | Racking | Shippable | 25.41 |  | Shippable but Stock Qty Unavailable |  | Not Applicable
211-0241 | 211-0241 | QuickMount, Post, 1.25" OD X 17-1/2", Mill finish, Qty. 1, QM-QBP-17.5-M1 | 10.77 |  | No | Racking | Soligent De-listing | 7.88 |  | De-Listing & Stock Qty Unavailable |  | Not Applicable
211-0292 | 211-0292 | UniRac, Tilt Mount Kit for SolarMount 2' | 15.1 |  | No | Racking | Soligent De-listing | 0 |  | De-Listing & Stock Qty Unavailable |  | Not Applicable
211-0302 | 211-0302 | IronRidge, Ont FIT, Adjustable L-Foot, with hardware, Mill Finish, Qty. 1, 29-70CF-017 | 8 |  | No | Racking | Soligent De-listing | 0 |  | De-Listing & Stock Qty Unavailable |  | Not Applicable
211-0305 | 211-0305 | IronRidge, Ont FIT, XRS Splice Bar, with hardware, Mill Finish, Qty. 1, 29-70CS-010 | 4.55 |  | No | Racking | Vendor De-listing | 0 |  | De-Listing & Stock Qty Unavailable |  | Not Applicable
211-0310 | 211-0310 | AET, Rayport Roof Ballast Rack Grounding Strap, 80102 | 1.59 |  | No | Racking | Soligent De-listing | 0 |  | De-Listing & Stock Qty Unavailable |  | Not Applicable
211-0311 | 211-0311 | AET, Rayport Roof Ballast Rack Grounding Screw, 10-32 use for 4-4.2 mm panel grounding hole, 80083 | 0.15 |  | No | Racking | Soligent De-listing | 0 |  | De-Listing & Stock Qty Unavailable |  | Not Applicable
211-0312 | 211-0312 | AET, Rayport Roof Ballast Rack Grounding Screw, 8-32 use for 4 mm panel grounding hole, 80087 | 0.333 |  | No | Racking | Vendor De-listing | 0 |  | De-Listing & Stock Qty Unavailable |  | Not Applicable
211-0313 | 211-0313 | AET, Rayport Roof Ballast Rack Grounding Screw, 1/4-20 use for 9 mm panel grounding hole, 80014 | 0.333 |  | No | Racking | Vendor De-listing | 0 |  | De-Listing & Stock Qty Unavailable |  | Not Applicable
211-0314 | 211-0314 | AET, Rayport Roof Ballast Rack Grounding Nut, 10-32 use for 4-4.2 mm panel grounding hole, 80128 | 0.26 |  | No | Racking | Soligent De-listing | 0 |  | De-Listing & Stock Qty Unavailable |  | Not Applicable
211-0315 | 211-0315 | AET, Rayport Roof Ballast Rack Grounding Nut, 8-32 use for 4 mm panel grounding hole, 80085 | 0.333 |  | No | Racking | Vendor De-listing | 0 |  | De-Listing & Stock Qty Unavailable |  | Not Applicable
211-0316 | 211-0316 | AET, Rayport Roof Ballast Rack Grounding Nut, 10-32 use for 4-4.2 mm panel grounding hole, 80143 | 0.333 |  | No | Racking | Vendor De-listing | 0 |  | De-Listing & Stock Qty Unavailable |  | Not Applicable
211-0317 | 211-0317 | AET, T6 Flush Mount U-Bracket Assembly to mount rail to roof attachment, 80111 | 12 |  | No | Racking | Vendor De-listing | 0 |  | De-Listing & Stock Qty Unavailable |  | Not Applicable
211-0318 | 211-0318 | AET, T6 Flush Mount Mid-Clamp Assembly, 80097 | 19 |  | No | Racking | Soligent De-listing | 0 |  | De-Listing & Stock Qty Unavailable |  | Not Applicable
211-0319 | 211-0319 | AET, T6 Flush Mount End-Clamp Assembly, 80098 | 11 |  | No | Racking | Vendor De-listing | 0 |  | De-Listing & Stock Qty Unavailable |  | Not Applicable
211-0320 | 211-0320 | AET, T6 Flush Mount Splice Kit, 80112 | 17 |  | No | Racking | Vendor De-listing | 0 |  | De-Listing & Stock Qty Unavailable |  | Not Applicable
211-0321 | 211-0321 | AET, Rayport Roof Ballast Rack Seismic Clip Kit, 80129 | 2 |  | No | Racking | Soligent De-listing | 0 |  | De-Listing & Stock Qty Unavailable |  | Not Applicable
211-0322 | 211-0322 | AET, Rayport Roof Ballast Rack Hard Mount Bracket, 80131 | 24.98 |  | No | Racking | Vendor De-listing | 0 |  | De-Listing & Stock Qty Unavailable |  | Not Applicable
211-0323 | 211-0323 | AET, Rayport Roof Ballast Rack Z-Bracket, 80022-46 | 2 |  | No | Racking | Soligent De-listing | 0 |  | De-Listing & Stock Qty Unavailable |  | Not Applicable
211-0324 | 211-0324 | AET, Rayport Roof Ballast Rack Bolt, 80013 | 1 |  | No | Racking | Soligent De-listing | 0 |  | De-Listing & Stock Qty Unavailable |  | Not Applicable
211-0325 | 211-0325 | IronRidge, End Clamp, J, 1.65", 41.1 - 42.7mm, Black, Qty. 4, 29-7000-165B | 15 |  | No | Racking | Vendor De-listing | 0 |  | De-Listing & Stock Qty Unavailable |  | Not Applicable
211-0326 | 211-0326 | IronRidge, End Clamp, I, 1.25", 31.0 - 32.5mm, Clear, Qty. 4, 29-7000-125 | 5.22 |  | No | Racking | Vendor De-listing | 4.9 |  | De-Listing & Stock Qty Unavailable |  | Not Applicable
211-0337 | 211-0337 | DPW, PowerRail P8 Low-Profile Telescoping Tilt Kits, legs that range from 20-35 degrees, Clear, Qty. 1, P8-TL35 | 184 |  | No | Racking | Soligent De-listing | 0 |  | De-Listing & Stock Qty Unavailable |  | Not Applicable
211-0338 | 211-0338 | DPW, PowerRail P8 Low-Profile Telescoping Tilt Kits, legs that range from 24-45 degrees, Clear, Qty. 1, P8-TL45 | 189 |  | No | Racking | Soligent De-listing | 0 |  | De-Listing & Stock Qty Unavailable |  | Not Applicable
211-0339 | 211-0339 | DPW, PowerRail P8 Low-Profile Telescoping Tilt Kits, legs that range from 28-55 degrees, Clear, Qty. 1, P8-TL55 | 195 |  | No | Racking | Soligent De-listing | 0 |  | De-Listing & Stock Qty Unavailable |  | Not Applicable
211-0340 | 211-0340 | DPW, PowerRail P8 Low-Profile Telescoping Tilt Kits, legs that range from 30-65 degrees, Clear, Qty. 1, P8-TL65 | 201 |  | No | Racking | Soligent De-listing | 0 |  | De-Listing & Stock Qty Unavailable |  | Not Applicable
211-0341 | 211-0341 | DPW, PowerRail P8 Splice Plate, Clear, Qty. 1, P8-SPK | 9.86 |  | No | Racking | Soligent De-listing | 0 |  | De-Listing & Stock Qty Unavailable |  | Not Applicable
211-0342 | 211-0342 | DPW, PowerRail P8 Low-Profile One-Piece Tilt Kits, One-Piece legs for a 15 degree tilt, Clear, Qty. 1, P8-OP15 | 124 |  | No | Racking | Soligent De-listing | 0 |  | De-Listing & Stock Qty Unavailable |  | Not Applicable
211-0343 | 211-0343 | DPW, PowerRail P8 Low-Profile One-Piece Tilt Kits, One-Piece legs for a 25 degree tilt, Clear, Qty. 1, P8-OP25 | 130 |  | No | Racking | Soligent De-listing | 0 |  | De-Listing & Stock Qty Unavailable |  | Not Applicable
211-0344 | 211-0344 | DPW, PowerRail P8 Low-Profile One-Piece Tilt Kits, One-Piece legs for a 35 degree tilt, Clear, Qty. 1, P8-OP35 | 136 |  | No | Racking | Soligent De-listing | 0 |  | De-Listing & Stock Qty Unavailable |  | Not Applicable
211-0345 | 211-0345 | DPW, PowerRail P8 Low-Profile One-Piece Tilt Kits, One-Piece legs for a 45 degree tilt, Clear, Qty. 1, P8-OP45 | 27 |  | No | Racking | Soligent De-listing | 0 |  | De-Listing & Stock Qty Unavailable |  | Not Applicable
211-0346 | 211-0346 | DPW, PowerRail P8 Low-Profile One-Piece Tilt Kits, One-Piece legs for a 55 degree tilt, Clear, Qty. 1, P8-OP55 | 148 |  | No | Racking | Soligent De-listing | 0 |  | De-Listing & Stock Qty Unavailable |  | Not Applicable
211-0347 | 211-0347 | DPW, PowerRail P8 Low-Profile One-Piece Tilt Kits, One-Piece legs for a 65 degree tilt, Clear, Qty. 1, P8-OP65 | 154 |  | No | Racking | Soligent De-listing | 0 |  | De-Listing & Stock Qty Unavailable |  | Not Applicable
211-0348 | 211-0348 | IronRidge, End Clamp, I, 1.25", 31.0 - 32.5mm, Black, Qty. 4, 29-7000-125B | 15 |  | No | Racking | Vendor De-listing | 0 |  | De-Listing & Stock Qty Unavailable |  | Not Applicable
211-0349 | 211-0349 | UniRac, Standoff, FastFoot 3" Assembly, Qty. 1, 004003C | 50 |  | No | Racking | Vendor De-listing | 0 |  | De-Listing & Stock Qty Unavailable |  | Not Applicable
211-0350 | 211-0350 | UniRac, Standoff, FastFoot 4" Assembly, Qty. 1, 004004C | 34.77 |  | No | Racking | Vendor De-listing | 0 |  | De-Listing & Stock Qty Unavailable |  | Not Applicable
211-0351 | 211-0351 | UniRac, Standoff, FastFoot 7" Assembly, Qty. 1, 004005C | 52 |  | No | Racking | Vendor De-listing | 0 |  | De-Listing & Stock Qty Unavailable |  | Not Applicable
211-0353 | 211-0353 | UniRac, Fixed Tilt Leg, 15", Clear, Qty. 1, 307015M | 20 |  | No | Racking | Soligent De-listing | 0 |  | De-Listing & Stock Qty Unavailable |  | Not Applicable
211-0354 | 211-0354 | UniRac, Fixed Tilt Leg, 20", Clear, Qty. 1, 307020M | 23 |  | No | Racking | Soligent De-listing | 0 |  | De-Listing & Stock Qty Unavailable |  | Not Applicable
211-0355 | 211-0355 | UniRac, Fixed Tilt Leg, 34", Clear, Qty. 1, 307034M | 33.2 |  | No | Racking | Vendor De-listing | 0 |  | De-Listing & Stock Qty Unavailable |  | Not Applicable
211-0356 | 211-0356 | UniRac, Standoff, Raised Flange 3" Steel, 1.625" OD, without lag bolts, Qty. 1, 004302G | 19.2 |  | No | Racking | Vendor De-listing | 0 |  | De-Listing & Stock Qty Unavailable |  | Not Applicable
211-0358 | 211-0358 | UniRac, Standoff, Raised Flange 4" Steel, 1.625" OD, without lag bolts, Qty. 1, 004402G | 23 |  | No | Racking | Vendor De-listing | 0 |  | De-Listing & Stock Qty Unavailable |  | Not Applicable
211-0359 | 211-0359 | UniRac, Standoff, Raised Flange 6" Steel, 1.625" OD, without lag bolts, Qty. 1, 004602G | 9.97 |  | No | Racking | Vendor De-listing | 0 |  | De-Listing & Stock Qty Unavailable |  | Not Applicable
211-0360 | 211-0360 | UniRac, Standoff, 1 Piece Zinc Plated Steel Flat-top, 7", without lag bolts, Clear, Qty. 1, 004701G | 23.8 |  | No | Racking | Vendor De-listing | 0 |  | De-Listing & Stock Qty Unavailable |  | Not Applicable
211-0361 | 211-0361 | UniRac, Standoff, Raised Flange 7" Steel, 1.625" OD, without lag bolts, Qty. 1, 004702G | 24 |  | No | Racking | Vendor De-listing | 0 |  | De-Listing & Stock Qty Unavailable |  | Not Applicable
211-0362 | 211-0362 | IronRidge, Adjustable Tilt Leg, 16" (18-22"), Qty.1, 51-7516-016H | 95 |  | No | Racking | Vendor De-listing | 0 |  | De-Listing & Stock Qty Unavailable |  | Not Applicable
211-0363 | 211-0363 | IronRidge, Adjustable Tilt Leg, 28" (30-46"), Qty.1, 51-7528-028H | 105 |  | No | Racking | Vendor De-listing | 0 |  | De-Listing & Stock Qty Unavailable |  | Not Applicable
211-0364 | 211-0364 | IronRidge, Adjustable Tilt Leg, 56" (58-94"), Qty.1, 51-7556-056H | 147 |  | No | Racking | Vendor De-listing | 0 |  | De-Listing & Stock Qty Unavailable |  | Not Applicable
211-0367 | 211-0367 | IronRidge, XRL End Cap, Qty. 1 ONLY, 29-4000-088-1piece | 1 |  | No | Racking | Vendor De-listing | 0 |  | De-Listing & Stock Qty Unavailable |  | Not Applicable
211-0368 | 211-0368 | IronRidge, XRS End Cap, Qty. 1 ONLY, 29-4000-099-1piece | 1 |  | No | Racking | Vendor De-listing | 0 |  | De-Listing & Stock Qty Unavailable |  | Not Applicable
211-0369 | 211-0369 | QuickMount, Mounts for Low Slope Roofs -no flashing, 3 1/4" post + 1/2" base, Mill Finish, Q-Base, Qty. 1, QMLSH-3.75-A-12 | 14.38 |  | No | Racking | Vendor De-listing | 10.52 |  | De-Listing & Stock Qty Unavailable |  | Not Applicable
211-0370 | 211-0370 | QuickMount, Mounts for Low Slope Roofs -no flashing, 3 1/4" post + 1/2" base, Bronze, QBASE, Qty. 1, QMLSH-3.75 B 1 | 40 |  | No | Racking | Soligent De-listing | 0 |  | De-Listing & Stock Qty Unavailable |  | Not Applicable
211-0371 | 211-0371 | QuickMount, Mounts for Low Slope Roofs -no flashing, 6 1/2" post + 1/2" base, Mill Finish, Q-Base, Qty. 1, QMLSH-7-A-12 | 11.38 |  | No | Racking | Vendor De-listing | 11.24 |  | De-Listing & Stock Qty Unavailable |  | Not Applicable
211-0371 : 211-0371 : 211-0371_U | 211-0371 : 211-0371_U | QuickMount, Mounts for Low Slope Roofs -no flashing, 6 1/2" post + 1/2" base, Mill Finish, Q-Base, Qty. 1, QMLSH-7-A-12 | 11.38 |  | No | Racking | Vendor De-listing | 11.24 |  | De-Listing & Stock Qty Unavailable |  | Not Applicable
211-0372 | 211-0372 | QuickMount, Mounts for Low Slope Roofs -no flashing, 6 1/2" post + 1/2" base, Bronze, QBASE, Qty. 1, QMLSH-7 B 1 | 40 |  | No | Racking | Soligent De-listing | 0 |  | De-Listing & Stock Qty Unavailable |  | Not Applicable
211-0373 | 211-0373 | QuickMount, Mounts for Low Slope Roofs -no flashing, 8 1/2" post + 1/2" base, Mill Finish, Q-Base, Qty. 1, QMLSH-9-A-12 | 12.28 |  | No | Racking | Vendor De-listing | 12.12 |  | De-Listing & Stock Qty Unavailable |  | Not Applicable
211-0373 : 211-0373 : 211-0373_U | 211-0373 : 211-0373_U | QuickMount, Mounts for Low Slope Roofs -no flashing, 8 1/2" post + 1/2" base, Mill Finish, Q-Base, Qty. 1, QMLSH-9-A-12 | 12.28 |  | No | Racking | Vendor De-listing | 12.12 |  | De-Listing & Stock Qty Unavailable |  | Not Applicable
211-0374 | 211-0374 | QuickMount, Mounts for Low Slope Roofs -no flashing, 8 1/2" post + 1/2" base, Bronze, QBASE, Qty. 1, QMLSH-9 B 1 | 45 |  | No | Racking | Soligent De-listing | 0 |  | De-Listing & Stock Qty Unavailable |  | Not Applicable
211-0375 | 211-0375 | QuickMount, Mounts for Low Slope Roofs -no flashing, 11 1/2" post + 1/2" base, Mill Finish, Q-Base, Qty. 1, QMLSH-12-A-12 | 15.64 |  | No | Racking | Vendor De-listing | 13.1 |  | De-Listing & Stock Qty Unavailable |  | Not Applicable
211-0376 | 211-0376 | QuickMount, Mounts for Low Slope Roofs -no flashing, 11 1/2" post + 1/2" base, Bronze, QBASE, Qty. 1, QMLSH B 1 | 49 |  | No | Racking | Soligent De-listing | 0 |  | De-Listing & Stock Qty Unavailable |  | Not Applicable
211-0377 | 211-0377 | EcoFasten, Eco-44, Base Plate, 4" X 4", with 4 fastener holes, includes one 3/8" ID bonded washer and one 3/8" hex nut, Stainless Steel, Qty. 1, EF-44-SS | 22 |  | No | Racking | Soligent De-listing | 0 |  | De-Listing & Stock Qty Unavailable |  | Not Applicable
211-0378 | 211-0378 | EcoFasten, Standoff, 6" x 1.25" Post, with 1 Counter-sunk 3/8"-16 tapped hole in bottom & 3/8"-16 tapped hole in top of post, use for Eco-44/Eco-44R, includes one 3/8-16" x 1-1/4" bolt and one 3/8" flange nut, Qty. 1, P-6-CSK | 14 |  | No | Racking | Soligent De-listing | 0 |  | De-Listing & Stock Qty Unavailable |  | Not Applicable
211-0382 | 211-0382 | IronRidge, Mid Clamp, A-B-I, with 2.0" T-Bolt, 30-37mm, Clear, Qty. 4, 29-70TB-105 | 9.86 |  | No | Racking | Vendor De-listing | 0 |  | De-Listing & Stock Qty Unavailable |  | Not Applicable
211-0383 | 211-0383 | IronRidge, Mid Clamp, C-D-E-J, with 2.25" T-Bolt, 38-45mm, Clear, Qty. 4, 29-70TB-101 | 3.91 |  | No | Racking | Vendor De-listing | 3.67 |  | De-Listing & Stock Qty Unavailable |  | Not Applicable
211-0384 | 211-0384 | IronRidge, Mid Clamp, F-G-K, with 2.5" T-Bolt, 45-52mm, Clear, Qty. 4, 29-70TB-108 | 4 |  | No | Racking | Vendor De-listing | 3.64 |  | De-Listing & Stock Qty Unavailable |  | Not Applicable
211-0385 | 211-0385 | IronRidge, Mid Clamp, H, with 2.75" T-Bolt, 52-60mm, Clear, Qty. 4, 29-70TB-104 | 9.86 |  | No | Racking | Vendor De-listing | 0 |  | De-Listing & Stock Qty Unavailable |  | Not Applicable
211-0386 | 211-0386 | IronRidge, Mid Clamp, A-B-I, with 2.0" T-Bolt, 30-37mm, Black, Qty. 4, 29-70TB-105B | 17 |  | No | Racking | Vendor De-listing | 0 |  | De-Listing & Stock Qty Unavailable |  | Not Applicable
211-0387 | 211-0387 | IronRidge, Mid Clamp, C-D-E-J, with 2.25" T-Bolt, 38-45mm, Black, Qty. 4, 29-70TB-101B | 7.11 |  | No | Racking | Vendor De-listing | 6.46 |  | De-Listing & Stock Qty Unavailable |  | Not Applicable
211-0388 | 211-0388 | IronRidge, Mid Clamp, F-G-K, with 2.5" T-Bolt, 45-52mm, Black, Qty. 4, 29-70TB-108B | 12.8 |  | No | Racking | Vendor De-listing | 6.53 |  | De-Listing & Stock Qty Unavailable |  | Not Applicable
211-0389 | 211-0389 | IronRidge, Mid Clamp, H, with 2.75" T-Bolt, 52-60mm, Black, Qty. 4, 29-70TB-104B | 17 |  | No | Racking | Vendor De-listing | 0 |  | De-Listing & Stock Qty Unavailable |  | Not Applicable
211-0390 | 211-0390 | DPW, PowerRail P6 Low-Profile One-Piece Tilt Kits, One-Piece legs for a 15 degree tilt, Clear, Qty. 1, P6-OP15 | 101 |  | No | Racking | Soligent De-listing | 0 |  | De-Listing & Stock Qty Unavailable |  | Not Applicable
211-0391 | 211-0391 | DPW, PowerRail P6 Low-Profile One-Piece Tilt Kits, One-Piece legs for a 25 degree tilt, Clear, Qty. 1, P6-OP25 | 107 |  | No | Racking | Soligent De-listing | 0 |  | De-Listing & Stock Qty Unavailable |  | Not Applicable
211-0392 | 211-0392 | DPW, PowerRail P6 Low-Profile One-Piece Tilt Kits, One-Piece legs for a 35 degree tilt, Clear, Qty. 1, P6-OP35 | 113 |  | No | Racking | Soligent De-listing | 0 |  | De-Listing & Stock Qty Unavailable |  | Not Applicable
211-0393 | 211-0393 | DPW, PowerRail P6 Low-Profile One-Piece Tilt Kits, One-Piece legs for a 45 degree tilt, Clear, Qty. 1, P6-OP45 | 118 |  | No | Racking | Soligent De-listing | 0 |  | De-Listing & Stock Qty Unavailable |  | Not Applicable
211-0394 | 211-0394 | DPW, PowerRail P6 Low-Profile One-Piece Tilt Kits, One-Piece legs for a 55 degree tilt, Clear, Qty. 1, P6-OP55 | 124 |  | No | Racking | Soligent De-listing | 0 |  | De-Listing & Stock Qty Unavailable |  | Not Applicable
211-0395 | 211-0395 | DPW, PowerRail P6 Low-Profile One-Piece Tilt Kits, One-Piece legs for a 65 degree tilt, Clear, Qty. 1, P6-OP65 | 130 |  | No | Racking | Soligent De-listing | 0 |  | De-Listing & Stock Qty Unavailable |  | Not Applicable
211-0396 | 211-0396 | DPW, PowerRail P6 Low-Profile Telescoping Tilt Kits, legs that range from 20-35 degrees, Clear, Qty. 1, P6-TL35 | 160 |  | No | Racking | Soligent De-listing | 0 |  | De-Listing & Stock Qty Unavailable |  | Not Applicable
211-0397 | 211-0397 | DPW, PowerRail P6 Low-Profile Telescoping Tilt Kits, legs that range from 24-45 degrees, Clear, Qty. 1, P6-TL45 | 166 |  | No | Racking | Soligent De-listing | 0 |  | De-Listing & Stock Qty Unavailable |  | Not Applicable
211-0398 | 211-0398 | DPW, PowerRail P6 Low-Profile Telescoping Tilt Kits, legs that range from 28-55 degrees, Clear, Qty. 1, P6-TL55 | 172 |  | No | Racking | Soligent De-listing | 0 |  | De-Listing & Stock Qty Unavailable |  | Not Applicable
211-0399 | 211-0399 | DPW, PowerRail P6 Low-Profile Telescoping Tilt Kits, legs that range from 30-65 degrees, Clear, Qty. 1, P6-TL65 | 178 |  | No | Racking | Soligent De-listing | 0 |  | De-Listing & Stock Qty Unavailable |  | Not Applicable
211-0401 | 211-0401 | DPW, PowerRail P6/P8 Corrugated Roof Mount, Clear, Qty. 1, PRM-CMB | 7.7 |  | No | Racking | Soligent De-listing | 7.6 |  | De-Listing & Stock Qty Unavailable |  | Not Applicable
211-0402 | 211-0402 | DPW, PowerRail Standoff, Super Post, 7", 1.75" diameter, Clear, Qty. 1, PRM SP7 | 48 |  | No | Racking | Soligent De-listing | 0 |  | De-Listing & Stock Qty Unavailable |  | Not Applicable
211-0403 | 211-0403 | DPW, PowerRail Standoff, Super Post, 9", 1.75" diameter, Clear, Qty. 1, PRM SP9 | 52 |  | No | Racking | Soligent De-listing | 0 |  | De-Listing & Stock Qty Unavailable |  | Not Applicable
211-0405 | 211-0405 | Zep Solar, Enphase Connector Bracket, ZSII / ZSIII, Qty. 1, 850-1209-001 | 9 |  | No | Racking | Soligent De-listing | 0 |  | De-Listing & Stock Qty Unavailable |  | Not Applicable
211-0408 | 211-0408 | ProSolar, End Clamp 1.486" (37.7mm-38.2mm), Black, Qty. 1, C1486EC-1B | 3.15 |  | No | Racking | Vendor De-listing | 0 |  | De-Listing & Stock Qty Unavailable |  | Not Applicable
211-0412 | 211-0412 | DPW, PowerRail P6/P8 L Foot, 3.5", with Turn bolt and butyl backing, Clear, Qty. 1, PRM-LF3-x | 5.13 |  | No | Racking | Soligent De-listing | 5.06 |  | De-Listing & Stock Qty Unavailable |  | Not Applicable
211-0413 | 211-0413 | UniRac, SM(E) Retaining Splice for beam with 4 Tec screws, Mill Finish, Qty. 1, 003002M | 6 |  | No | Racking | Vendor De-listing | 0 |  | De-Listing & Stock Qty Unavailable |  | Not Applicable
211-0414 | 211-0414 | UniRac, SM(E) Leveling Gauge, 6 leaf breakaway Aluminum Shim, Mill Finish, Qty. 1, 003004M | 7 |  | No | Racking | Vendor De-listing | 0 |  | De-Listing & Stock Qty Unavailable |  | Not Applicable
211-0415 | 211-0415 | UniRac, SM(E)/SM(I) Clip for one-flange, Mill Finish, Qty. 1, 003005M | 0.83 |  | No | Racking | Vendor De-listing | 0 |  | De-Listing & Stock Qty Unavailable |  | Not Applicable
211-0416 | 211-0416 | UniRac, SM(E) Positive Stop for beam with 2 Tec screws, Mill Finish, Qty. 1, 003007M | 3 |  | No | Racking | Vendor De-listing | 0 |  | De-Listing & Stock Qty Unavailable |  | Not Applicable
211-0417 | 211-0417 | UniRac, SM(E)/SM(I) One-Flange foot, no hardware, Mill Finish, Qty. 1, 004009M | 7 |  | No | Racking | Vendor De-listing | 0 |  | De-Listing & Stock Qty Unavailable |  | Not Applicable
211-0418 | 211-0418 | UniRac, SM(E) Fixed Tilt Leg, 7", 5/16", Mill Finish, Qty. 1, 007007M | 23 |  | No | Racking | Vendor De-listing | 0 |  | De-Listing & Stock Qty Unavailable |  | Not Applicable
211-0419 | 211-0419 | UniRac, SM(E) Fixed Tilt Leg, 15", 5/16", Mill Finish, Qty. 1, 007015M | 29 |  | No | Racking | Vendor De-listing | 0 |  | De-Listing & Stock Qty Unavailable |  | Not Applicable
211-0420 | 211-0420 | UniRac, SM(E) Fixed Tilt Leg, 20", 5/16", Mill Finish, Qty. 1, 007020M | 32 |  | No | Racking | Vendor De-listing | 0 |  | De-Listing & Stock Qty Unavailable |  | Not Applicable
211-0421 | 211-0421 | UniRac, SM(E) Fixed Tilt Leg, 34", 5/16", Mill Finish, Qty. 1, 007034M | 42 |  | No | Racking | Vendor De-listing | 0 |  | De-Listing & Stock Qty Unavailable |  | Not Applicable
211-0422 : 211-0422 : 211-0422 : 211-0422_U | 211-0422 : 211-0422 : 211-0422_U | ProSolar, FastJack, Standoff, E-Series 2", Qty. 1, FJE-200-1 | 3.92 |  | No | Racking | Shippable | 3.88 |  | Shippable but Stock Qty Unavailable |  | Not Applicable
211-0423 | 211-0423 | ProSolar, FoamJack with Tek Base, 1/2" Post, Qty. 1, FMJ-612-1T | 10 |  | No | Racking | Vendor De-listing | 0 |  | De-Listing & Stock Qty Unavailable |  | Not Applicable
211-0424 | 211-0424 | ProSolar, TileTrac, 2.5" (med studs- 2 1/2") Qty. 1, TT-1-2.5 | 14 |  | No | Racking | Vendor De-listing | 0 |  | De-Listing & Stock Qty Unavailable |  | Not Applicable
211-0425 | 211-0425 | EcoFasten, Bracket, Oblong-shaped, with 2 Counter-sunk fastener holes & three 3/8"-16 tapped holes in the top, use for GF/QF/Eco-65, Includes 1"Flange bolt, F-203 | 27 |  | No | Racking | Soligent De-listing | 0 |  | De-Listing & Stock Qty Unavailable |  | Not Applicable
211-0426 | 211-0426 | Sharp, Front Clip for Sharp Tile, Qty. 1, SZRUCL01 | 14.43 |  | No | Racking | Soligent De-listing | 0 |  | De-Listing & Stock Qty Unavailable |  | Not Applicable
211-0427 | 211-0427 | EcoFasten, Eco-65, Base Plate, 6" x 5.5", with 8 fastener holes, includes two 1" 5/16-18 studs, Stainless Steel, Qty. 1, EF-65-SS | 38 |  | No | Racking | Soligent De-listing | 0 |  | De-Listing & Stock Qty Unavailable |  | Not Applicable
211-0428 | 211-0428 | AET, T6 End Cap, Clear, Qty. 1, 80148 | 21 |  | No | Racking | Soligent De-listing | 0 |  | De-Listing & Stock Qty Unavailable |  | Not Applicable
211-0430 | 211-0430 | DPW, PowerRail P14 L-Mounting Foot, Qty. 1, P14-LF | 17 |  | No | Racking | Soligent De-listing | 0 |  | De-Listing & Stock Qty Unavailable |  | Not Applicable
211-0431 | 211-0431 | DPW, PowerRail P14 Splice Plate, Clear, Qty. 1, P14-SPK | 25 |  | No | Racking | Soligent De-listing | 0 |  | De-Listing & Stock Qty Unavailable |  | Not Applicable
211-0432 | 211-0432 | UniRac, SM(E) Fixed Tilt Leg, 7", 3/8" Bolt, Mill Finish, Qty. 1, 006007M | 21 |  | No | Racking | Soligent De-listing | 0 |  | De-Listing & Stock Qty Unavailable |  | Not Applicable
211-0433 | 211-0433 | UniRac, SM(E) Fixed Tilt Leg, 15", 3/8" Bolt, Mill Finish, Qty. 1, 006015M | 26 |  | No | Racking | Vendor De-listing | 0 |  | De-Listing & Stock Qty Unavailable |  | Not Applicable
211-0434 | 211-0434 | UniRac, SM(E) Fixed Tilt Leg, 20", 3/8" Bolt, Mill Finish, Qty. 1, 006020M | 29 |  | No | Racking | Soligent De-listing | 0 |  | De-Listing & Stock Qty Unavailable |  | Not Applicable
211-0435 | 211-0435 | UniRac, SM(E) Fixed Tilt Leg, 34", 3/8" Bolt, Mill Finish, Qty. 1, 006034M | 38 |  | No | Racking | Vendor De-listing | 0 |  | De-Listing & Stock Qty Unavailable |  | Not Applicable
211-0436 | 211-0436 | Zep Solar, ZSII, Comp Mount, Type B, Clear, Qty. 1, 850-1155-001 | 33 |  | No | Racking | Soligent De-listing | 0 |  | De-Listing & Stock Qty Unavailable |  | Not Applicable
211-0437 | 211-0437 | Zep Solar, ZSII, Comp Mount, Type B, Black, Qty. 1, 850-1153-001 | 34 |  | No | Racking | Soligent De-listing | 0 |  | De-Listing & Stock Qty Unavailable |  | Not Applicable
211-0438 | 211-0438 | Zep Solar, Big Foot, for corrugated metal roofs, Qty. 1, 850-1145 | 11.98 |  | No | Racking | Soligent De-listing | 0 |  | De-Listing & Stock Qty Unavailable |  | Not Applicable
211-0439 | 211-0439 | Zep Solar, Array Skirt, 1608MM, Black, Qty. 1, 850-1353-001 | 78 |  | No | Racking | Soligent De-listing | 0 |  | De-Listing & Stock Qty Unavailable |  | Not Applicable
211-0440 | 211-0440 | Zep Solar, Array Skirt, 1628MM, Black, Qty. 1, 850-1355-001 | 79 |  | No | Racking | Soligent De-listing | 0 |  | De-Listing & Stock Qty Unavailable |  | Not Applicable
211-0441 | 211-0441 | Zep Solar, Array Skirt, 1643MM, Black, Qty. 1, 850-1357-001 | 79 |  | No | Racking | Soligent De-listing | 0 |  | De-Listing & Stock Qty Unavailable |  | Not Applicable
211-0442 | 211-0442 | Zep Solar, Array Skirt, 1653MM, Black, Qty. 1, 850-1359-001 | 80 |  | No | Racking | Soligent De-listing | 0 |  | De-Listing & Stock Qty Unavailable |  | Not Applicable
211-0443 | 211-0443 | Zep Solar, Array Skirt, 1663MM, Black, Qty. 1, 850-1361-001 | 80 |  | No | Racking | Soligent De-listing | 0 |  | De-Listing & Stock Qty Unavailable |  | Not Applicable
211-0444 | 211-0444 | Zep Solar, Array Skirt, 1673MM, Black, Qty. 1, 850-1363-001 | 80 |  | No | Racking | Soligent De-listing | 0 |  | De-Listing & Stock Qty Unavailable |  | Not Applicable
211-0445 | 211-0445 | Zep Solar, Array Skirt, 1968MM, Black, Qty. 1, 850-1375-001 | 80 |  | No | Racking | Soligent De-listing | 0 |  | De-Listing & Stock Qty Unavailable |  | Not Applicable
211-0446 | 211-0446 | Zep Solar, Array Skirt, 1988MM, Black, Qty. 1, 850-1367-001 | 93 |  | No | Racking | Soligent De-listing | 0 |  | De-Listing & Stock Qty Unavailable |  | Not Applicable
211-0447 | 211-0447 | Zep Solar, Array Skirt, 1998MM, Black, Qty. 1, 850-1369-001 | 94 |  | No | Racking | Soligent De-listing | 0 |  | De-Listing & Stock Qty Unavailable |  | Not Applicable
211-0448 | 211-0448 | Zep Solar, Array Skirt, 2003MM, Black, Qty. 1, 850-1371-001 | 94 |  | No | Racking | Soligent De-listing | 0 |  | De-Listing & Stock Qty Unavailable |  | Not Applicable
211-0449 | 211-0449 | Zep Solar, Array Skirt, 2008MM, Black, Qty. 1, 850-1373-001 | 94 |  | No | Racking | Soligent De-listing | 0 |  | De-Listing & Stock Qty Unavailable |  | Not Applicable
211-0450 | 211-0450 | Zep Solar, Array Skirt, 2013MM, Black, Qty. 1, 850-1365-001 | 94 |  | No | Racking | Soligent De-listing | 0 |  | De-Listing & Stock Qty Unavailable |  | Not Applicable
211-0451 | 211-0451 | Zep Solar, END CAP, Black, Qty. 1, 850-1405-001 | 5.43 |  | No | Racking | Soligent De-listing | 0 |  | De-Listing & Stock Qty Unavailable |  | Not Applicable
211-0452 | 211-0452 | IronRidge, XRL End Caps, Qty. 1 bag of 20, 29-4000-088 | 13.15 |  | No | Racking | Vendor De-listing | 0 |  | De-Listing & Stock Qty Unavailable |  | Not Applicable
211-0453 | 211-0453 | IronRidge, XRS End Caps, Qty. 1 bag of 20, 29-4000-099 | 18 |  | No | Racking | Vendor De-listing | 0 |  | De-Listing & Stock Qty Unavailable |  | Not Applicable
211-0454 | 211-0454 | EcoFasten, L Bracket, 3" tall, for composition roof, for GF1/GF2/QF, includes one 3/8-16" x 1-1/4" bolt and one 3/8" flange nut, Mill finish, Qty. 1, L-102-3 | 4.98 |  | No | Racking | Vendor De-listing | 2.54 |  | De-Listing & Stock Qty Unavailable |  | Not Applicable
211-0455 | 211-0455 | Zep Solar, Zep Span System, Spanner Bar, Qty. 1, 850-1192 | 21.4 |  | No | Racking | Vendor De-listing | 0 |  | De-Listing & Stock Qty Unavailable |  | Not Applicable
211-0456 | 211-0456 | Zep Solar, Zep Span System, Spanner clamp, Qty. 1, 850-1194-001 | 11.5 |  | No | Racking | Vendor De-listing | 0 |  | De-Listing & Stock Qty Unavailable |  | Not Applicable
211-0457 | 211-0457 | Zep Solar, Zep Span System, Bar sleeve, Qty. 1, 850-1143 | 1.24 |  | No | Racking | Vendor De-listing | 0 |  | De-Listing & Stock Qty Unavailable |  | Not Applicable
211-0458 | 211-0458 | EcoFasten, Eco-65, Bracket, 2.75" tall Z-bracket, with 2 Counter-sunk fasteners in the Bottom and 2 Slotted Hole in the Top, for Built-up roof, for GF2/SimpleSeal, includes two 3/8-16" x 1-1/4" bolts and two 3/8" flange nuts, Mill finish, Qty. 1, Z-202 | 29 |  | No | Racking | Soligent De-listing | 0 |  | De-Listing & Stock Qty Unavailable |  | Not Applicable
211-0460 | 211-0460 | IronRidge, Splice XR10, Mill , Qty. 1, XR-10-SPLC | 5.6 |  | No | Racking | Vendor De-listing | 0 |  | De-Listing & Stock Qty Unavailable |  | Not Applicable
211-0461 | 211-0461 | IronRidge, Splice XR100, Mill , Qty. 1, XR-100-SPLC | 8.77 |  | No | Racking | Vendor De-listing | 0 |  | De-Listing & Stock Qty Unavailable |  | Not Applicable
211-0462 | 211-0462 | IronRidge, Splice XR1000, Mill , Qty. 1, XR-1000-SPLC | 4 |  | No | Racking | Vendor De-listing | 3.64 |  | De-Listing & Stock Qty Unavailable |  | Not Applicable
211-0463 | 211-0463 | IronRidge, End Cap XR10, Qty. one bag of 10 Sets, XR-10-CAP | 10.61 |  | No | Racking | Soligent De-listing | 9.77 |  | De-Listing & Stock Qty Unavailable |  | Not Applicable
211-0464 | 211-0464 | IronRidge, End Cap XR100, Qty. one bag of 10 Sets, XR-100-CAP | 10.54 |  | No | Racking | Soligent De-listing | 9.71 |  | De-Listing & Stock Qty Unavailable |  | Not Applicable
211-0465 | 211-0465 | IronRidge, End Cap XR1000, Qty. one bag of 10 Sets, XR-1000-CAP | 11.37 |  | No | Racking | Soligent De-listing | 10.47 |  | De-Listing & Stock Qty Unavailable |  | Not Applicable
211-0466 | 211-0466 | MSI, Outer splice, 13/52, 160mm, Mill finish, Qty. 1, 706-0082 | 4.05 |  | No | Racking | Vendor De-listing | 0 |  | De-Listing & Stock Qty Unavailable |  | Not Applicable
211-0467 | 211-0467 | MSI, L-foot slotted 11mm w/ std attach, Mill finish, Qty. 1, 707-0024 | 5 |  | No | Racking | Soligent De-listing | 0 |  | De-Listing & Stock Qty Unavailable |  | Not Applicable
211-0468 | 211-0468 | MSI, SunTop, L-Foot, 9mm, single, 1 pc of CMS-10073 | 3 |  | No | Racking | Soligent De-listing | 0 |  | De-Listing & Stock Qty Unavailable |  | Not Applicable
211-0469 | 211-0469 | MSI, Splice, Std 13/58, single, 706-0023 | 8 |  | No | Racking | Soligent De-listing | 0 |  | De-Listing & Stock Qty Unavailable |  | Not Applicable
211-0470 | 211-0470 | MSI, Conergy, L-Feet, 11mm, 20 pack, 720-0548 | 66 |  | No | Racking | Soligent De-listing | 0 |  | De-Listing & Stock Qty Unavailable |  | Not Applicable
211-0471 | 211-0471 | UniRac, SolarMount Splice Bar Serrated, Integrated Bonding, Clear, Qty. 1, 303018C | 4.72 |  | No | Racking | Vendor De-listing | 0 |  | De-Listing & Stock Qty Unavailable |  | Not Applicable
211-0472 | 211-0472 | UniRac, SolarMount Splice Bar Serrated, Integrated Bonding, Dark Qty. 1, 303018D | 5.4 |  | No | Racking | Vendor De-listing | 0 |  | De-Listing & Stock Qty Unavailable |  | Not Applicable
211-0473 : 211-0473 : 211-0473 : 211-0473 : 211-0473_U | 211-0473 : 211-0473 : 211-0473 : 211-0473_U | UniRac, SolarMount L-Foot Serrated, Integrated Bonding, withT-Bolt, Clear, Qty. 1,304001C | 2.78 |  | No | Racking | Shippable | 2.75 |  | Shippable but Stock Qty Unavailable |  | Not Applicable
211-0474 : 211-0474 : 211-0474 : 211-0474_U | 211-0474 : 211-0474 : 211-0474_U | UniRac, SolarMount L-Foot Serrated, Integrated Bonding, withT-Bolt, Dark, Qty. 1, 304001D | 2.91 |  | No | Racking | Shippable | 2.87 |  | Shippable but Stock Qty Unavailable |  | Not Applicable
211-0475 : 211-0475 : 211-0475 : 211-0475_U | 211-0475 : 211-0475 : 211-0475_U | ProSolar, Universal Self-Grounding Splice, includes hardware, Clear, Qty. 1, A-SPLICE-1-G | 3.82 |  | No | Racking | Shippable | 3.77 |  | Shippable but Stock Qty Unavailable |  | Not Applicable
211-0476 | 211-0476 | ProSolar, Universal Self-Grounding Splice, includes hardware, Black, Qty. 1, A-SPLICE-1-GB | 4.02 |  | No | Racking | Vendor De-listing | 3.97 |  | De-Listing & Stock Qty Unavailable |  | Not Applicable
211-0476 : 211-0476 : 211-0476 : 211-0476_U | 211-0476 : 211-0476 : 211-0476_U | ProSolar, Universal Self-Grounding Splice, includes hardware, Black, Qty. 1, A-SPLICE-1-GB | 4.02 |  | No | Racking | Shippable | 3.97 |  | Shippable but Stock Qty Unavailable |  | Not Applicable
211-0477 : 211-0477 : 211-0477 : 211-0477_U | 211-0477 : 211-0477 : 211-0477_U | ProSolar, TileTrac 6", with hardware and Stainless Steel flashing for Curved Tile Roof, with subflashing, Qty. 1, TT-1-T6-SF | 8.75 |  | No | Racking | Shippable | 8.64 |  | Shippable but Stock Qty Unavailable |  | Not Applicable
211-0478 : 211-0478 : 211-0478 : 211-0478_U | 211-0478 : 211-0478 : 211-0478_U | ProSolar, TileTrac 4", with hardware and Stainless Steel flashing for Flat Tile Roof, with subflashing, Qty. 1, TT-1-T4-SF | 8.75 |  | No | Racking | Shippable | 8.64 |  | Shippable but Stock Qty Unavailable |  | Not Applicable
211-0479 | 211-0479 | IronRidge, Tilt Leg Kit, 0-40 deg tilt, including brackets, both 6" legs, Aluminum Mill Finish, Qty. 1, 51-7206-006 | 40 |  | No | Racking | Vendor De-listing | 0 |  | De-Listing & Stock Qty Unavailable |  | Not Applicable
211-0480 | 211-0480 | IronRidge, Fixed Tilt Leg, Kit, 7", Mill, Qty. 1, TM-FTL-007 | 34 |  | No | Racking | Vendor De-listing | 0 |  | De-Listing & Stock Qty Unavailable |  | Not Applicable
211-0486 | 211-0486 | IronRidge, Splice XR10, Bonding, with 4 screws, Mill, UFO series, Qty. 1, XR-10-SPLC-BD | 6.48 |  | No | Racking | Soligent De-listing | 0 |  | De-Listing & Stock Qty Unavailable |  | Not Applicable
211-0487 | 211-0487 | IronRidge, Splice XR100, Bonding, with 4 screws, Mill, UFO series, Qty. 1, XR-100-SPLC-BD | 2.8 |  | No | Racking | Soligent De-listing | 2.63 |  | De-Listing & Stock Qty Unavailable |  | Not Applicable
211-0488 | 211-0488 | IronRidge, Splice XR1000, Bonding, with 4 screws, Mill, UFO series, Qty. 1, XR-1000-SPLC-BD | 8.32 |  | No | Racking | Soligent De-listing | 0 |  | De-Listing & Stock Qty Unavailable |  | Not Applicable
211-0489 | 211-0489 | IronRidge, Slotted L-Foot, with Bonding Bolt, Mill, UFO series, Qty. 4, FM-LFT-002 | 22.99 |  | No | Racking | Vendor De-listing | 0 |  | De-Listing & Stock Qty Unavailable |  | Not Applicable
211-0490 | 211-0490 | IronRidge, Slotted L-Foot, with Bonding Bolt, Black, UFO series, Qty. 4, FM-LFT-002-B | 21 |  | No | Racking | Vendor De-listing | 0 |  | De-Listing & Stock Qty Unavailable |  | Not Applicable
211-0491 | 211-0491 | IronRidge, Slotted L-Foot, hardware not included, Mill, UFO series, Qty. 4, FM-LFT-003 | 9.2 |  | No | Racking | Soligent De-listing | 0 |  | De-Listing & Stock Qty Unavailable |  | Not Applicable
211-0492 | 211-0492 | IronRidge, Slotted L-Foot, hardware not included, Black, UFO series, Qty. 4, FM-LFT-003-B | 9.6 |  | No | Racking | Soligent De-listing | 0 |  | De-Listing & Stock Qty Unavailable |  | Not Applicable
211-0493 | 211-0493 | UniRac, DGFT - Ground Fixed Tilt RAIL SPLICE KIT, 404014 | 13.35 |  | No | Racking | Shippable | 13.19 |  | Shippable but Stock Qty Unavailable | USMS100-0376 | Already Listed
211-0494 : 211-0494 : 211-0494 : 211-0494 : 211-0494_U | 211-0494 : 211-0494 : 211-0494 : 211-0494_U | UniRac, SolarMount Splice-Bar, Integrated Bonding, Mill, Qty. 1, 303019M | 5.36 |  | No | Racking | Shippable | 5.29 |  | Shippable but Stock Qty Unavailable |  | Not Applicable
211-0495 | 211-0495 | UniRac, SunFrame Splice Bar, Mill, Qty. 1, 303001M | 3.96 |  | No | Racking | Vendor De-listing | 0 |  | De-Listing & Stock Qty Unavailable |  | Not Applicable
211-0496 : 211-0496 : 211-0496 : 211-0496 : 211-0496_U | 211-0496 : 211-0496 : 211-0496 : 211-0496_U | UniRac, SolarMount Splice-Bar, Integrated Bonding, Dark Qty. 1, 303019D | 6.13 |  | No | Racking | Shippable | 6.06 |  | Shippable but Stock Qty Unavailable |  | Not Applicable
211-0499 | 211-0499 | UniRac, Metal R Panel Roof Mount, 004257M | 7.6 |  | No | Racking | Soligent De-listing | 7 |  | De-Listing & Stock Qty Unavailable |  | Not Applicable
211-0500 | 211-0500 | UniRac, SolarMount Open Slot L-Foot, Serrated, Integrated Bonding, with T-Bolt, Dark, Qty. 1, 304002D | 4.54 |  | No | Racking | Soligent De-listing | 4.18 |  | De-Listing & Stock Qty Unavailable |  | Not Applicable
211-0502 | 211-0502 | ProSolar, SolarWedge, 5 Degrees, 5” lower & 8”upper posts, Qty. 1 Box of 6,SW5A-1 | 132.56 |  | No | Racking | Soligent De-listing | 126.68 |  | De-Listing & Stock Qty Unavailable |  | Not Applicable
211-0503 | 211-0503 | ProSolar, SolarWedge, 10 Degrees, 5” lower & 12”upper posts, Qty. 1 Box of 6,SW10A-1 | 139.17 |  | No | Racking | Soligent De-listing | 133 |  | De-Listing & Stock Qty Unavailable |  | Not Applicable
211-0504 | 211-0504 | ProSolar, SolarWedge, 15 Degrees, 5” lower & 17”upper posts, Qty. 1 Box of 6,SW15A-1 | 153.54 |  | No | Racking | Soligent De-listing | 146.73 |  | De-Listing & Stock Qty Unavailable |  | Not Applicable
211-0506 | 211-0506 | PLP, Power Rail Standoff, Easy Power Post, 3", 1.31" diameter, Clear, Qty. 1, EP3 | 28 |  | No | Racking | Shippable | 27.65 |  | Shippable but Stock Qty Unavailable |  | Not Applicable
211-0507 | 211-0507 | PLP, Power Rail Standoff, Easy Power Post, 4", 1.31" diameter, Clear, Qty. 1, EP4 | 30.59 |  | No | Racking | Shippable | 30.21 |  | Shippable but Stock Qty Unavailable |  | Not Applicable
211-0508 | 211-0508 | PLP, Power Rail Standoff, Easy Power Post, 5", 1.31" diameter, Clear, Qty. 1, EP5 | 28.73 |  | No | Racking | Shippable | 28.37 |  | Shippable but Stock Qty Unavailable |  | Not Applicable
211-0509 | 211-0509 | PLP, Power Rail Standoff, Easy Power Post, 6", 1.31" diameter, Clear, Qty. 1, EP6 | 32.47 |  | No | Racking | Shippable | 32.06 |  | Shippable but Stock Qty Unavailable | USMS100-0449 | Already Listed
211-0510 | 211-0510 | PLP, Power Rail Standoff, Easy Power Post, 7", 1.31" diameter, Clear, Qty. 1, EP7 | 31.41 |  | No | Racking | Shippable | 31.01 |  | Shippable but Stock Qty Unavailable |  | Not Applicable
211-0516 | 211-0516 | ProSolar, SolarWedge, 5 Degrees, 5” lower & 8”upper posts, Qty. 1 ,SW5A-1 | 22.09 |  | No |  | Soligent De-listing | 21.11 |  | Not Applicable as per Item Classification |  | Not Applicable
211-0517 | 211-0517 | ProSolar, SolarWedge, 10 Degrees, 5” lower & 12”upper posts, Qty. 1 ,SW10A-1 | 23.19 |  | No | Racking | Soligent De-listing | 22.17 |  | De-Listing & Stock Qty Unavailable |  | Not Applicable
211-0518 | 211-0518 | ProSolar, SolarWedge, 15 Degrees, 5” lower & 17”upper posts, Qty. 1 ,SW15A-1 | 25.59 |  | No | Racking | Soligent De-listing | 24.46 |  | De-Listing & Stock Qty Unavailable |  | Not Applicable
211-0519 | 211-0519 | K2, 44X Rail Connector (splice) with Hardware, Dark Finish, 4000052 | 0.13 |  | No | Racking | Shippable | 0.13 |  | Shippable but Stock Qty Unavailable |  | Not Applicable
211-0523 | 211-0523 | SunModo, NanoMount, Deck Comp Roofs, Black, K50044-BK3 | 6.9 |  | No | Racking | Vendor De-listing | 6.81 |  | De-Listing & Stock Qty Unavailable |  | Not Applicable
211-0524 | 211-0524 | K2, 44X Rail Connector (splice) with Hardware, Mill Finish, 4000051 | 0.13 |  | No | Racking | Soligent De-listing | 0.13 |  | De-Listing & Stock Qty Unavailable |  | Not Applicable
211-0534 | 211-0534 | IronRidge, Aire Tie, A2 (Bonded Splice), AE-A2TIE-01-M1 | 5 |  | No | Racking | Shippable | 4.94 |  | Shippable but Stock Qty Unavailable |  | Not Applicable
211-7000 | 211-7000 | SnapNrack, SpeedSeal ¾ in. EMT Conduit Mounting kit, 242-05164 | 5.3 |  | No | Racking | Shippable | 5 |  | Shippable but Stock Qty Unavailable |  | Not Applicable
211-7003 | 211-7003 | QuickMount, Halo Ultra Grip, Black Finish, QM-HUG-01-B1 | 7.3 |  | No | Racking | Shippable | 7.21 |  | Shippable but Stock Qty Unavailable |  | Not Applicable
211-7005 | 211-7005 | QuickMount, BUG Conduit Mount for ¾-1" Conduit, Deck or Rafter Comp Shingle Mount, 1 Pack of 20, QM-BUG-01-M1 | 5.21 |  | No | Racking | Shippable | 4.14 |  | Shippable but Stock Qty Unavailable |  | Not Applicable
211-7006 | 211-7006 | UniRac, Ecolibrium, Ecofoot2+ 92" Wind Deflector, ES20311K | 29.14 |  | No | Racking | Shippable | 24.44 |  | Shippable but Stock Qty Unavailable |  | Not Applicable
211-7007 | 211-7007 | EcoFasten, Corruslide Mount for Corrugated Metal Roof Profiles, with EPDM Seal, Self-Tapping Screws with EPDM Washers, SS Hex Bolt & Nut, 3014010 | 9.27 |  | No | Racking | Shippable | 7.78 |  | Shippable but Stock Qty Unavailable |  | Not Applicable
211-7008 | 211-7008 | IronRidge, SGA Bonding Rail Connector, for 3" pipe, UFO series, GM-BRC3-01-M1 | 13.15 |  | No | Racking | Shippable | 9.87 |  | Shippable but Stock Qty Unavailable |  | Not Applicable
212-0001 | 212-0001 | IronRidge, All Tile Hook Flashing, Qty. 1, ATHF-01-M1 | 2.11 |  | No | Racking | Vendor De-listing | 1.99 |  | De-Listing & Stock Qty Unavailable |  | Not Applicable
212-0011 | 212-0011 | SnapNrack, Ultra Rail Adjustable Tile Hook, 242-02729 | 8.29 |  | No | Racking | Shippable | 8.19 |  | Shippable but Stock Qty Unavailable |  | Not Applicable
212-0012 | 212-0012 | K2, EverFlash Flat Tile Hook with Butyl Seal, 4000141-B | 8.56 |  | No | Racking | Shippable | 7.43 |  | Shippable but Stock Qty Unavailable |  | Not Applicable
212-0013 | 212-0013 | K2, Universal Tile hook 5.5” Base Kit with Butyl Seal, 4000142-B | 11.74 |  | No | Racking | Shippable | 10.2 |  | Shippable but Stock Qty Unavailable |  | Not Applicable
212-1113 | 212-1113 | SnapNrack, Tile Hook Replacement Flashing, Flat-Tile, 232-60055 | 8.87 |  | No | Racking | Shippable | 8.76 |  | Shippable but Stock Qty Unavailable |  | Not Applicable
213-0003 | 213-0003 | UniRac, SFM Infinity Rail-Less, Tile Replacement Flash Kit TRIM ATT, 00520TR | 13.76 |  | No | Racking | Soligent De-listing | 13.59 |  | De-Listing & Stock Qty Unavailable |  | Not Applicable
213-0004 | 213-0004 | UniRac, SFM Infinity Rail-Less, Tile Replacement SLIDER, 00527TR | 7.19 |  | No | Racking | Soligent De-listing | 7.1 |  | De-Listing & Stock Qty Unavailable |  | Not Applicable
213-0005 | 213-0005 | UniRac, SFM Infinity Rail-Less, Flat Tile Replacement, Adobe, 005TRFA | 18.63 |  | No | Racking | Soligent De-listing | 18.4 |  | De-Listing & Stock Qty Unavailable |  | Not Applicable
213-0006 | 213-0006 | UniRac, SFM Infinity Rail-Less, Flat Tile Replacement, Charcoal, 005TRFD | 18.63 |  | No | Racking | Soligent De-listing | 18.4 |  | De-Listing & Stock Qty Unavailable |  | Not Applicable
213-0007 | 213-0007 | UniRac, SFM Infinity Rail-Less, Flat Tile Replacement, Mill, 005TRFM | 16.72 |  | No | Racking | Soligent De-listing | 16.51 |  | De-Listing & Stock Qty Unavailable |  | Not Applicable
213-0008 | 213-0008 | UniRac, SFM Infinity Rail-Less, S Tile Replacement, Adobe, 005TRSA | 18.09 |  | No | Racking | Soligent De-listing | 17.86 |  | De-Listing & Stock Qty Unavailable |  | Not Applicable
213-0009 | 213-0009 | UniRac, SFM Infinity Rail-Less, S Tile Replacement, Charcoal, 005TRSD | 18.09 |  | No | Racking | Soligent De-listing | 17.86 |  | De-Listing & Stock Qty Unavailable |  | Not Applicable
213-0010 | 213-0010 | UniRac, SFM Infinity Rail-Less, S Tile Replacement, Mill, 005TRSM | 16.18 |  | No | Racking | Soligent De-listing | 15.97 |  | De-Listing & Stock Qty Unavailable |  | Not Applicable
213-0011 | 213-0011 | UniRac, SFM Infinity Rail-Less, W Tile Replacement, Adobe, 005TRWA | 17.89 |  | No | Racking | Soligent De-listing | 17.66 |  | De-Listing & Stock Qty Unavailable |  | Not Applicable
213-0012 | 213-0012 | UniRac, SFM Infinity Rail-Less, W Tile Replacement, Charcoal, 005TRWD | 17.89 |  | No | Racking | Soligent De-listing | 17.66 |  | De-Listing & Stock Qty Unavailable |  | Not Applicable
213-0013 | 213-0013 | UniRac, SFM Infinity Rail-Less, W Tile Replacement, Mill, 005TRWM | 15.96 |  | No | Racking | Soligent De-listing | 15.76 |  | De-Listing & Stock Qty Unavailable |  | Not Applicable
213-0018 | 213-0018 | UniRac, SFM Infinity Rail-Less, Universal Trim Rail 65.5", Dark, Qty. 1 package of 4, 250100U | 33.32 |  | No | Racking | Vendor De-listing | 24.38 |  | De-Listing & Stock Qty Unavailable |  | Not Applicable
213-0019 | 213-0019 | UniRac, SFM Infinity Rail-Less, Universal Trim Rail Clip, Qty. 1, 250110U | 2.85 |  | No | Racking | Vendor De-listing | 2.09 |  | De-Listing & Stock Qty Unavailable |  | Not Applicable
213-0023 | 213-0023 | UniRac, Solar Stack Flush Pedestal 8 inch, STK-FLPDSTL8 | 17.6 |  | No | Racking | Vendor De-listing | 0 |  | De-Listing & Stock Qty Unavailable |  | Not Applicable
213-0024 | 213-0024 | UniRac, Solar Stack Flush Pedestal 12 inch, STK-FLPDSTL12 | 24.79 |  | No | Racking | Vendor De-listing | 19.31 |  | De-Listing & Stock Qty Unavailable |  | Not Applicable
213-0025 | 213-0025 | UniRac, Solar Stack 5 Degree Pedestal Pair, includes 1 High and 1 Low Pedestal, STK-5DPDSTL | 38.01 |  | No | Racking | Vendor De-listing | 29.62 |  | De-Listing & Stock Qty Unavailable |  | Not Applicable
213-0026 | 213-0026 | UniRac, Solar Stack Flush Pedestal End Cap, 1 Pair, STK-FLCAP | 5.12 |  | No | Racking | Vendor De-listing | 3.99 |  | De-Listing & Stock Qty Unavailable |  | Not Applicable
213-0028 | 213-0028 | UniRac, Ecolibrium, EcoX Flashing, Comp Shingle – Black, ES10197 | 2.51 |  | No | Racking | Vendor De-listing | 2.31 |  | De-Listing & Stock Qty Unavailable |  | Not Applicable
213-0029 | 213-0029 | UniRac, Ecolibrium, EcoX Flashing Comp Shingle - Mill Finish, ES12017 | 2.18 |  | No | Racking | Vendor De-listing | 2 |  | De-Listing & Stock Qty Unavailable |  | Not Applicable
213-0030 | 213-0030 | UniRac, Ecolibrium, EcoX Base, Comp Shingle (includes Lag, Washer), ES10195 | 3.92 |  | No | Racking | Vendor De-listing | 3.61 |  | De-Listing & Stock Qty Unavailable |  | Not Applicable
213-0031 | 213-0031 | UniRac, Ecolibrium, EcoX Universal Clamp, ES10619 | 5.21 |  | No | Racking | Soligent De-listing | 4.79 |  | De-Listing & Stock Qty Unavailable |  | Not Applicable
213-0032 | 213-0032 | UniRac, Ecolibrium, EcoX Universal Coupling, ES10616 | 7.44 |  | No | Racking | Soligent De-listing | 6.85 |  | De-Listing & Stock Qty Unavailable |  | Not Applicable
213-0033 | 213-0033 | UniRac, Ecolibrium, EcoX Universal Skirt, Landscape, ES10608 | 18.19 |  | No | Racking | Vendor De-listing | 16.75 |  | De-Listing & Stock Qty Unavailable |  | Not Applicable
213-0034 | 213-0034 | UniRac, Ecolibrium, EcoX Universal Skirt, Double Portrait, ES10609 | 21.51 |  | No | Racking | Vendor De-listing | 19.8 |  | De-Listing & Stock Qty Unavailable |  | Not Applicable
213-0035 | 213-0035 | UniRac, Ecolibrium, EcoX Skirt Spacer, 32mm, ES10602 | 0.44 |  | No | Racking | Vendor De-listing | 0.4 |  | De-Listing & Stock Qty Unavailable |  | Not Applicable
213-0036 | 213-0036 | UniRac, Ecolibrium, EcoX Skirt Spacer, 33mm, ES10603 | 0.44 |  | No | Racking | Vendor De-listing | 0.4 |  | De-Listing & Stock Qty Unavailable |  | Not Applicable
213-0037 | 213-0037 | UniRac, Ecolibrium, EcoX Skirt Spacer, 35mm, ES10604 | 0.44 |  | No | Racking | Vendor De-listing | 0.4 |  | De-Listing & Stock Qty Unavailable |  | Not Applicable
213-0038 | 213-0038 | UniRac, Ecolibrium, EcoX Skirt Spacer, 38mm, ES10605 | 0.44 |  | No | Racking | Vendor De-listing | 0.4 |  | De-Listing & Stock Qty Unavailable |  | Not Applicable
213-0039 | 213-0039 | UniRac, Ecolibrium, EcoX Skirt Spacer, 40mm, ES10606 | 0.44 |  | No | Racking | Vendor De-listing | 0.4 |  | De-Listing & Stock Qty Unavailable |  | Not Applicable
213-0040 | 213-0040 | UniRac, Ecolibrium, EcoX Skirt Spacer, 46mm, ES10607 | 0.44 |  | No | Racking | Vendor De-listing | 0.4 |  | De-Listing & Stock Qty Unavailable |  | Not Applicable
213-0041 | 213-0041 | UniRac, Ecolibrium, EcoX Junction Box Bracket, Mount to EcoX Universal Base, ES10144 | 9.09 |  | No | Racking | Vendor De-listing | 8.37 |  | De-Listing & Stock Qty Unavailable |  | Not Applicable
213-0042 | 213-0042 | UniRac, Ecolibrium, EcoX Base Mounted Conduit Bracket, Mount to EcoX Universal Base, ES10267 | 3.1 |  | No | Racking | Vendor De-listing | 2.85 |  | De-Listing & Stock Qty Unavailable |  | Not Applicable
213-0043 | 213-0043 | UniRac, Ecolibrium, EcoX Service Nut, ES10261 | 1.28 |  | No | Racking | Soligent De-listing | 1.18 |  | De-Listing & Stock Qty Unavailable |  | Not Applicable
213-0044 | 213-0044 | UniRac, Ecolibrium, EcoX Coupler to Base Kit, ES10954 | 3.83 |  | No | Racking | Vendor De-listing | 3.53 |  | De-Listing & Stock Qty Unavailable |  | Not Applicable
213-0045 | 213-0045 | UniRac, Ecolibrium, EcoX Universal Base, 5", ES10274 | 3.8 |  | No | Racking | Vendor De-listing | 3.49 |  | De-Listing & Stock Qty Unavailable |  | Not Applicable
213-0046 | 213-0046 | UniRac, Ecolibrium, EcoX Universal Base, 9", ES10282 | 6.64 |  | No | Racking | Vendor De-listing | 6.12 |  | De-Listing & Stock Qty Unavailable |  | Not Applicable
213-0047 | 213-0047 | UniRac, Ecolibrium, EcoX Universal Base, 12.5", ES10190 | 7.62 |  | No | Racking | Vendor De-listing | 7.02 |  | De-Listing & Stock Qty Unavailable |  | Not Applicable
213-0048 | 213-0048 | UniRac, Ecolibrium, EcoX Deck Mount Hardware Kit, ES10222 | 6.91 |  | No | Racking | Vendor De-listing | 6.36 |  | De-Listing & Stock Qty Unavailable |  | Not Applicable
213-0049 | 213-0049 | UniRac, Ecolibrium, EcoX North Row Extension Kit (Includes Clamp), ES10186 | 17.36 |  | No | Racking | Vendor De-listing | 15.98 |  | De-Listing & Stock Qty Unavailable |  | Not Applicable
213-0050 | 213-0050 | UniRac, Ecolibrium, EcoX Clamp, End, ES10136 | 6.91 |  | No | Racking | Vendor De-listing | 6.36 |  | De-Listing & Stock Qty Unavailable |  | Not Applicable
213-0056 | 213-0056 | UniRac, Ecolibrium, MetalX, Mid Clamp 30 Kit, ES10836 | 5.15 |  | No | Racking | Shippable | 4.86 |  | Shippable but Stock Qty Unavailable |  | Not Applicable
213-0057 | 213-0057 | UniRac, Ecolibrium, MetalX, End Clamp 30 Kit, ES10835 | 5.15 |  | No | Racking | Shippable | 4.86 |  | Shippable but Stock Qty Unavailable |  | Not Applicable
213-0058 | 213-0058 | UniRac, Ecolibrium, MetalX-EcoX, Mid-Coupling 30, ES10924 | 7.08 |  | No | Racking | Vendor De-listing | 6.52 |  | De-Listing & Stock Qty Unavailable |  | Not Applicable
213-0059 | 213-0059 | UniRac, Ecolibrium, MetalX, Hex Bolt M8 X 55, ES10889 | 0.75 |  | No | Racking | Soligent De-listing | 0.7 |  | De-Listing & Stock Qty Unavailable |  | Not Applicable
213-0060 | 213-0060 | UniRac, Ecolibrium, MetalX, Hex Bolt M8 X 60, ES10890 | 0.75 |  | No | Racking | Soligent De-listing | 0.7 |  | De-Listing & Stock Qty Unavailable |  | Not Applicable
213-0061 | 213-0061 | UniRac, Ecolibrium, MetalX, Hex Bolt M8 X 65, ES10891 | 0.75 |  | No | Racking | Soligent De-listing | 0.7 |  | De-Listing & Stock Qty Unavailable |  | Not Applicable
213-0062 | 213-0062 | UniRac, Ecolibrium, MetalX, Hex Bolt M8 X 70, ES10892 | 0.75 |  | No | Racking | Soligent De-listing | 0.7 |  | De-Listing & Stock Qty Unavailable |  | Not Applicable
213-0063 | 213-0063 | UniRac, Ecolibrium, MetalX, Hex Bolt M8 X 75, ES10893 | 0.91 |  | No | Racking | Soligent De-listing | 0.84 |  | De-Listing & Stock Qty Unavailable |  | Not Applicable
213-0064 | 213-0064 | UniRac, Ecolibrium, MetalX, Hex Bolt M8 Washer, ES10894 | 0.07 |  | No | Racking | Soligent De-listing | 0.06 |  | De-Listing & Stock Qty Unavailable |  | Not Applicable
213-0065 | 213-0065 | UniRac, Ecolibrium, MetalX, Hex Bolt 5/16-18 X 2”, ES10085 | 0.91 |  | No | Racking | Shippable | 0.84 |  | Shippable but Stock Qty Unavailable |  | Not Applicable
213-0066 | 213-0066 | UniRac, Ecolibrium, MetalX, Hex Bolt 5/16-18 X 2.5”, ES10079 | 0.91 |  | No | Racking | Shippable | 0.84 |  | Shippable but Stock Qty Unavailable |  | Not Applicable
213-0069 | 213-0069 | EcoFasten, Rock-It GF-1 Galvanized Flashing, Black, 1510048 | 2.53 |  | No | Racking | Soligent De-listing | 2.4 |  | De-Listing & Stock Qty Unavailable |  | Not Applicable
213-0070 | 213-0070 | EcoFasten, Rock-It, 4” Slide for Comp Roof, ROCK-IT SLDCOMP BLK (4") | 3.05 |  | No | Racking | Soligent De-listing | 2.9 |  | De-Listing & Stock Qty Unavailable |  | Not Applicable
213-0071 | 213-0071 | EcoFasten, Rock-It, 8” Slide for Comp Roof, ROCK-IT SLIDETILE V2 (8") | 4.14 |  | No | Racking | Soligent De-listing | 3.92 |  | De-Listing & Stock Qty Unavailable |  | Not Applicable
213-0072 | 213-0072 | EcoFasten, Rock-It, V3 Module Mount, ROCK-IT V3 MNT | 7.69 |  | No | Racking | Soligent De-listing | 7.29 |  | De-Listing & Stock Qty Unavailable |  | Not Applicable
213-0073 | 213-0073 | EcoFasten, Rock-It, V3 Coupling, Black, ROCK-IT V3 COUPL | 9.01 |  | No | Racking | Soligent De-listing | 8.55 |  | De-Listing & Stock Qty Unavailable |  | Not Applicable
213-0074 | 213-0074 | EcoFasten, Rock-It, V3 Skirt, Black, ROCK-IT V3 SKIRT A80 | 22.57 |  | No | Racking | Soligent De-listing | 21.41 |  | De-Listing & Stock Qty Unavailable |  | Not Applicable
213-0075 | 213-0075 | EcoFasten, Rock-It, Micro/Optimizer Mounting Clip, ROCK-IT CLIP 2.0 | 2.07 |  | No | Racking | Soligent De-listing | 1.96 |  | De-Listing & Stock Qty Unavailable |  | Not Applicable
213-0077 | 213-0077 | UniRac, SFM Infinity Rail-Less, Universal Trim Rail Clip, Qty. 1, 250111U | 3.06 |  | No | Racking | Shippable | 2.62 |  | Shippable but Stock Qty Unavailable |  | Not Applicable
213-0078 | 213-0078 | Roof Tech, RT-Mini II Base Kit, RT2-00-MINIBK2 | 6.48 |  | No | Racking | Soligent De-listing | 6.4 |  | De-Listing & Stock Qty Unavailable |  | Not Applicable
213-0080 | 213-0080 | Roof Tech, RT Mini Base Kit, RT2-00-MINIBK | 7 |  | No | Racking | Shippable | 6.91 |  | Shippable but Stock Qty Unavailable |  | Not Applicable
213-0081 | 213-0081 | Roof Tech, RT-[E] Mount Butyl Tape, Qty. 1Pack of 10 Pieces, RT2-04-MNBUTYL | 28.99 |  | No | Racking | Shippable | 28.62 |  | Shippable but Stock Qty Unavailable | USMS100-0539 | Already Listed
213-0081 : 213-0081-EXP | 213-0081-EXP | Roof Tech, RT-[E] Mount Butyl Tape, Qty. 1Pack of 10 Pieces, RT2-04-MNBUTYL | 28.99 |  | No | Racking | Soligent De-listing | 28.62 |  | De-Listing & Stock Qty Unavailable |  | Not Applicable
213-0082 | 213-0082 | Roof Tech, 5/16 X 30mm Hex Bolt and Flange Nut, for RT Mini, Qty.1 bag of 100 each, RT2-04-BN30SL-US | 53.16 |  | No | Racking | Vendor De-listing | 52.5 |  | De-Listing & Stock Qty Unavailable |  | Not Applicable
220-0106 | 220-0106 | Tamarack, Top of Pole Mount use 6" Pipe, Specify Qty. & Module, UNI-TP-12LL | 1674 |  | No | Racking | Soligent De-listing | 0 |  | De-Listing & Stock Qty Unavailable |  | Not Applicable
220-0116 | 220-0116 | UniRac, PoleSide Rack with Adjustable Tilt, 3" Pole, Rail Length 60"/32", 400215 | 390.72 |  | No | Racking | Soligent De-listing | 0 |  | De-Listing & Stock Qty Unavailable |  | Not Applicable
220-0117 | 220-0117 | UniRac, PoleSide Rack with Adjustable Tilt, 3" Pole, Rail Length 64"/40", 400219 | 9.3 |  | No | Racking | Vendor De-listing | 0 |  | De-Listing & Stock Qty Unavailable |  | Not Applicable
220-0141 | 220-0141 | UniRac, PoleTop Rack for 4 Sharp 80W, Rail Length 84"/32", 500123 | 54.08 |  | No | Racking | Vendor De-listing | 0 |  | De-Listing & Stock Qty Unavailable |  | Not Applicable
220-0186 | 220-0186 | Tamarack, Top of Pole Mount use 4" Pipe, Specify Qty. & Module, UNI-TP/02 | 400 |  | No | Racking | Soligent De-listing | 0 |  | De-Listing & Stock Qty Unavailable |  | Not Applicable
220-0198 | 220-0198 | UniRac, PoleTop Rack for 2 Sharp 170/175 VE Frame Modules, Rail Length 78"/40", 500131 | 155.03 |  | No | Racking | Vendor De-listing | 0 |  | De-Listing & Stock Qty Unavailable |  | Not Applicable
220-0199 | 220-0199 | Tamarack, Top of Pole Mount use 6" Pipe, Specify Qty. & Module, UNI-TP/06LL | 1074 |  | No | Racking | Soligent De-listing | 0 |  | De-Listing & Stock Qty Unavailable |  | Not Applicable
220-0200 | 220-0200 | Tamarack, Top of Pole Mount use 4" Pipe, Specify Qty. & Module, UNI-TP/04A | 570 |  | No | Racking | Soligent De-listing | 0 |  | De-Listing & Stock Qty Unavailable |  | Not Applicable
220-0201 | 220-0201 | Tamarack, Top of Pole Mount use 4" Pipe, Specify Qty. & Module, UNI-TP/03 | 454 |  | No | Racking | Soligent De-listing | 0 |  | De-Listing & Stock Qty Unavailable |  | Not Applicable
220-0202 | 220-0202 | Tamarack, Top of Pole Mount use 6" Pipe, Specify Qty. & Module, UNI-TP/08 | 1106 |  | No | Racking | Soligent De-listing | 0 |  | De-Listing & Stock Qty Unavailable |  | Not Applicable
220-0203 | 220-0203 | Tamarack, Top of Pole Mount use 4" Pipe, Specify Qty. & Module, UNI-TP/04 | 506 |  | No | Racking | Soligent De-listing | 0 |  | De-Listing & Stock Qty Unavailable |  | Not Applicable
220-0222 | 220-0222 | Tamarack, Single Arm Mount for Small Modules with Inside extrusion dimension between 5.0" to 12.6", UNI-SA/14.0 | 107 |  | No | Racking | Soligent De-listing | 0 |  | De-Listing & Stock Qty Unavailable |  | Not Applicable
220-0232 | 220-0232 | Tamarack, Top of Pole Mount use 4" Pipe, Specify Qty. & Module, UNI-TP/02A | 422 |  | No | Racking | Soligent De-listing | 0 |  | De-Listing & Stock Qty Unavailable |  | Not Applicable
220-0233 | 220-0233 | Tamarack, Top of Pole Mount use 6" Pipe, Specify Qty. & Module, UNI-TP/06 | 1032 |  | No | Racking | Soligent De-listing | 0 |  | De-Listing & Stock Qty Unavailable |  | Not Applicable
220-0234 | 220-0234 | Tamarack, Top of Pole Mount use 6" Pipe, Specify Qty. & Module, UNI-TP/08LL | 1147.98 |  | No | Racking | Soligent De-listing | 0 |  | De-Listing & Stock Qty Unavailable |  | Not Applicable
220-0235 | 220-0235 | Tamarack, Top of Pole Mount use 6" Pipe, Specify Qty. & Module, UNI-TP/10 | 1254 |  | No | Racking | Soligent De-listing | 0 |  | De-Listing & Stock Qty Unavailable |  | Not Applicable
220-0236 | 220-0236 | Tamarack, Top of Pole Mount use 6" Pipe, Specify Qty. & Module, UNI-TP/12 | 1632 |  | No | Racking | Soligent De-listing | 0 |  | De-Listing & Stock Qty Unavailable |  | Not Applicable
220-0237 | 220-0237 | Tamarack, Single Arm Mount for Small Modules with Inside extrusion dimension between 12.6" to 21.1", UNI/SA/21.5 | 94 |  | No | Racking | Soligent De-listing | 0 |  | De-Listing & Stock Qty Unavailable |  | Not Applicable
220-0238 | 220-0238 | IronRidge, Top of Pole Mount Cross Rail 51-0627-100 | 275 |  | No | Racking | Soligent De-listing | 0 |  | De-Listing & Stock Qty Unavailable |  | Not Applicable
220-0272 | 220-0272 | UniRac, PoleSide Rack with Adjustable Tilt, 2-1/2" Pole, Rail Length 40"/35", 400209 | 272 |  | No | Racking | Soligent De-listing | 0 |  | De-Listing & Stock Qty Unavailable |  | Not Applicable
220-0280 | 220-0280 | Tamarack, Side of Pole Mount for Modules up to 45" wide, 2" to 4.5" Pipe, UNI-SP/02 | 300 |  | No | Racking | Soligent De-listing | 0 |  | De-Listing & Stock Qty Unavailable |  | Not Applicable
220-0289 | 220-0289 | Tamarack, Side of Pole Mount for Modules up to 25" wide, 2" to 4.5" Pipe, UNI-SP/01 | 137 |  | No | Racking | Soligent De-listing | 0 |  | De-Listing & Stock Qty Unavailable |  | Not Applicable
220-0299 | 220-0299 | UniRac, PoleTop Rack for 4 STP170 or SPR210, Rail Length 64"/102", with High Wind Brace, 501453 | 41.58 |  | No | Racking | Vendor De-listing | 0 |  | De-Listing & Stock Qty Unavailable |  | Not Applicable
220-0302 | 220-0302 | DPW, TPM, Stainless Steel Hardware package for Top-of-Pole 12 Modules, TPM SSH 12 | 81.06 |  | No | Racking | Shippable | 76.5 |  | Shippable but Stock Qty Unavailable |  | Not Applicable
220-0329 | 220-0329 | Tamarack, Side of Pole Mount for Modules up to 27" wide, 2" to 4.5" Pipe, UNI-SP/01XH | 258 |  | No | Racking | Soligent De-listing | 0 |  | De-Listing & Stock Qty Unavailable |  | Not Applicable
220-0330 | 220-0330 | Tamarack, Side of Pole Mount for Modules up to 30" wide, 2" to 4.5" Pipe, UNI-SP/01XX | 342 |  | No | Racking | Soligent De-listing | 0 |  | De-Listing & Stock Qty Unavailable |  | Not Applicable
220-0331 | 220-0331 | Tamarack, Side of Pole Mount for Modules up to 55" wide, 2" to 4.5" Pipe, UNI-SP/02A | 316 |  | No | Racking | Soligent De-listing | 0 |  | De-Listing & Stock Qty Unavailable |  | Not Applicable
220-0332 | 220-0332 | Tamarack, Side of Pole Mount for Modules up to 45" wide, 2" to 4.5" Pipe, UNI-SP/02X | 368 |  | No | Racking | Soligent De-listing | 0 |  | De-Listing & Stock Qty Unavailable |  | Not Applicable
220-0333 | 220-0333 | Tamarack, Side of Pole Mount for Modules up to 70" wide, 2" to 4.5" Pipe, UNI-SP/03 | 400 |  | No | Racking | Soligent De-listing | 0 |  | De-Listing & Stock Qty Unavailable |  | Not Applicable
220-0334 | 220-0334 | Tamarack, Single Arm Mount for Small Modules with Inside extrusion dimension between 15.6" to 26", UNI-SA/26.0 | 104 |  | No | Racking | Soligent De-listing | 0 |  | De-Listing & Stock Qty Unavailable |  | Not Applicable
220-0341 | 220-0341 | DPW, TPM, Upgrade sleeve for Top-of-Pole, 6" mounting pole to 8" pole, TPM MSU6-8 | 137.09 |  | No | Racking | Shippable | 129.38 |  | Shippable but Stock Qty Unavailable |  | Not Applicable
220-0351 | 220-0351 | IronRidge, SGA Rail Connector, for 2" pipe, 29-7001-001 | 19 |  | No | Racking | Vendor De-listing | 0 |  | De-Listing & Stock Qty Unavailable |  | Not Applicable
220-0352 | 220-0352 | IronRidge, SGA Rail Connector, for 3" pipe, 29-7001-000 | 7.83 |  | No | Racking | Vendor De-listing | 7.35 |  | De-Listing & Stock Qty Unavailable |  | Not Applicable
220-0362 | 220-0362 | IronRidge, Diagonal Brace, 2in Sleeve, GM-DB2-SLV01-M1 | 19.36 |  | No | Racking | Shippable | 17.78 |  | Shippable but Stock Qty Unavailable | USMS100-0138 | Already Listed
220-0371 | 220-0371 | Tamarack, Side of Pole Mount for Modules up to 27.5" wide, 2" to 4.5" Pipe, UNI-SP/01A | 137 |  | No | Racking | Soligent De-listing | 0 |  | De-Listing & Stock Qty Unavailable |  | Not Applicable
220-0405 | 220-0405 | DPW, TPM, High Wind Option for Top-of-Pole Mount, 130 MPH, Class C Wind Zone, add 25%, call for quote, Enter Quote Number and Custom Price, , TPM HWV | 0 |  | No | Racking | Shippable | 0 |  | Shippable but Price & Stock Qty Unavailable |  | Not Applicable
220-0406 | 220-0406 | DPW, TPM, Finish Upgrade Option for Top-of-Pole Mount, Hot-Dip Galvanized Steel Components, add 60%, call for quote, Enter Quote Number and Custom Price, , TPM HGS | 0 |  | No | Racking | Soligent De-listing | 0 |  | Not Applicable |  | Not Applicable
220-0407 | 220-0407 | DPW, TPM, Finish Upgrade Option for Top-of-Pole Mount, Powder coated Steel Components, add 25%, call for quote, Enter Quote Number and Custom Price, , TPM PCS | 0 |  | No | Racking | Soligent De-listing | 0 |  | Not Applicable |  | Not Applicable
220-0408 | 220-0408 | DPW, TPM, Stainless Steel Hardware package for Top-of-Pole 1 Module, TPM SSH 1 | 6.56 |  | No | Racking | Soligent De-listing | 6.19 |  | De-Listing & Stock Qty Unavailable |  | Not Applicable
220-0409 | 220-0409 | DPW, TPM, Stainless Steel Hardware package for Top-of-Pole 2 Modules, TPM SSH 2 | 81.06 |  | No | Racking | Soligent De-listing | 76.5 |  | De-Listing & Stock Qty Unavailable |  | Not Applicable
220-0410 | 220-0410 | DPW, TPM, Stainless Steel Hardware package for Top-of-Pole 4 Modules, TPM SSH 4 | 50 |  | No | Racking | Soligent De-listing | 0 |  | De-Listing & Stock Qty Unavailable |  | Not Applicable
220-0411 | 220-0411 | DPW, TPM, Stainless Steel Hardware package for Top-of-Pole 6 Modules, TPM SSH 6 | 37.55 |  | No | Racking | Soligent De-listing | 35.44 |  | De-Listing & Stock Qty Unavailable |  | Not Applicable
220-0412 | 220-0412 | DPW, TPM, Stainless Steel Hardware package for Top-of-Pole 9 Modules, TPM SSH 9 | 56.03 |  | No | Racking | Shippable | 52.87 |  | Shippable but Stock Qty Unavailable |  | Not Applicable
220-0413 | 220-0413 | DPW, TPM, Stainless Steel Hardware package for Top-of-Pole 10 Modules, TPM SSH 10 | 117 |  | No | Racking | Soligent De-listing | 0 |  | De-Listing & Stock Qty Unavailable |  | Not Applicable
220-0414 | 220-0414 | DPW, TPM, Stainless Steel Hardware package for Top-of-Pole 14 Modules, TPM SSH 14 | 87.02 |  | No | Racking | Soligent De-listing | 82.13 |  | De-Listing & Stock Qty Unavailable |  | Not Applicable
220-0415 | 220-0415 | DPW, TPM, Stainless Steel Hardware package for Top-of-Pole 16 Modules, TPM SSH 16 | 204 |  | No | Racking | Soligent De-listing | 0 |  | De-Listing & Stock Qty Unavailable |  | Not Applicable
220-0416 | 220-0416 | DPW, TPM, Stainless Steel Hardware package for Top-of-Pole 18 Modules, TPM SSH 18 | 115.03 |  | No | Racking | Soligent De-listing | 108.56 |  | De-Listing & Stock Qty Unavailable |  | Not Applicable
220-0417 | 220-0417 | DPW, TPM, Upgrade sleeve for Top-of-Pole, 2" mounting pole to 2.5" pole, TPM MSU2-2.5 | 15.5 |  | No | Racking | Soligent De-listing | 14.62 |  | De-Listing & Stock Qty Unavailable |  | Not Applicable
220-0418 | 220-0418 | DPW, TPM, Upgrade sleeve for Top-of-Pole, 2" mounting pole to 3" pole, TPM MSU2-3 | 38 |  | No | Racking | Soligent De-listing | 0 |  | De-Listing & Stock Qty Unavailable |  | Not Applicable
220-0419 | 220-0419 | DPW, TPM, Upgrade sleeve for Top-of-Pole, 2" mounting pole to 4" pole, TPM MSU2-4 | 50 |  | No | Racking | Soligent De-listing | 0 |  | De-Listing & Stock Qty Unavailable |  | Not Applicable
220-0420 | 220-0420 | DPW, TPM, Upgrade sleeve for Top-of-Pole, 2" mounting pole to 6" pole, TPM MSU2-6 | 130 |  | No | Racking | Soligent De-listing | 0 |  | De-Listing & Stock Qty Unavailable |  | Not Applicable
220-0421 | 220-0421 | DPW, TPM, Upgrade sleeve for Top-of-Pole, 2" mounting pole to 8" pole, TPM MSU2-8 | 347 |  | No | Racking | Soligent De-listing | 0 |  | De-Listing & Stock Qty Unavailable |  | Not Applicable
220-0422 | 220-0422 | DPW, TPM, Upgrade sleeve for Top-of-Pole, 2.5" mounting pole to 3" pole, TPM MSU2.5-3 | 31 |  | No | Racking | Soligent De-listing | 0 |  | De-Listing & Stock Qty Unavailable |  | Not Applicable
220-0423 | 220-0423 | DPW, TPM, Upgrade sleeve for Top-of-Pole, 2.5" mounting pole to 4" pole, TPM MSU2.5-4 | 44 |  | No | Racking | Soligent De-listing | 0 |  | De-Listing & Stock Qty Unavailable |  | Not Applicable
220-0424 | 220-0424 | DPW, TPM, Upgrade sleeve for Top-of-Pole, 2.5" mounting pole to 6" pole, TPM MSU2.5-6 | 124 |  | No | Racking | Soligent De-listing | 0 |  | De-Listing & Stock Qty Unavailable |  | Not Applicable
220-0425 | 220-0425 | DPW, TPM, Upgrade sleeve for Top-of-Pole, 2.5" mounting pole to 8" pole, TPM MSU2.5-8 | 322 |  | No | Racking | Soligent De-listing | 0 |  | De-Listing & Stock Qty Unavailable |  | Not Applicable
220-0426 | 220-0426 | DPW, TPM, Upgrade sleeve for Top-of-Pole, 3" mounting pole to 4" pole, TPM MSU3-4 | 19.07 |  | No | Racking | Soligent De-listing | 18 |  | De-Listing & Stock Qty Unavailable |  | Not Applicable
220-0427 | 220-0427 | DPW, TPM, Upgrade sleeve for Top-of-Pole, 3" mounting pole to 6" pole, TPM MSU3-6 | 117 |  | No | Racking | Soligent De-listing | 0 |  | De-Listing & Stock Qty Unavailable |  | Not Applicable
220-0428 | 220-0428 | DPW, TPM, Upgrade sleeve for Top-of-Pole, 3" mounting pole to 8" pole, TPM MSU3-8 | 155.56 |  | No | Racking | Soligent De-listing | 146.81 |  | De-Listing & Stock Qty Unavailable |  | Not Applicable
220-0429 | 220-0429 | DPW, TPM, Upgrade sleeve for Top-of-Pole, 4" mounting pole to 6" pole, TPM MSU4-6 | 56.03 |  | No | Racking | Shippable | 52.87 |  | Shippable but Stock Qty Unavailable |  | Not Applicable
220-0430 | 220-0430 | DPW, TPM, Upgrade sleeve for Top-of-Pole, 4" mounting pole to 8" pole, TPM MSU4-8 | 303 |  | No | Racking | Soligent De-listing | 0 |  | De-Listing & Stock Qty Unavailable |  | Not Applicable
220-0432 | 220-0432 | DPW, TPM, Stainless Steel Hardware package for Top-of-Pole 15 Modules, TPM SSH 15 | 93.58 |  | No | Racking | Soligent De-listing | 88.31 |  | De-Listing & Stock Qty Unavailable |  | Not Applicable
220-0442 | 220-0442 | DPW, TPM, Top-of-Pole Mount for 1 Type-A Module, 19-23" x 35-44", 1hx1w-P, Enter Module # and Manufacturer, TPM1-A | 223 |  | No | Racking | Soligent De-listing | 0 |  | De-Listing & Stock Qty Unavailable |  | Not Applicable
220-0443 | 220-0443 | DPW, TPM, Top-of-Pole Mount for 2 Type-A Modules, 19-23" x 35-44", 1hx2w-P, Enter Module # and Manufacturer, TPM2-A | 237 |  | No | Racking | Soligent De-listing | 0 |  | De-Listing & Stock Qty Unavailable |  | Not Applicable
220-0444 | 220-0444 | DPW, TPM, Top-of-Pole Mount for 3 Type-A Modules, 19-23" x 35-44", 1hx3w-P, Enter Module # and Manufacturer, TPM3-A | 473 |  | No | Racking | Soligent De-listing | 0 |  | De-Listing & Stock Qty Unavailable |  | Not Applicable
220-0445 | 220-0445 | DPW, TPM, Top-of-Pole Mount for 4 Type-A Modules, 19-23" x 35-44", 1hx4W-P, Enter Module # and Manufacturer, TPM4-A | 499 |  | No | Racking | Soligent De-listing | 0 |  | De-Listing & Stock Qty Unavailable |  | Not Applicable
220-0446 | 220-0446 | DPW, TPM, Top-of-Pole Mount for 6 Type-A Modules, 19-23" x 35-44", 2hx3w-P, Enter Module # and Manufacturer, TPM6-A | 769 |  | No | Racking | Soligent De-listing | 0 |  | De-Listing & Stock Qty Unavailable |  | Not Applicable
220-0447 | 220-0447 | DPW, TPM, Top-of-Pole Mount for 8 Type-A Modules, 19-23" x 35-44", 2hx4W-P, Enter Module # and Manufacturer, TPM8-A | 917 |  | No | Racking | Soligent De-listing | 0 |  | De-Listing & Stock Qty Unavailable |  | Not Applicable
220-0448 | 220-0448 | DPW, TPM, Top-of-Pole Mount for 10 Type-A Modules, 19-23" x 35-44", 5hx2w-L, Enter Module # and Manufacturer, TPM10-A | 1418 |  | No | Racking | Soligent De-listing | 0 |  | De-Listing & Stock Qty Unavailable |  | Not Applicable
220-0449 | 220-0449 | DPW, TPM, Top-of-Pole Mount for 12 Type-A Modules, 19-23" x 35-44", 6hx2w-L, Enter Module # and Manufacturer, TPM12-A | 1666 |  | No | Racking | Soligent De-listing | 0 |  | De-Listing & Stock Qty Unavailable |  | Not Applicable
220-0450 | 220-0450 | DPW, TPM, Top-of-Pole Mount for 14 Type-A Modules, 19-23" x 35-44", 7hx2w-L, Enter Module # and Manufacturer, TPM14-A | 1841 |  | No | Racking | Soligent De-listing | 0 |  | De-Listing & Stock Qty Unavailable |  | Not Applicable
220-0451 | 220-0451 | DPW, TPM, Top-of-Pole Mount for 16 Type-A Modules, 19-23" x 35-44", 8hx2w-L, Enter Module # and Manufacturer, TPM16-A | 2145 |  | No | Racking | Soligent De-listing | 0 |  | De-Listing & Stock Qty Unavailable |  | Not Applicable
220-0452 | 220-0452 | DPW, TPM, Top-of-Pole Mount for 1 Type-B Module, 20-26" x 39-53", 1hx1w-P, Enter Module # and Manufacturer, TPM1-B | 229 |  | No | Racking | Soligent De-listing | 0 |  | De-Listing & Stock Qty Unavailable |  | Not Applicable
220-0453 | 220-0453 | DPW, TPM, Top-of-Pole Mount for 2 Type-B Modules, 20-26" x 39-53", 1hx2w-P, Enter Module # and Manufacturer, TPM2-B | 634.64 |  | No | Racking | Soligent De-listing | 598.94 |  | De-Listing & Stock Qty Unavailable |  | Not Applicable
220-0454 | 220-0454 | DPW, TPM, Top-of-Pole Mount for 3 Type-B Modules, 20-26" x 39-53", 1hx3w-P, Enter Module # and Manufacturer, TPM3-B | 486 |  | No | Racking | Soligent De-listing | 0 |  | De-Listing & Stock Qty Unavailable |  | Not Applicable
220-0455 | 220-0455 | DPW, TPM, Top-of-Pole Mount for 4 Type-B Modules, 20-26" x 39-53", 1hx4W-P, Enter Module # and Manufacturer, TPM4-B | 788 |  | No | Racking | Soligent De-listing | 743.68 |  | De-Listing & Stock Qty Unavailable |  | Not Applicable
220-0456 | 220-0456 | DPW, TPM, Top-of-Pole Mount for 6 Type-B Modules, 20-26" x 39-53", 2hx3w-P, Enter Module # and Manufacturer, TPM6-B | 850 |  | No | Racking | Soligent De-listing | 0 |  | De-Listing & Stock Qty Unavailable |  | Not Applicable
220-0457 | 220-0457 | DPW, TPM, Top-of-Pole Mount for 8 Type-B Modules, 20-26" x 39-53", 2hx4W-P, Enter Module # and Manufacturer, TPM8-B | 485.17 |  | No | Racking | Soligent De-listing | 457.88 |  | De-Listing & Stock Qty Unavailable |  | Not Applicable
220-0458 | 220-0458 | DPW, TPM, Top-of-Pole Mount for 10 Type-B Modules, 20-26" x 39-53", 5hx2w-L, Enter Module # and Manufacturer, TPM10-B | 1497 |  | No | Racking | Soligent De-listing | 0 |  | De-Listing & Stock Qty Unavailable |  | Not Applicable
220-0459 | 220-0459 | DPW, TPM, Top-of-Pole Mount for 12 Type-B Modules, 20-26" x 39-53", 6hx2w-L, Enter Module # and Manufacturer, TPM12-B | 1754 |  | No | Racking | Soligent De-listing | 0 |  | De-Listing & Stock Qty Unavailable |  | Not Applicable
220-0460 | 220-0460 | DPW, TPM, Top-of-Pole Mount for 14 Type-B Modules, 20-26" x 39-53", 7hx2w-L, Enter Module # and Manufacturer, TPM14-B | 1935 |  | No | Racking | Soligent De-listing | 0 |  | De-Listing & Stock Qty Unavailable |  | Not Applicable
220-0461 | 220-0461 | DPW, TPM, Top-of-Pole Mount for 16 Type-B Modules, 20-26" x 39-53", 8hx2w-L, Enter Module # and Manufacturer, TPM16-B | 2246 |  | No | Racking | Soligent De-listing | 0 |  | De-Listing & Stock Qty Unavailable |  | Not Applicable
220-0462 | 220-0462 | DPW, TPM, Top-of-Pole Mount for 1 Type-C Module, 22-27" x 56-63", 1hx1w-P, Enter Module # and Manufacturer, TPM1-C | 237 |  | No | Racking | Soligent De-listing | 0 |  | De-Listing & Stock Qty Unavailable |  | Not Applicable
220-0463 | 220-0463 | DPW, TPM, Top-of-Pole Mount for 2 Type-C Modules, 22-27" x 56-63", 1hx2w-P, Enter Module # and Manufacturer, TPM2-C | 432 |  | No | Racking | Soligent De-listing | 0 |  | De-Listing & Stock Qty Unavailable |  | Not Applicable
220-0464 | 220-0464 | DPW, TPM, Top-of-Pole Mount for 3 Type-C Modules, 22-27" x 56-63", 1hx3w-P, Enter Module # and Manufacturer, TPM3-C | 499 |  | No | Racking | Soligent De-listing | 0 |  | De-Listing & Stock Qty Unavailable |  | Not Applicable
220-0465 | 220-0465 | DPW, TPM, Top-of-Pole Mount for 4 Type-C Modules, 22-27" x 56-63", 1hx4W-P, Enter Module # and Manufacturer, TPM4-C | 754 |  | No | Racking | Soligent De-listing | 0 |  | De-Listing & Stock Qty Unavailable |  | Not Applicable
220-0466 | 220-0466 | DPW, TPM, Top-of-Pole Mount for 6 Type-C Modules, 22-27" x 56-63", 2hx3w-P, Enter Module # and Manufacturer, TPM6-C | 985 |  | No | Racking | Soligent De-listing | 0 |  | De-Listing & Stock Qty Unavailable |  | Not Applicable
220-0467 | 220-0467 | DPW, TPM, Top-of-Pole Mount for 8 Type-C Modules, 22-27" x 56-63", 4hx2w-L, Enter Module # and Manufacturer, TPM8-C | 1369 |  | No | Racking | Soligent De-listing | 0 |  | De-Listing & Stock Qty Unavailable |  | Not Applicable
220-0468 | 220-0468 | DPW, TPM, Top-of-Pole Mount for 9 Type-C Modules, 22-27" x 56-63", 3hx3w-P, Enter Module # and Manufacturer, TPM9-C | 1685 |  | No | Racking | Soligent De-listing | 0 |  | De-Listing & Stock Qty Unavailable |  | Not Applicable
220-0469 | 220-0469 | DPW, TPM, Top-of-Pole Mount for 10 Type-C Modules, 22-27" x 56-63", 5hx2w-L, Enter Module # and Manufacturer, TPM10-C | 1754 |  | No | Racking | Soligent De-listing | 0 |  | De-Listing & Stock Qty Unavailable |  | Not Applicable
220-0470 | 220-0470 | DPW, TPM, Top-of-Pole Mount for 12 Type-C Modules, 22-27" x 56-63", 6hx2w-L, Enter Module # and Manufacturer, TPM12-C | 1929 |  | No | Racking | Soligent De-listing | 0 |  | De-Listing & Stock Qty Unavailable |  | Not Applicable
220-0471 | 220-0471 | DPW, TPM, Top-of-Pole Mount for 14 Type-C Modules, 22-27" x 56-63", 7hx2w-L, Enter Module # and Manufacturer, TPM14-C | 2550 |  | No | Racking | Soligent De-listing | 0 |  | De-Listing & Stock Qty Unavailable |  | Not Applicable
220-0472 | 220-0472 | DPW, TPM, Top-of-Pole Mount for 16 Type-C Modules, 22-27" x 56-63", 8hx2w-L, Enter Module # and Manufacturer, TPM16-C | 3088 |  | No | Racking | Soligent De-listing | 0 |  | De-Listing & Stock Qty Unavailable |  | Not Applicable
220-0473 | 220-0473 | DPW, TPM, Top-of-Pole Mount for 18 Type-C Modules, 22-27" x 56-63", 3hx6w-P, Enter Module # and Manufacturer, TPM18-C | 3366 |  | No | Racking | Soligent De-listing | 0 |  | De-Listing & Stock Qty Unavailable |  | Not Applicable
220-0474 | 220-0474 | DPW, TPM, Top-of-Pole Mount for 1 Type-D Module, 31-33" x 60-67", 1hx1w-P, Enter Module # and Manufacturer, TPM1-D | 243 |  | No | Racking | Soligent De-listing | 0 |  | De-Listing & Stock Qty Unavailable |  | Not Applicable
220-0475 | 220-0475 | DPW, TPM, Top-of-Pole Mount for 2 Type-D Modules, 31-33" x 60-67", 1hx2w-P, Enter Module # and Manufacturer, TPM2-D | 499 |  | No | Racking | Soligent De-listing | 0 |  | De-Listing & Stock Qty Unavailable |  | Not Applicable
220-0476 | 220-0476 | DPW, TPM, Top-of-Pole Mount for 3 Type-D Modules, 31-33" x 60-67", 1hx3w-P, Enter Module # and Manufacturer, TPM3-D | 692.95 |  | No | Racking | Soligent De-listing | 653.97 |  | De-Listing & Stock Qty Unavailable |  | Not Applicable
220-0477 | 220-0477 | DPW, TPM, Top-of-Pole Mount for 4 Type-D Modules, 31-33" x 60-67", 2hx2w-P, Enter Module # and Manufacturer, TPM4-D | 951.64 |  | No | Racking | Soligent De-listing | 898.11 |  | De-Listing & Stock Qty Unavailable |  | Not Applicable
220-0478 | 220-0478 | DPW, TPM, Top-of-Pole Mount for 6 Type-D Modules, 31-33" x 60-67", 2hx3w-P, Enter Module # and Manufacturer, TPM6-D | 1423 |  | No | Racking | Soligent De-listing | 0 |  | De-Listing & Stock Qty Unavailable |  | Not Applicable
220-0479 | 220-0479 | DPW, TPM, Top-of-Pole Mount for 8 Type-D Modules, 31-33" x 60-67", 4hx2w-L, Enter Module # and Manufacturer, TPM8-D | 1975.11 |  | No | Racking | Soligent De-listing | 1864.01 |  | De-Listing & Stock Qty Unavailable |  | Not Applicable
220-0480 | 220-0480 | DPW, TPM, Top-of-Pole Mount for 9 Type-D Modules, 31-33" x 60-67", 3hx3w-P, Enter Module # and Manufacturer, TPM9-D | 1140.2 |  | No | Racking | Soligent De-listing | 1076.06 |  | De-Listing & Stock Qty Unavailable |  | Not Applicable
220-0481 | 220-0481 | DPW, TPM, Top-of-Pole Mount for 10 Type-D Modules, 31-33" x 60-67", 5hx2w-L, Enter Module # and Manufacturer, TPM10-D | 2610 |  | No | Racking | Soligent De-listing | 0 |  | De-Listing & Stock Qty Unavailable |  | Not Applicable
220-0482 | 220-0482 | DPW, TPM, Top-of-Pole Mount for 12 Type-D Modules, 31-33" x 60-67", 3hx4W-P, Enter Module # and Manufacturer, TPM12-D | 3150 |  | No | Racking | Soligent De-listing | 0 |  | De-Listing & Stock Qty Unavailable |  | Not Applicable
220-0483 | 220-0483 | DPW, TPM, Top-of-Pole Mount for 14 Type-D Modules, 31-33" x 60-67", 7hx2w-L, Enter Module # and Manufacturer, TPM14-D | 3466 |  | No | Racking | Soligent De-listing | 0 |  | De-Listing & Stock Qty Unavailable |  | Not Applicable
220-0484 | 220-0484 | DPW, TPM, Top-of-Pole Mount for 15 Type-D Modules, 31-33" x 60-67", 3hx5W-P, Enter Module # and Manufacturer, TPM15-D | 3749 |  | No | Racking | Soligent De-listing | 0 |  | De-Listing & Stock Qty Unavailable |  | Not Applicable
220-0485 | 220-0485 | DPW, TPM, Top-of-Pole Mount for 16 Type-D Modules, 31-33" x 60-67", 4hx4W-P, Enter Module # and Manufacturer, TPM16-D | 4161 |  | No | Racking | Soligent De-listing | 0 |  | De-Listing & Stock Qty Unavailable |  | Not Applicable
220-0486 | 220-0486 | DPW, TPM, Top-of-Pole Mount for 18 Type-D Modules, 31-33" x 60-67", 6hx3w-L, Enter Module # and Manufacturer, TPM18-D | 2998.5 |  | No | Racking | Vendor De-listing | 2248.87 |  | De-Listing & Stock Qty Unavailable |  | Not Applicable
220-0487 | 220-0487 | DPW, TPM, Top-of-Pole Mount for 1 Type-E Module, 38-40" x 51-56", 1hx1w-P, Enter Module # and Manufacturer, TPM1-E | 250 |  | No | Racking | Soligent De-listing | 0 |  | De-Listing & Stock Qty Unavailable |  | Not Applicable
220-0488 | 220-0488 | DPW, TPM, Top-of-Pole Mount for 2 Type-E Modules, 38-40" x 51-56", 1hx2w-P, Enter Module # and Manufacturer, TPM2-E | 533 |  | No | Racking | Soligent De-listing | 0 |  | De-Listing & Stock Qty Unavailable |  | Not Applicable
220-0489 | 220-0489 | DPW, TPM, Top-of-Pole Mount for 3 Type-E Modules, 38-40" x 51-56", 1hx3w-P, Enter Module # and Manufacturer, TPM3-E | 763 |  | No | Racking | Soligent De-listing | 0 |  | De-Listing & Stock Qty Unavailable |  | Not Applicable
220-0490 | 220-0490 | DPW, TPM, Top-of-Pole Mount for 4 Type-E Modules, 38-40" x 51-56", 2hx2w-P, Enter Module # and Manufacturer, TPM4-E | 931 |  | No | Racking | Soligent De-listing | 0 |  | De-Listing & Stock Qty Unavailable |  | Not Applicable
220-0491 | 220-0491 | DPW, TPM, Top-of-Pole Mount for 6 Type-E Modules, 38-40" x 51-56", 3hx2w-L, Enter Module # and Manufacturer, TPM6-E | 1497 |  | No | Racking | Soligent De-listing | 0 |  | De-Listing & Stock Qty Unavailable |  | Not Applicable
220-0492 | 220-0492 | DPW, TPM, Top-of-Pole Mount for 8 Type-E Modules, 38-40" x 51-56", 4hx2w-L, Enter Module # and Manufacturer, TPM8-E | 2004 |  | No | Racking | Soligent De-listing | 0 |  | De-Listing & Stock Qty Unavailable |  | Not Applicable
220-0493 | 220-0493 | DPW, TPM, Top-of-Pole Mount for 9 Type-E Modules, 38-40" x 51-56", 3hx3w-P, Enter Module # and Manufacturer, TPM9-E | 2373 |  | No | Racking | Soligent De-listing | 0 |  | De-Listing & Stock Qty Unavailable |  | Not Applicable
220-0494 | 220-0494 | DPW, TPM, Top-of-Pole Mount for 10 Type-E Modules, 38-40" x 51-56", 5hx2w-L, Enter Module # and Manufacturer, TPM10-E | 2745 |  | No | Racking | Soligent De-listing | 0 |  | De-Listing & Stock Qty Unavailable |  | Not Applicable
220-0495 | 220-0495 | DPW, TPM, Top-of-Pole Mount for 12 Type-E Modules, 38-40" x 51-56", 3hx4W-P, Enter Module # and Manufacturer, TPM12-E | 3318 |  | No | Racking | Soligent De-listing | 0 |  | De-Listing & Stock Qty Unavailable |  | Not Applicable
220-0496 | 220-0496 | DPW, TPM, Top-of-Pole Mount for 14 Type-E Modules, 38-40" x 51-56", 7hx2w-L, Enter Module # and Manufacturer, TPM14-E | 3641 |  | No | Racking | Soligent De-listing | 0 |  | De-Listing & Stock Qty Unavailable |  | Not Applicable
220-0497 | 220-0497 | DPW, TPM, Top-of-Pole Mount for 15 Type-E Modules, 38-40" x 51-56", 5hx3w-L, Enter Module # and Manufacturer, TPM15-E | 3911 |  | No | Racking | Soligent De-listing | 0 |  | De-Listing & Stock Qty Unavailable |  | Not Applicable
220-0498 | 220-0498 | DPW, TPM, Top-of-Pole Mount for 16 Type-E Modules, 38-40" x 51-56", 4hx4W-P, Enter Module # and Manufacturer, TPM16-E | 4364 |  | No | Racking | Soligent De-listing | 0 |  | De-Listing & Stock Qty Unavailable |  | Not Applicable
220-0499 | 220-0499 | DPW, TPM, Top-of-Pole Mount for 18 Type-E Modules, 38-40" x 51-56", 6hx3w-L, Enter Module # and Manufacturer, TPM18-E | 4971 |  | No | Racking | Soligent De-listing | 0 |  | De-Listing & Stock Qty Unavailable |  | Not Applicable
220-0500 | 220-0500 | DPW, TPM, Top-of-Pole Mount for 1 Type-F Module, 38-42" x 58-61", 1hx1w-P, Enter Module # and Manufacturer, TPM1-F | 256 |  | No | Racking | Soligent De-listing | 0 |  | De-Listing & Stock Qty Unavailable |  | Not Applicable
220-0501 | 220-0501 | DPW, TPM, Top-of-Pole Mount for 2 Type-F Modules, 38-42" x 58-61", 1hx2w-P, Enter Module # and Manufacturer, TPM2-F | 553 |  | No | Racking | Soligent De-listing | 0 |  | De-Listing & Stock Qty Unavailable |  | Not Applicable
220-0502 | 220-0502 | DPW, TPM, Top-of-Pole Mount for 3 Type-F Modules, 38-42" x 58-61", 1hx3w-P, Enter Module # and Manufacturer, TPM3-F | 803 |  | No | Racking | Soligent De-listing | 0 |  | De-Listing & Stock Qty Unavailable |  | Not Applicable
220-0503 | 220-0503 | DPW, TPM, Top-of-Pole Mount for 4 Type-F Modules, 38-42" x 58-61", 2hx2w-P, Enter Module # and Manufacturer, TPM4-F | 985 |  | No | Racking | Soligent De-listing | 0 |  | De-Listing & Stock Qty Unavailable |  | Not Applicable
220-0504 | 220-0504 | DPW, TPM, Top-of-Pole Mount for 6 Type-F Modules, 38-42" x 58-61", 3hx2w-L, Enter Module # and Manufacturer, TPM6-F | 1564 |  | No | Racking | Soligent De-listing | 0 |  | De-Listing & Stock Qty Unavailable |  | Not Applicable
220-0505 | 220-0505 | DPW, TPM, Top-of-Pole Mount for 8 Type-F Modules, 38-42" x 58-61", 4hx2w-L, Enter Module # and Manufacturer, TPM8-F | 2104 |  | No | Racking | Soligent De-listing | 0 |  | De-Listing & Stock Qty Unavailable |  | Not Applicable
220-0506 | 220-0506 | DPW, TPM, Top-of-Pole Mount for 9 Type-F Modules, 38-42" x 58-61", 3hx3w-P, Enter Module # and Manufacturer, TPM9-F | 2482 |  | No | Racking | Soligent De-listing | 0 |  | De-Listing & Stock Qty Unavailable |  | Not Applicable
220-0507 | 220-0507 | DPW, TPM, Top-of-Pole Mount for 10 Type-F Modules, 38-42" x 58-61", 5hx2w-L, Enter Module # and Manufacturer, TPM10-F | 2873 |  | No | Racking | Soligent De-listing | 0 |  | De-Listing & Stock Qty Unavailable |  | Not Applicable
220-0508 | 220-0508 | DPW, TPM, Top-of-Pole Mount for 12 Type-F Modules, 38-42" x 58-61", 3hx4W-P, Enter Module # and Manufacturer, TPM12-F | 3460 |  | No | Racking | Soligent De-listing | 0 |  | De-Listing & Stock Qty Unavailable |  | Not Applicable
220-0509 | 220-0509 | DPW, TPM, Top-of-Pole Mount for 14 Type-F Modules, 38-42" x 58-61", 7hx2w-L, Enter Module # and Manufacturer, TPM14-F | 3641 |  | No | Racking | Soligent De-listing | 0 |  | De-Listing & Stock Qty Unavailable |  | Not Applicable
220-0510 | 220-0510 | DPW, TPM, Top-of-Pole Mount for 15 Type-F Modules, 38-42" x 58-61", 5hx3w-L, Enter Module # and Manufacturer, TPM15-F | 4115 |  | No | Racking | Soligent De-listing | 0 |  | De-Listing & Stock Qty Unavailable |  | Not Applicable
220-0511 | 220-0511 | DPW, TPM, Top-of-Pole Mount for 16 Type-F Modules, 38-42" x 58-61", 4hx4W-P, Enter Module # and Manufacturer, TPM16-F | 4768 |  | No | Racking | Soligent De-listing | 0 |  | De-Listing & Stock Qty Unavailable |  | Not Applicable
220-0512 | 220-0512 | DPW, TPM, Top-of-Pole Mount for 18 Type-F Modules, 38-42" x 58-61", 6hx3w-L, Enter Module # and Manufacturer, TPM18-F | 5260 |  | No | Racking | Soligent De-listing | 0 |  | De-Listing & Stock Qty Unavailable |  | Not Applicable
220-0513 | 220-0513 | PLP, TPM, Top-of-Pole Mount for 1 Type-G Module, 37-42" x 61-67", 1hx1w-P, 2" Pipe, Enter Module # and Manufacturer, TPM1-G | 532.95 |  | No | Racking | Soligent De-listing | 502.98 |  | De-Listing & Stock Qty Unavailable |  | Not Applicable
220-0514 | 220-0514 | PLP, TPM, Top-of-Pole Mount for 2 Type-G Modules, 37-42" x 61-67", 1hx2w-P, 3" Pipe, Enter Module # and Manufacturer, TPM2-G | 689.22 |  | No | Racking | Shippable | 650.45 |  | Shippable but Stock Qty Unavailable | USMS100-0458 | Already Listed
220-0515 | 220-0515 | PLP, TPM, Top-of-Pole Mount for 3 Type-G Modules, 37-42" x 61-67", 1hx3w-P,4" Pipe, Enter Module # and Manufacturer, TPM3-G | 889.54 |  | No | Racking | Shippable | 839.5 |  | Shippable but Stock Qty Unavailable | USMS100-0457 | Already Listed
220-0516 | 220-0516 | PLP, TPM, Top-of-Pole Mount for 4 Type-G Modules, 37-42" x 61-67", 2hx2w-P, 4" Pipe, Enter Module # and Manufacturer, TPM4-G | 1067.75 |  | No | Racking | Shippable | 1007.69 |  | Shippable but Stock Qty Unavailable | USMS100-0456 | Already Listed
220-0517 | 220-0517 | PLP, TPM, Top-of-Pole Mount for 6 Type-G Modules, 37-42" x 61-67", 3hx2w-L, 6" Pipe, Enter Module # and Manufacturer, TPM6-G | 1668.64 |  | No | Racking | Shippable | 1574.78 |  | Shippable but Stock Qty Unavailable | USMS100-0455 | Already Listed
220-0518 | 220-0518 | PLP, TPM, Top-of-Pole Mount for 8 Type-G Modules, 37-42" x 61-67", 4hx2w-L, 6" Pipe, Enter Module # and Manufacturer, TPM8-G | 2234.38 |  | No | Racking | Shippable | 2108.7 |  | Shippable but Stock Qty Unavailable | USMS100-0454 | Already Listed
220-0519 | 220-0519 | PLP, TPM, Top-of-Pole Mount for 9 Type-G Modules, 37-42" x 61-67", 3hx3w-P, 8" Pipe, Enter Module # and Manufacturer, TPM9-G | 2346.7 |  | No | Racking | Shippable | 2214.7 |  | Shippable but Stock Qty Unavailable | USMS100-0453 | Already Listed
220-0520 | 220-0520 | PLP, TPM, Top-of-Pole Mount for 10 Type-G Modules, 37-42" x 61-67", 5hx2w-L, 8" Pipe, Enter Module # and Manufacturer, TPM10-G | 2658.69 |  | No | Racking | Shippable | 2509.14 |  | Shippable but Stock Qty Unavailable |  | Not Applicable
220-0521 | 220-0521 | PLP, TPM, Top-of-Pole Mount for 12 Type-G Modules, 37-42" x 61-67", 3hx4w-P, 8" Pipe, Enter Module # and Manufacturer, TPM12-G | 3211.63 |  | No | Racking | Shippable | 3030.98 |  | Shippable but Stock Qty Unavailable |  | Not Applicable
220-0522 | 220-0522 | DPW, TPM, Top-of-Pole Mount for 14 Type-G Modules, 37-42" x 61-67", 7hx2w-L, Enter Module # and Manufacturer, TPM14-G | 2985.75 |  | No | Racking | Vendor De-listing | 2239.31 |  | De-Listing & Stock Qty Unavailable |  | Not Applicable
220-0523 | 220-0523 | PLP, TPM, Top-of-Pole Mount for 15 Type-G Modules, 37-42" x 61-67", 5hx3w-L, 8" Pipe, Enter Module # and Manufacturer, TPM15-G | 4008.54 |  | No | Racking | Soligent De-listing | 3783.06 |  | De-Listing & Stock Qty Unavailable |  | Not Applicable
220-0524 | 220-0524 | DPW, TPM, Top-of-Pole Mount for 1 Type-H Module, 38-40" x 77-78", 1hx1w-P, Enter Module # and Manufacturer, TPM1-H | 290 |  | No | Racking | Soligent De-listing | 0 |  | De-Listing & Stock Qty Unavailable |  | Not Applicable
220-0525 | 220-0525 | PLP, TPM, Top-of-Pole Mount for 2 Type-H Module, 38-42" x 67-82", 1hx2w-P, 3" Pipe, Enter Module # and Manufacturer, TPM2-H | 812.62 |  | No | Racking | Shippable | 766.91 |  | Shippable but Stock Qty Unavailable | USMS100-0451 | Already Listed
220-0526 | 220-0526 | DPW, TPM, Top-of-Pole Mount for 3 Type-H Modules, 38-40" x 77-78", 1hx3w-P, Enter Module # and Manufacturer, TPM3-H | 958 |  | No | Racking | Soligent De-listing | 0 |  | De-Listing & Stock Qty Unavailable |  | Not Applicable
220-0527 | 220-0527 | PLP, TPM, Top-of-Pole Mount for 4 Type-H Module, 38-42" x 67-82", 2hx2w-P, 6" Pipe, Enter Module # and Manufacturer, TPM4-H | 1184.49 |  | No | Racking | Soligent De-listing | 1117.86 |  | De-Listing & Stock Qty Unavailable |  | Not Applicable
220-0528 | 220-0528 | PLP, TPM, Top-of-Pole Mount for 6 Type-H Module, 38-42" x 67-82", 3hx2w-L, 6" Pipe, Enter Module # and Manufacturer, TPM6-H | 2085.36 |  | No | Racking | Shippable | 1968.06 |  | Shippable but Stock Qty Unavailable |  | Not Applicable
220-0529 | 220-0529 | PLP, TPM, Top-of-Pole Mount for 8 Type-H Module, 38-42" x 67-82", 4hx2w-L, 8" Pipe, Enter Module # and Manufacturer, TPM8-H | 2862.25 |  | No | Racking | Shippable | 2701.25 |  | Shippable but Stock Qty Unavailable |  | Not Applicable
220-0530 | 220-0530 | PLP, TPM, Top-of-Pole Mount for 9 Type-H Module, 38-42" x 67-82", 3hx3w-P, 8" Pipe, Enter Module # and Manufacturer, TPM9-H | 2869.5 |  | No | Racking | Soligent De-listing | 2708.09 |  | De-Listing & Stock Qty Unavailable |  | Not Applicable
220-0531 | 220-0531 | PLP, TPM, Top-of-Pole Mount for 10 Type-H Module, 38-42" x 67-82", 5hx2w-L, 8" Pipe, Enter Module # and Manufacturer, TPM10-H | 3177.59 |  | No | Racking | Shippable | 2998.85 |  | Shippable but Stock Qty Unavailable |  | Not Applicable
220-0532 | 220-0532 | PLP, TPM, Top-of-Pole Mount for 12 Type-H Module, 38-42" x 67-82", 3hx4w-P, 8" Pipe, Enter Module # and Manufacturer, TPM12-H | 4304.66 |  | No | Racking | Shippable | 4062.52 |  | Shippable but Stock Qty Unavailable |  | Not Applicable
220-0534 | 220-0534 | UniRac, Top PoleTop Rack for 4 Yingli 70W, Rail Length 62"/102", 500109 | 11.61 |  | No | Racking | Vendor De-listing | 0 |  | De-Listing & Stock Qty Unavailable |  | Not Applicable
220-0536 | 220-0536 | UniRac, Top PoleTop Rack for 2 Evergreen 110, Rail Length 76"/32", 500114 | 45.9 |  | No | Racking | Vendor De-listing | 0 |  | De-Listing & Stock Qty Unavailable |  | Not Applicable
220-0539 | 220-0539 | UniRac, Top PoleTop Rack for12 BP350, Rail Length 106"/72", 501429 | 47.07 |  | No | Racking | Vendor De-listing | 0 |  | De-Listing & Stock Qty Unavailable |  | Not Applicable
220-0559 | 220-0559 | DPW, Top-of-Pole Mount for 12 High Wind Sharp 216 | 3680 |  | No | Racking | Soligent De-listing | 0 |  | De-Listing & Stock Qty Unavailable |  | Not Applicable
220-0568 | 220-0568 | DPW, Top-of-Pole Mount for 12 Sharp 118 or 123 Panels | 783.98 |  | No | Racking | Vendor De-listing | 0 |  | De-Listing & Stock Qty Unavailable |  | Not Applicable
220-0600 | 220-0600 | IronRidge, for Solarex, Kit 2X Panel Asmbly M80, HPK2X80 | 4.49 |  | No | Racking | Vendor De-listing | 0 |  | De-Listing & Stock Qty Unavailable |  | Not Applicable
220-0603 | 220-0603 | Solarex, Omnimount Kit M40-M120 Inc VLX, OMNI4X | 9.17 |  | No | Racking | Vendor De-listing | 0 |  | De-Listing & Stock Qty Unavailable |  | Not Applicable
220-0609 | 220-0609 | UniRac, Side of Pole Mount for 3 BP 380 or YL75 | 359 |  | No | Racking | Soligent De-listing | 0 |  | De-Listing & Stock Qty Unavailable |  | Not Applicable
220-0613 | 220-0613 | UniRac, Top of Pole Top mounting 100" Rail, 4 x 85W, 4" Pole(SoCal) | 15.66 |  | No | Racking | Vendor De-listing | 0 |  | De-Listing & Stock Qty Unavailable |  | Not Applicable
220-0614 | 220-0614 | UniRac, Top of Pole Top Reducer 8" to 6" | 12.6 |  | No | Racking | Vendor De-listing | 0 |  | De-Listing & Stock Qty Unavailable |  | Not Applicable
220-0619 | 220-0619 | UniRac, Top of Pole, 4-SX80, 4' Pole Mount | 114 |  | No | Racking | Vendor De-listing | 0 |  | De-Listing & Stock Qty Unavailable |  | Not Applicable
220-0638 | 220-0638 | Zomeworks, Custom Quote, Top of Pole/Fixed Rack, Enter Quote Number and Custom Price | 0 |  | No | Racking | Shippable | 0 |  | Shippable but Price & Stock Qty Unavailable |  | Not Applicable
220-0639 | 220-0639 | DPW, Custom Quote, Multi-Pole Mount MPM, Enter Quote Number and Custom Price | 0 |  | No | Racking | Shippable | 0 |  | Shippable but Price & Stock Qty Unavailable |  | Not Applicable
220-0640 | 220-0640 | DPW, Custom Quote, Power-Fab CRS, Enter Quote Number and Custom Price | 0 |  | No | Racking | Soligent De-listing | 0 |  | Not Applicable |  | Not Applicable
220-0641 | 220-0641 | DPW, TPM, Finish Upgrade Option for Top-of-Pole Mount, Powder Coated Aluminum Components, add 20%, call for quote, Enter Quote Number and Custom Price, , TPM PCA | 0 |  | No | Racking | Soligent De-listing | 0 |  | Not Applicable |  | Not Applicable
220-0642 | 220-0642 | DPW, SPM, Stainless Steel Hardware package for Side-of-Pole 1 Module, SPM SSH 1 | 12 |  | No | Racking | Soligent De-listing | 0 |  | De-Listing & Stock Qty Unavailable |  | Not Applicable
220-0643 | 220-0643 | DPW, SPM, Stainless Steel Hardware package for Side-of-Pole 2 Modules, SPM SSH 2 | 18 |  | No | Racking | Soligent De-listing | 0 |  | De-Listing & Stock Qty Unavailable |  | Not Applicable
220-0644 | 220-0644 | DPW, SPM, Stainless Steel Hardware package for Side-of-Pole 3 Modules, SPM SSH 3 | 18 |  | No | Racking | Soligent De-listing | 0 |  | De-Listing & Stock Qty Unavailable |  | Not Applicable
220-0645 | 220-0645 | DPW, SPM, Stainless Steel Hardware package for Side-of-Pole 4 Modules, SPM SSH 4 | 18 |  | No | Racking | Soligent De-listing | 0 |  | De-Listing & Stock Qty Unavailable |  | Not Applicable
220-0646 | 220-0646 | DPW, SPM, Tamper-Resistant Hardware Package for Side-of-Pole Mount 1 Module, SPM TRH 1 | 24 |  | No | Racking | Soligent De-listing | 0 |  | De-Listing & Stock Qty Unavailable |  | Not Applicable
220-0647 | 220-0647 | DPW, SPM, Tamper-Resistant Hardware Package for Side-of-Pole Mount 2 Modules, SPM TRH 2 | 30 |  | No | Racking | Soligent De-listing | 0 |  | De-Listing & Stock Qty Unavailable |  | Not Applicable
220-0648 | 220-0648 | DPW, SPM, Tamper-Resistant Hardware Package for Side-of-Pole Mount 3 Modules, SPM TRH 3 | 36 |  | No | Racking | Soligent De-listing | 0 |  | De-Listing & Stock Qty Unavailable |  | Not Applicable
220-0649 | 220-0649 | DPW, SPM, Tamper-Resistant Hardware Package for Side-of-Pole Mount 4 Modules, SPM TRH 4 | 41 |  | No | Racking | Soligent De-listing | 0 |  | De-Listing & Stock Qty Unavailable |  | Not Applicable
220-0650 | 220-0650 | DPW, SPM, Side-of-Pole Mount for 1 Type-A Module, 19-23" x 35-44", 2"-3.5" OD pipe, 1hx1w-L, SPM1-A | 194 |  | No | Racking | Soligent De-listing | 0 |  | De-Listing & Stock Qty Unavailable |  | Not Applicable
220-0651 | 220-0651 | DPW, SPM, Side-of-Pole Mount for 1 Type-B Module, 21-26" x 39-50", 2"-3.5" OD pipe, 1hx1w-L, Enter Module # and Manufacturer, SPM1-B | 206 |  | No | Racking | Soligent De-listing | 0 |  | De-Listing & Stock Qty Unavailable |  | Not Applicable
220-0652 | 220-0652 | DPW, SPM, Side-of-Pole Mount for 1 Type-C Module, 22-27" x 56-60", 2"-3.5" OD pipe, 1hx1w-L, Enter Module # and Manufacturer, SPM1-C | 310 |  | No | Racking | Soligent De-listing | 0 |  | De-Listing & Stock Qty Unavailable |  | Not Applicable
220-0653 | 220-0653 | DPW, SPM, Side-of-Pole Mount for 1 Type-D Module, 31-33" x 60-67", 2"-3.5" OD pipe, 1hx1w-L, Enter Module # and Manufacturer, SPM1-D | 355 |  | No | Racking | Soligent De-listing | 0 |  | De-Listing & Stock Qty Unavailable |  | Not Applicable
220-0654 | 220-0654 | DPW, SPM, Side-of-Pole Mount for 1 Type-E Module, 38-40" x 51-53", 2"-3.5" OD pipe, 1hx1w-L, Enter Module # and Manufacturer, SPM1-E | 368 |  | No | Racking | Soligent De-listing | 0 |  | De-Listing & Stock Qty Unavailable |  | Not Applicable
220-0655 | 220-0655 | DPW, SPM, Side-of-Pole Mount for 1 Type-F Module, 38-42" x 58-62", 2"-3.5" OD pipe, 1hx1w-L, Enter Module # and Manufacturer, SPM1-F | 387 |  | No | Racking | Soligent De-listing | 0 |  | De-Listing & Stock Qty Unavailable |  | Not Applicable
220-0656 | 220-0656 | DPW, SPM, Side-of-Pole Mount for 1 Type-G Module, 37-42" x 61-67", 2"-3.5" OD pipe, 1hx1w-L, Enter Module # and Manufacturer, SPM1-G | 227.54 |  | No | Racking | Shippable | 214.74 |  | Shippable but Stock Qty Unavailable |  | Not Applicable
220-0657 | 220-0657 | PLP, SPM, Side-of-Pole Mount for 1 Type-H Module, 38-40" x 77-78", 2"-3.5" OD Pipe, 1hx1w-L, Enter Module # and Manufacturer, SPM1-H | 382.42 |  | No | Racking | Soligent De-listing | 360.91 |  | De-Listing & Stock Qty Unavailable |  | Not Applicable
220-0658 | 220-0658 | DPW, SPM, Side-of-Pole Mount for 2 Type-A Modules, 19-23" x 35-44", 2"-3.5" OD pipe, 2hx1w-L, Enter Module # and Manufacturer, SPM2-A | 284 |  | No | Racking | Soligent De-listing | 0 |  | De-Listing & Stock Qty Unavailable |  | Not Applicable
220-0659 | 220-0659 | DPW, SPM, Side-of-Pole Mount for 2 Type-B Modules, 21-26" x 39-50", 2"-3.5" OD pipe, 2hx1w-L, Enter Module # and Manufacturer, SPM2-B | 408 |  | No | Racking | Soligent De-listing | 0 |  | De-Listing & Stock Qty Unavailable |  | Not Applicable
220-0660 | 220-0660 | DPW, SPM, Side-of-Pole Mount for 2 Type-C Modules, 22-27" x 56-60", 2"-3.5" OD pipe, 2hx1w-L, Enter Module # and Manufacturer, SPM2-C | 478 |  | No | Racking | Soligent De-listing | 0 |  | De-Listing & Stock Qty Unavailable |  | Not Applicable
220-0661 | 220-0661 | DPW, SPM, Side-of-Pole Mount for 2 Type-D Modules, 31-33" x 60-67", 3"-4.5" OD pipe, 2hx1w-L,, SPM2-D | 341.64 |  | No | Racking | Soligent De-listing | 322.42 |  | De-Listing & Stock Qty Unavailable |  | Not Applicable
220-0662 | 220-0662 | DPW, SPM, Side-of-Pole Mount for 2 Type-E Modules, 38-40" x 51-53", 3"-4.5" OD pipe, 2hx1w-L, Enter Module # and Manufacturer, SPM2-E | 608 |  | No | Racking | Soligent De-listing | 0 |  | De-Listing & Stock Qty Unavailable |  | Not Applicable
220-0663 | 220-0663 | DPW, SPM, Side-of-Pole Mount for 2 Type-F Modules, 38-42" x 58-62", 3"-4.5" OD pipe, 2hx1w-L, Enter Module # and Manufacturer, SPM2-F | 640 |  | No | Racking | Soligent De-listing | 0 |  | De-Listing & Stock Qty Unavailable |  | Not Applicable
220-0664 | 220-0664 | PLP, SPM, Side-of-Pole Mount for 2 Type-G Module, 37-42" x 61-67", 3"-4.5" OD Pipe, 2hx1w-L, Enter Module # and Manufacturer, SPM2-G | 543.31 |  | No | Racking | Shippable | 512.75 |  | Shippable but Stock Qty Unavailable |  | Not Applicable
220-0665 | 220-0665 | DPW, SPM, Side-of-Pole Mount for 2 Type-H Modules, 38-40" x 77-78", 3"-4.5" OD pipe, 2hx1w-L, Enter Module # and Manufacturer, SPM2-H | 808 |  | No | Racking | Soligent De-listing | 0 |  | De-Listing & Stock Qty Unavailable |  | Not Applicable
220-0666 | 220-0666 | DPW, SPM, Side-of-Pole Mount for 3 Type-B Modules, 21-26" x 39-50", 3"-4.5" OD pipe, 3hx1w-L, Enter Module # and Manufacturer, SPM3-B | 524 |  | No | Racking | Soligent De-listing | 0 |  | De-Listing & Stock Qty Unavailable |  | Not Applicable
220-0667 | 220-0667 | DPW, SPM, Side-of-Pole Mount for 3 Type-C Modules, 22-27" x 56-60", 3"-4.5" OD pipe, 3hx1w-L, Enter Module # and Manufacturer, SPM3-C | 672 |  | No | Racking | Soligent De-listing | 0 |  | De-Listing & Stock Qty Unavailable |  | Not Applicable
220-0668 | 220-0668 | DPW, SPM, Side-of-Pole Mount for 3 Type-D Modules, 31-33" x 60-67", 3"-4.5" OD pipe, 3hx1w-L, Enter Module # and Manufacturer, SPM3-D | 750 |  | No | Racking | Soligent De-listing | 0 |  | De-Listing & Stock Qty Unavailable |  | Not Applicable
220-0669 | 220-0669 | DPW, SPM, Side-of-Pole Mount for 3 Type-E Modules, 38-40" x 51-53", 3"-4.5" OD pipe, 3hx1w-L, Enter Module # and Manufacturer, SPM3-E | 776 |  | No | Racking | Soligent De-listing | 0 |  | De-Listing & Stock Qty Unavailable |  | Not Applicable
220-0670 | 220-0670 | DPW, SPM, Side-of-Pole Mount for 3 Type-F Modules, 38-42" x 58-62", 3"-4.5" OD pipe, 3hx1w-L, Enter Module # and Manufacturer, SPM3-F | 820 |  | No | Racking | Soligent De-listing | 0 |  | De-Listing & Stock Qty Unavailable |  | Not Applicable
220-0671 | 220-0671 | DPW, SPM, Side-of-Pole Mount for 3 Type-G Modules, 37-42" x 61-67", 3"-4.5" OD pipe, 3hx1w-L, Enter Module # and Manufacturer, SPM3-G | 866 |  | No | Racking | Soligent De-listing | 0 |  | De-Listing & Stock Qty Unavailable |  | Not Applicable
220-0672 | 220-0672 | DPW, SPM, Side-of-Pole Mount for 3 Type-H Modules, 38-40" x 77-78", 3"-4.5" OD pipe, 3hx1w-L, Enter Module # and Manufacturer, SPM3-H | 1046 |  | No | Racking | Soligent De-listing | 0 |  | De-Listing & Stock Qty Unavailable |  | Not Applicable
220-0673 | 220-0673 | DPW, SPM, Side-of-Pole Mount for 4 Type-B Modules, 21-26" x 39-50", 3"-4.5" OD pipe, 4hx1w-L, Enter Module # and Manufacturer, SPM4-B | 602 |  | No | Racking | Soligent De-listing | 0 |  | De-Listing & Stock Qty Unavailable |  | Not Applicable
220-0674 | 220-0674 | DPW, SPM, Side-of-Pole Mount for 4 Type-C Modules, 22-27" x 56-60", 3"-4.5" OD pipe, 4hx1w-L, Enter Module # and Manufacturer, SPM4-C | 814 |  | No | Racking | Soligent De-listing | 0 |  | De-Listing & Stock Qty Unavailable |  | Not Applicable
220-0675 | 220-0675 | DPW, SPM, Side-of-Pole Mount for 4 Type-D Modules, 31-33" x 60-67", 3"-4.5" OD pipe, 4hx1w-L, Enter Module # and Manufacturer, SPM4-D | 988 |  | No | Racking | Soligent De-listing | 0 |  | De-Listing & Stock Qty Unavailable |  | Not Applicable
220-0676 | 220-0676 | DPW, SPM, High Wind Option for Side-of-Pole Mount, 130 MPH, Class C Wind Zone, add 25%, call for quote, Enter Quote Number and Custom Price, , SPM HWV | 0 |  | No | Racking | Soligent De-listing | 0 |  | Not Applicable |  | Not Applicable
220-0677 | 220-0677 | DPW, SPM, Finish Upgrade Option for Side-of-Pole Mount, Powder Coated Aluminum Components, add 25%, call for quote, Enter Quote Number and Custom Price, , SPM PCA | 0 |  | No | Racking | Soligent De-listing | 0 |  | Not Applicable |  | Not Applicable
220-0678 | 220-0678 | DPW, SPM, Finish Upgrade Option for Side-of-Pole Mount, Anodized Aluminum Components, add 35%, call for quote, Enter Quote Number and Custom Price, , SPM AA | 0 |  | No | Racking | Soligent De-listing | 0 |  | Not Applicable |  | Not Applicable
220-0679 | 220-0679 | DPW, SPM, Band Clamp Upgrade for Side-of-Pole Mount, for Standard OD Mounting Pipe 2" - 3.5" upgrade to 3" - 4.5" OD Pipe, SPM BCU-2" 4IN | 6 |  | No | Racking | Soligent De-listing | 0 |  | De-Listing & Stock Qty Unavailable |  | Not Applicable
220-0680 | 220-0680 | DPW, SPM, Band Clamp Upgrade for Side-of-Pole Mount, for Standard OD Mounting Pipe 2" - 3.5" upgrade to 4" - 5.5" OD Pipe, SPM BCU-2" 5IN | 12 |  | No | Racking | Soligent De-listing | 0 |  | De-Listing & Stock Qty Unavailable |  | Not Applicable
220-0681 | 220-0681 | DPW, SPM, Band Clamp Upgrade for Side-of-Pole Mount, for Standard OD Mounting Pipe 2" - 3.5" upgrade to 5" - 6.5" OD Pipe, SPM BCU-2" 6IN | 18 |  | No | Racking | Soligent De-listing | 0 |  | De-Listing & Stock Qty Unavailable |  | Not Applicable
220-0682 | 220-0682 | DPW, SPM, Band Clamp Upgrade for Side-of-Pole Mount, for Standard OD Mounting Pipe 2" - 3.5" upgrade to 6" - 7.5" OD Pipe, SPM BCU-2" 4IN | 36 |  | No | Racking | Soligent De-listing | 0 |  | De-Listing & Stock Qty Unavailable |  | Not Applicable
220-0683 | 220-0683 | DPW, SPM, Band Clamp Upgrade for Side-of-Pole Mount, for Standard OD Mounting Pipe 2" - 3.5" upgrade to 7" - 8.5" OD Pipe, SPM BCU-2" 7IN | 41 |  | No | Racking | Soligent De-listing | 0 |  | De-Listing & Stock Qty Unavailable |  | Not Applicable
220-0684 | 220-0684 | DPW, SPM, Band Clamp Upgrade for Side-of-Pole Mount, for Standard OD Mounting Pipe 2" - 3.5" upgrade to 8" - 9.5" OD Pipe, SPM BCU-2" 9IN | 47 |  | No | Racking | Soligent De-listing | 0 |  | De-Listing & Stock Qty Unavailable |  | Not Applicable
220-0685 | 220-0685 | DPW, SPM, Band Clamp Upgrade for Side-of-Pole Mount, for Standard OD Mounting Pipe 2" - 3.5" upgrade to 9" - 11" OD Pipe, SPM BCU-2" 11IN | 53 |  | No | Racking | Soligent De-listing | 0 |  | De-Listing & Stock Qty Unavailable |  | Not Applicable
220-0686 | 220-0686 | DPW, SPM, Band Clamp Upgrade for Side-of-Pole Mount, for Standard OD Mounting Pipe 2" - 3.5" upgrade to 10" - 12" OD Pipe, SPM BCU-2" 12IN | 59 |  | No | Racking | Soligent De-listing | 0 |  | De-Listing & Stock Qty Unavailable |  | Not Applicable
220-0687 | 220-0687 | DPW, SPM, Band Clamp Upgrade for Side-of-Pole Mount, for Standard OD Mounting Pipe 3" - 4.5" upgrade to 4" - 5.5" OD Pipe, SPM BCU-3" 5IN | 6 |  | No | Racking | Soligent De-listing | 0 |  | De-Listing & Stock Qty Unavailable |  | Not Applicable
220-0688 | 220-0688 | DPW, SPM, Band Clamp Upgrade for Side-of-Pole Mount, for Standard OD Mounting Pipe 3" - 4.5" upgrade to 5" - 6.5" OD Pipe, SPM BCU-3" 6IN | 12 |  | No | Racking | Soligent De-listing | 0 |  | De-Listing & Stock Qty Unavailable |  | Not Applicable
220-0689 | 220-0689 | DPW, SPM, Band Clamp Upgrade for Side-of-Pole Mount, for Standard OD Mounting Pipe 3" - 4.5" upgrade to 6" - 7.5" OD Pipe, SPM BCU-3" 7IN | 30 |  | No | Racking | Soligent De-listing | 0 |  | De-Listing & Stock Qty Unavailable |  | Not Applicable
220-0690 | 220-0690 | DPW, SPM, Band Clamp Upgrade for Side-of-Pole Mount, for Standard OD Mounting Pipe 3" - 4.5" upgrade to 7" - 8.5" OD Pipe, SPM BCU-3" 8IN | 36 |  | No | Racking | Soligent De-listing | 0 |  | De-Listing & Stock Qty Unavailable |  | Not Applicable
220-0691 | 220-0691 | DPW, SPM, Band Clamp Upgrade for Side-of-Pole Mount, for Standard OD Mounting Pipe 3" - 4.5" upgrade to 8" - 9.5" OD Pipe, SPM BCU-3" 9IN | 41 |  | No | Racking | Soligent De-listing | 0 |  | De-Listing & Stock Qty Unavailable |  | Not Applicable
220-0692 | 220-0692 | DPW, SPM, Band Clamp Upgrade for Side-of-Pole Mount, for Standard OD Mounting Pipe 3" - 4.5" upgrade to 9" - 11" OD Pipe, SPM BCU-3" 11IN | 47 |  | No | Racking | Soligent De-listing | 0 |  | De-Listing & Stock Qty Unavailable |  | Not Applicable
220-0693 | 220-0693 | DPW, SPM, Band Clamp Upgrade for Side-of-Pole Mount, for Standard OD Mounting Pipe 3" - 4.5" upgrade to 10" - 12" OD Pipe, SPM BCU-3" 12IN | 53 |  | No | Racking | Soligent De-listing | 0 |  | De-Listing & Stock Qty Unavailable |  | Not Applicable
220-0694 | 220-0694 | DPW, TPM, Stainless Steel Hardware package for Top-of-Pole 3 Modules, TPM SSH 3 | 22.05 |  | No | Racking | Soligent De-listing | 20.81 |  | De-Listing & Stock Qty Unavailable |  | Not Applicable
220-0695 | 220-0695 | DPW, TPM, Stainless Steel Hardware package for Top-of-Pole 8 Modules, TPM SSH 8 | 50.07 |  | No | Racking | Soligent De-listing | 47.25 |  | De-Listing & Stock Qty Unavailable |  | Not Applicable
220-0696 | 220-0696 | DPW, TPM, Tamper-Resistant Hardware Package for Top-of-Pole Mount 3 Modules, TPM TRH 3 | 38 |  | No | Racking | Soligent De-listing | 0 |  | De-Listing & Stock Qty Unavailable |  | Not Applicable
220-0697 | 220-0697 | DPW, TPM, Tamper-Resistant Hardware Package for Top-of-Pole Mount 15 Modules, TPM TRH 15 | 111 |  | No | Racking | Soligent De-listing | 0 |  | De-Listing & Stock Qty Unavailable |  | Not Applicable
220-0703 | 220-0703 | Zomeworks, Top of Pole/Fixed Rack for 8 LG270, FXL-168 | 2166 |  | No | Racking | Soligent De-listing | 0 |  | De-Listing & Stock Qty Unavailable |  | Not Applicable
220-0704 | 220-0704 | DPW, TPM, Top-of-Pole Mount for 2 Type-Hareon-HR 60 Modules, 26.38" x 29.84", 3"SCH80, 1hx2w-P, Enter Module # and Manufacturer, TPM2-B-Hareon-HR60 | 243 |  | No | Racking | Soligent De-listing | 0 |  | De-Listing & Stock Qty Unavailable |  | Not Applicable
220-0705 | 220-0705 | DPW, TPM, Top-of-Pole Mount for 1 Type-I Module, 50-52" x 65-79", 1hx1w-P, Enter Module # and Manufacturer, TPM1-I | 351 |  | No | Racking | Soligent De-listing | 0 |  | De-Listing & Stock Qty Unavailable |  | Not Applicable
220-0706 | 220-0706 | DPW, TPM, Top-of-Pole Mount for 2 Type-I Modules, 50-52" x 65-79", 2hx1w-L, Enter Module # and Manufacturer, TPM2-I | 769 |  | No | Racking | Soligent De-listing | 0 |  | De-Listing & Stock Qty Unavailable |  | Not Applicable
220-0707 | 220-0707 | DPW, TPM, Top-of-Pole Mount for 3 Type-I Modules, 50-52" x 65-79", 3hx1w-L, Enter Module # and Manufacturer, TPM3-I | 1148 |  | No | Racking | Soligent De-listing | 0 |  | De-Listing & Stock Qty Unavailable |  | Not Applicable
220-0708 | 220-0708 | DPW, TPM, Top-of-Pole Mount for 4 Type-I Modules, 50-52" x 65-79", 2hx2w-P, Enter Module # and Manufacturer, TPM4-I | 1382 |  | No | Racking | Soligent De-listing | 0 |  | De-Listing & Stock Qty Unavailable |  | Not Applicable
220-0709 | 220-0709 | DPW, TPM, Top-of-Pole Mount for 6 Type-I Modules, 50-52" x 65-79", 3hx2w-L, Enter Module # and Manufacturer, TPM6-I | 2373 |  | No | Racking | Soligent De-listing | 0 |  | De-Listing & Stock Qty Unavailable |  | Not Applicable
220-0710 | 220-0710 | DPW, TPM, Top-of-Pole Mount for 8 Type-I Modules, 50-52" x 65-79", 4hx2w-L, Enter Module # and Manufacturer, TPM8-I | 3103 |  | No | Racking | Soligent De-listing | 0 |  | De-Listing & Stock Qty Unavailable |  | Not Applicable
220-0711 | 220-0711 | DPW, TPM, Top-of-Pole Mount for 9 Type-I Modules, 50-52" x 65-79", 3hx3w-P, Enter Module # and Manufacturer, TPM9-I | 4795 |  | No | Racking | Soligent De-listing | 0 |  | De-Listing & Stock Qty Unavailable |  | Not Applicable
220-0712 | 220-0712 | DPW, TPM, Top-of-Pole Mount for 10 Type-I Modules, 50-52" x 65-79", 5hx2w-L, Enter Module # and Manufacturer, TPM10-I | 5092 |  | No | Racking | Soligent De-listing | 0 |  | De-Listing & Stock Qty Unavailable |  | Not Applicable
220-0713 | 220-0713 | IronRidge, SGA 2", 7.5' Brace, 70-0200-002 | 27 |  | No | Racking | Soligent De-listing | 0 |  | De-Listing & Stock Qty Unavailable |  | Not Applicable
220-0718 | 220-0718 | PLP, TPM, Top-of-Pole Mount for 1 Type-G Module, 37-42" x 61-67", 1hx1w-P, with Mounting Sleeve Upgrade for 2.5" Pipe, Enter Module # and Manufacturer, TPM1-G-2.5IN | 323.47 |  | No | Racking | Soligent De-listing | 305.28 |  | De-Listing & Stock Qty Unavailable |  | Not Applicable
220-0719 | 220-0719 | PLP, TPM, Top-of-Pole Mount for 1 Type-G Module, 37-42" x 61-67", 1hx1w-P, with Mounting sleeve Upgrade for 3" Pipe, Enter Module # and Manufacturer, TPM1-G-3IN | 307.05 |  | No | Racking | Soligent De-listing | 289.78 |  | De-Listing & Stock Qty Unavailable |  | Not Applicable
220-0720 | 220-0720 | PLP, TPM, Top-of-Pole Mount for 1 Type-G Module, 37-42" x 61-67", 1hx1w-P, with Mounting Sleeve Upgrade for 4" Pipe, Enter Module # and Manufacturer, TPM1-G-4IN | 333.59 |  | No | Racking | Soligent De-listing | 314.83 |  | De-Listing & Stock Qty Unavailable |  | Not Applicable
220-0721 | 220-0721 | PLP, TPM, Top-of-Pole Mount for 1 Type-G Module, 37-42" x 61-67", 1hx1w-P, 2" Pipe, High Wind Version, Enter Module # and Manufacturer, TPM1-G-HWV | 666.19 |  | No | Racking | Soligent De-listing | 628.71 |  | De-Listing & Stock Qty Unavailable |  | Not Applicable
220-0722 | 220-0722 | PLP, TPM, Top-of-Pole Mount for 1 Type-G Module, 37-42" x 61-67", 1hx1w-P, with Mounting sleeve Upgrade for 2.5" Pipe, High Wind Version, Enter Module # and Manufacturer, TPM1-G-HWV-2.5IN | 400.24 |  | No | Racking | Soligent De-listing | 377.73 |  | De-Listing & Stock Qty Unavailable |  | Not Applicable
220-0723 | 220-0723 | PLP, TPM, Top-of-Pole Mount for 1 Type-G Module, 37-42" x 61-67", 1hx1w-P, with Mounting Sleeve Upgrade for 3" Pipe, High Wind Version, Enter Module # and Manufacturer, TPM1-G-HWV-3IN | 404.03 |  | No | Racking | Soligent De-listing | 381.3 |  | De-Listing & Stock Qty Unavailable |  | Not Applicable
220-0724 | 220-0724 | PLP, TPM, Top-of-Pole Mount for 1 Type-G Module, 37-42" x 61-67", 1hx1w-P, with Mounting Sleeve Upgrade for 4" Pipe, High Wind Version, Enter Module # and Manufacturer, TPM1-G-HWV-4IN | 410.34 |  | No | Racking | Soligent De-listing | 387.26 |  | De-Listing & Stock Qty Unavailable |  | Not Applicable
220-0725 | 220-0725 | PLP, TPM, Top-of-Pole Mount for 2 Type-G Modules, 37-42" x 61-67", 1hx2w-P, with Mounting Sleeve Upgrade for 4" Pipe, Enter Module # and Manufacturer, TPM2-G-4IN | 362.01 |  | No | Racking | Soligent De-listing | 341.65 |  | De-Listing & Stock Qty Unavailable |  | Not Applicable
220-0726 | 220-0726 | PLP, TPM, Top-of-Pole Mount for 2 Type-G Modules, 37-42" x 61-67", 1hx2w-P, 3" Pipe, High Wind Version, Enter Module # and Manufacturer, TPM2-G-HWV | 861.52 |  | No | Racking | Soligent De-listing | 813.06 |  | De-Listing & Stock Qty Unavailable |  | Not Applicable
220-0727 | 220-0727 | PLP, TPM, Top-of-Pole Mount for 2 Type-G Modules, 37-42" x 61-67", 1hx2w-P, with Mounting Sleeve Upgrade for 4" Pipe, High Wind Version, Enter Module # and Manufacturer, TPM2-G-HWV-4IN | 447.47 |  | No | Racking | Soligent De-listing | 422.3 |  | De-Listing & Stock Qty Unavailable |  | Not Applicable
220-0728 | 220-0728 | PLP, TPM, Top-of-Pole Mount for 2 Type-G Modules, 37-42" x 61-67", 1hx2w-P, with Mounting Sleeve Upgrade for 6" Pipe, High Wind Version, Enter Module # and Manufacturer, TPM2-G-HWV-6IN | 489.8 |  | No | Racking | Soligent De-listing | 462.25 |  | De-Listing & Stock Qty Unavailable |  | Not Applicable
220-0729 | 220-0729 | PLP, TPM, Top-of-Pole Mount for 3 Type-G Modules, 37-42" x 61-67", 1hx3w-P, with Mounting Sleeve Upgrade for 6" Pipe, Enter Module # and Manufacturer, TPM3-G-6IN | 511.75 |  | No | Racking | Soligent De-listing | 482.96 |  | De-Listing & Stock Qty Unavailable |  | Not Applicable
220-0730 | 220-0730 | PLP, TPM, Top-of-Pole Mount for 3 Type-G Modules, 37-42" x 61-67", 1hx3w-P, 4" Pipe, High Wind Version, Enter Module # and Manufacturer, TPM3-G-HWV | 1111.91 |  | No | Racking | Soligent De-listing | 1049.36 |  | De-Listing & Stock Qty Unavailable |  | Not Applicable
220-0731 | 220-0731 | PLP, TPM, Top-of-Pole Mount for 3 Type-G Modules, 37-42" x 61-67", 1hx3w-P, with Mounting Sleeve Upgrade for 6" Pipe, High Wind Version, Enter Module # and Manufacturer, TPM3-G-HWV-6IN | 624.83 |  | No | Racking | Soligent De-listing | 589.69 |  | De-Listing & Stock Qty Unavailable |  | Not Applicable
220-0732 | 220-0732 | PLP, TPM, Top-of-Pole Mount for 4 Type-G Modules, 37-42" x 61-67", 2hx2w-P, with Mounting Sleeve Upgrade for 6" Pipe, Enter Module # and Manufacturer, TPM4-G-6IN | 634.32 |  | No | Racking | Soligent De-listing | 598.64 |  | De-Listing & Stock Qty Unavailable |  | Not Applicable
220-0733 | 220-0733 | PLP, TPM, Top-of-Pole Mount for 4 Type-G Modules, 37-42" x 61-67", 2hx2w-P, with Mounting Sleeve Upgrade for 6" Pipe, Enter Module # and Manufacturer, TPM4-G-6IN | 1492.73 |  | No | Racking | Soligent De-listing | 1408.76 |  | De-Listing & Stock Qty Unavailable |  | Not Applicable
220-0734 | 220-0734 | PLP, TPM, Top-of-Pole Mount for 4 Type-G Modules, 37-42" x 61-67", 2hx2w-P, with Mounting Sleeve Upgrade for 6" Pipe, High Wind Version, Enter Module # and Manufacturer, TPM4-G-HWV-6IN | 778.05 |  | No | Racking | Soligent De-listing | 734.29 |  | De-Listing & Stock Qty Unavailable |  | Not Applicable
220-0735 | 220-0735 | PLP, TPM, Top-of-Pole Mount for 6 Type-G Modules, 37-42" x 61-67", 3hx2w-L, with Mounting Sleeve Upgrade for 8" Pipe, Enter Module # and Manufacturer, TPM6-G-8IN | 1140.38 |  | No | Racking | Soligent De-listing | 1076.24 |  | De-Listing & Stock Qty Unavailable |  | Not Applicable
220-0736 | 220-0736 | PLP, TPM, Top-of-Pole Mount for 6 Type-G Modules, 37-42" x 61-67", 3hx2w-L, 6" Pipe, High Wind Version, Enter Module # and Manufacturer,TPM6-G-HWV | 2085.8 |  | No | Racking | Shippable | 1968.48 |  | Shippable but Stock Qty Unavailable |  | Not Applicable
220-0737 | 220-0737 | PLP, TPM, Top-of-Pole Mount for 6 Type-G Modules, 37-42" x 61-67", 3hx2w-L, with Mounting Sleeve Upgrade for 8" Pipe, High Wind Version, Enter Module # and Manufacturer,TPM6-G-HWV-8IN | 1389.15 |  | No | Racking | Soligent De-listing | 1311.01 |  | De-Listing & Stock Qty Unavailable |  | Not Applicable
220-0738 | 220-0738 | PLP, TPM, Top-of-Pole Mount for 8 Type-G Modules, 37-42" x 61-67", 4hx2w-L, with Mounting Sleeve Upgrade for 8" Pipe, Enter Module # and Manufacturer, TPM8-G-8IN | 1437.32 |  | No | Racking | Soligent De-listing | 1356.48 |  | De-Listing & Stock Qty Unavailable |  | Not Applicable
220-0739 | 220-0739 | PLP, TPM, Top-of-Pole Mount for 8 Type-G Modules, 37-42" x 61-67", 4hx2w-L, 6" Pipe, High Wind Version, Enter Module # and Manufacturer, TPM8-G-HWV | 2792.98 |  | No | Racking | Soligent De-listing | 2635.87 |  | De-Listing & Stock Qty Unavailable |  | Not Applicable
220-0740 | 220-0740 | PLP, TPM, Top-of-Pole Mount for 8 Type-G Modules, 37-42" x 61-67", 4hx2w-L, with Mounting Sleeve Upgrade for 8" Pipe, High Wind Version, Enter Module # and Manufacturer, TPM8-G-HWV-8IN | 1760.32 |  | No | Racking | Soligent De-listing | 1661.3 |  | De-Listing & Stock Qty Unavailable |  | Not Applicable
220-0741 | 220-0741 | PLP, TPM, Top-of-Pole Mount for 9 Type-G Modules, 37-42" x 61-67", 3hx3w-P, 8" Pipe, High Wind Version, Enter Module # and Manufacturer, TPM9-G-HWV | 2933.38 |  | No | Racking | Soligent De-listing | 2768.37 |  | De-Listing & Stock Qty Unavailable |  | Not Applicable
220-0742 | 220-0742 | PLP, TPM, Top-of-Pole Mount for 10 Type-G Modules, 37-42" x 61-67", 5hx2w-L, 8" Pipe, High Wind Version, Enter Module # and Manufacturer, TPM10-G-HWV | 3323.35 |  | No | Racking | Soligent De-listing | 3136.41 |  | De-Listing & Stock Qty Unavailable |  | Not Applicable
220-0743 | 220-0743 | PLP, TPM, Top-of-Pole Mount for 12 Type-G Modules, 37-42" x 61-67", 3hx4w-P, 8" Pipe, High Wind Version, Enter Module # and Manufacturer, TPM12-G-HWV | 4014.54 |  | No | Racking | Soligent De-listing | 3788.73 |  | De-Listing & Stock Qty Unavailable |  | Not Applicable
220-0744 | 220-0744 | PLP, TPM, Top-of-Pole Mount for 15 Type-G Modules, 37-42" x 61-67", 5hx3w-L, 8" Pipe, High Wind Version, Enter Module # and Manufacturer, TPM15-G-HWV | 5010.68 |  | No | Racking | Soligent De-listing | 4728.83 |  | De-Listing & Stock Qty Unavailable |  | Not Applicable
220-0745 | 220-0745 | PLP, TPM, Top-of-Pole Mount for 1 Type-H Module, 38-42" x 67-82", 1hx1w-P, 2.5" Pipe, Enter Module # and Manufacturer, TPM1-H | 541.3 |  | No | Racking | Soligent De-listing | 510.85 |  | De-Listing & Stock Qty Unavailable |  | Not Applicable
220-0746 | 220-0746 | PLP, TPM, Top-of-Pole Mount for 1 Type-H Module, 38-42" x 67-82", 1hx1w-P, with Mounting Sleeve Upgrade for 3" Pipe, High Wind Version, Enter Module # and Manufacturer, TPM1-H-HWV-3IN | 434.2 |  | No | Racking | Soligent De-listing | 409.78 |  | De-Listing & Stock Qty Unavailable |  | Not Applicable
220-0747 | 220-0747 | PLP, TPM, Top-of-Pole Mount for 2 Type-H Module, 38-42" x 67-82", 1hx2w-P, with Mounting Sleeve Upgrade for 4" Pipe, Enter Module # and Manufacturer, TPM2-H-4IN | 379.07 |  | No | Racking | Soligent De-listing | 357.75 |  | De-Listing & Stock Qty Unavailable |  | Not Applicable
220-0748 | 220-0748 | PLP, TPM, Top-of-Pole Mount for 2 Type-H Module, 38-42" x 67-82", 1hx2w-P, 3" Pipe, High Wind Version, Enter Module # and Manufacturer, TPM2-H-HWV | 967.42 |  | No | Racking | Soligent De-listing | 913 |  | De-Listing & Stock Qty Unavailable |  | Not Applicable
220-0749 | 220-0749 | PLP, TPM, Top-of-Pole Mount for 3 Type-H Module, 38-42" x 67-82", 1hx3w-P, 4" Pipe, Enter Module # and Manufacturer, TPM3-H | 896.77 |  | No | Racking | Soligent De-listing | 846.32 |  | De-Listing & Stock Qty Unavailable |  | Not Applicable
220-0750 | 220-0750 | PLP, TPM, Top-of-Pole Mount for 3 Type-H Module, 38-42" x 67-82", 1hx3w-P, with Mounting Sleeve Upgrade for 6" Pipe, High Wind Version, Enter Module # and Manufacturer, TPM3-H-HWV-6IN | 849.13 |  | No | Racking | Soligent De-listing | 801.36 |  | De-Listing & Stock Qty Unavailable |  | Not Applicable
220-0751 | 220-0751 | PLP, TPM, Top-of-Pole Mount for 3 Type-H Module, 38-42" x 67-82", 1hx3w-P, with Mounting Sleeve Upgrade for 8" Pipe, High Wind Version, Enter Module # and Manufacturer, TPM3-I-HWV-8IN | 968.07 |  | No | Racking | Soligent De-listing | 913.61 |  | De-Listing & Stock Qty Unavailable |  | Not Applicable
220-0752 | 220-0752 | PLP, TPM, Top-of-Pole Mount for 4 Type-G Modules, 37-42" x 61-67", 2hx2w-P, with Mounting Sleeve Upgrade for 8" Pipe, Enter Module # and Manufacturer, TPM4-H-8IN | 808.05 |  | No | Racking | Soligent De-listing | 762.6 |  | De-Listing & Stock Qty Unavailable |  | Not Applicable
220-0753 | 220-0753 | PLP, TPM, Top-of-Pole Mount for 4 Type-H Module, 38-42" x 67-82", 2hx2w-P, 6" Pipe, High Wind Version, Enter Module # and Manufacturer, TPM4-H-HWV | 1554.64 |  | No | Racking | Shippable | 1467.19 |  | Shippable but Stock Qty Unavailable |  | Not Applicable
220-0754 | 220-0754 | PLP, TPM, Top-of-Pole Mount for 6 Type-H Module, 38-42" x 67-82", 3hx2w-L, 6" Pipe, High Wind Version, Enter Module # and Manufacturer, TPM6-H-HWV | 2819.15 |  | No | Racking | Shippable | 2660.58 |  | Shippable but Stock Qty Unavailable |  | Not Applicable
220-0755 | 220-0755 | PLP, TPM, Top-of-Pole Mount for 6 Type-H Module, 38-42" x 67-82", 3hx2w-L, with Mounting Sleeve Upgrade for 8" Pipe, High Wind Version, Enter Module # and Manufacturer, TPM6-H-HWV-8IN | 1542.36 |  | No | Racking | Soligent De-listing | 1455.6 |  | De-Listing & Stock Qty Unavailable |  | Not Applicable
220-0756 | 220-0756 | PLP, TPM, Top-of-Pole Mount for 8 Type-H Module, 38-42" x 67-82", 4hx2w-L, 8" Pipe, High Wind Version, Enter Module # and Manufacturer, TPM8-H-HWV | 3685.15 |  | No | Racking | Shippable | 3477.86 |  | Shippable but Stock Qty Unavailable |  | Not Applicable
220-0757 | 220-0757 | PLP, TPM, Top-of-Pole Mount for 9 Type-H Module, 38-42" x 67-82", 3hx3w-P, 8" Pipe, High Wind Version, Enter Module # and Manufacturer, TPM9-H-HWV | 3586.86 |  | No | Racking | Soligent De-listing | 3385.1 |  | De-Listing & Stock Qty Unavailable |  | Not Applicable
220-0758 | 220-0758 | PLP, TPM, Top-of-Pole Mount for 10 Type-H Module, 38-42" x 67-82", 5hx2w-L, 8" Pipe, High Wind Version, Enter Module # and Manufacturer, TPM10-H-HWV | 4295.7 |  | No | Racking | Shippable | 4054.06 |  | Shippable but Stock Qty Unavailable |  | Not Applicable
220-0759 | 220-0759 | PLP, TPM, Top-of-Pole Mount for 12 Type-H Module, 38-42" x 67-82", 3hx4w-P, 8" Pipe, High Wind Version, Enter Module # and Manufacturer, TPM12-H-HWV | 5380.83 |  | No | Racking | Soligent De-listing | 5078.16 |  | De-Listing & Stock Qty Unavailable |  | Not Applicable
220-0760 | 220-0760 | PLP, SPM, Side-of-Pole Mount for 1 Type-G Module, 37-42" x 61-67", 2"-3.5" OD Pipe, 1hx1w-L, Enter Module # and Manufacturer, SPM1-G | 316.83 |  | No | Racking | Soligent De-listing | 299.01 |  | De-Listing & Stock Qty Unavailable |  | Not Applicable
220-0761 | 220-0761 | PLP, SPM, Side-of-Pole Mount for 1 Type-G Module, 37-42" x 61-67", 2"-3.5" OD Pipe, 1hx1w-L, High Wind Version, Enter Module # and Manufacturer, SPM1-G-HWV | 396.05 |  | No | Racking | Soligent De-listing | 373.78 |  | De-Listing & Stock Qty Unavailable |  | Not Applicable
220-0762 | 220-0762 | PLP, SPM, Side-of-Pole Mount for 3 Type-G Module, 37-42" x 61-67", 3"-4.5" OD Pipe, 3hx1w-L, Enter Module # and Manufacturer, SPM3-G | 674.29 |  | No | Racking | Soligent De-listing | 636.36 |  | De-Listing & Stock Qty Unavailable |  | Not Applicable
220-0763 | 220-0763 | PLP, SPM, Side-of-Pole Mount for 3 Type-G Module, 37-42" x 61-67", 3"-4.5" OD Pipe, 3hx1w-L, High Wind Version, Enter Module # and Manufacturer, SPM3-G-HWV | 842.89 |  | No | Racking | Soligent De-listing | 795.47 |  | De-Listing & Stock Qty Unavailable |  | Not Applicable
220-0764 | 220-0764 | PLP, SPM, Side-of-Pole Mount for 2 Type-H Module, 38-40" x 77-78", 3"-4.5" OD Pipe, 2hx1w-L, Enter Module # and Manufacturer, SPM2-H | 629.05 |  | No | Racking | Soligent De-listing | 593.66 |  | De-Listing & Stock Qty Unavailable |  | Not Applicable
220-0771 | 220-0771 | IronRidge, Rail Connector Hardware Kit, 29-7001-002 | 2.56 |  | No | Racking | Soligent De-listing | 2.53 |  | De-Listing & Stock Qty Unavailable |  | Not Applicable
230-0001 | 230-0001 | Wattsun, Converter Box, Step down from 48V to 24V, 48-24 LVC | 92 |  | No | Racking | Vendor De-listing | 0 |  | De-Listing & Stock Qty Unavailable |  | Not Applicable
230-0003 | 230-0003 | Wattsun, Solar Tracker, AZ-125 for 6 Sharp 185W Modules, AZ-12506SH185 | 5346 |  | No | Racking | Vendor De-listing | 0 |  | De-Listing & Stock Qty Unavailable |  | Not Applicable
230-0005 | 230-0005 | Wattsun, Solar Tracker, AZ-125 for 8 Sharp 185W Modules, AZ-12508SH185 | 5346 |  | No | Racking | Vendor De-listing | 0 |  | De-Listing & Stock Qty Unavailable |  | Not Applicable
230-0006 | 230-0006 | Wattsun, Solar Tracker, AZ-125 for 8 SunPower 220W Modules, AZ-12508SP220 | 5346 |  | No | Racking | Vendor De-listing | 0 |  | De-Listing & Stock Qty Unavailable |  | Not Applicable
230-0007 | 230-0007 | Wattsun, Solar Tracker, AZ-125 for 9 Sharp 185W Modules, AZ-12509SH185 | 5346 |  | No | Racking | Vendor De-listing | 0 |  | De-Listing & Stock Qty Unavailable |  | Not Applicable
230-0008 | 230-0008 | Wattsun, Solar Tracker, AZ-125 for 10 Sharp 123W Modules, AZ-12510SH123 | 5346 |  | No | Racking | Vendor De-listing | 0 |  | De-Listing & Stock Qty Unavailable |  | Not Applicable
230-0011 | 230-0011 | Wattsun, Solar Tracker, AZ-225 for 15 Sharp 130W Modules, AZ-22515SH130 | 9870 |  | No | Racking | Soligent De-listing | 0 |  | De-Listing & Stock Qty Unavailable |  | Not Applicable
230-0013 | 230-0013 | Wattsun, Solar Tracker, AZ-125 for 6 EverGreen 190W Modules, AZ-1256EG190 | 5346 |  | No | Racking | Vendor De-listing | 0 |  | De-Listing & Stock Qty Unavailable |  | Not Applicable
230-0014 | 230-0014 | Wattsun, Solar Tracker, AZ-125 for 6 SunTech 175W Modules, AZ-1256ST175 | 5346 |  | No | Racking | Vendor De-listing | 0 |  | De-Listing & Stock Qty Unavailable |  | Not Applicable
230-0015 | 230-0015 | Wattsun, Solar Tracker, AZ-125 for 8 SunTech 175W Modules, AZ1258ST175 | 5346 |  | No | Racking | Vendor De-listing | 0 |  | De-Listing & Stock Qty Unavailable |  | Not Applicable
230-0016 | 230-0016 | Wattsun, Solar Tracker, AZ-125 for 9 SunTech 175W Modules, AZ1259ST175 | 5346 |  | No | Racking | Vendor De-listing | 0 |  | De-Listing & Stock Qty Unavailable |  | Not Applicable
230-0017 | 230-0017 | Wattsun, Solar Tracker, AZ-225 for 9 Sharp 208W Modules, AZ-22509SH208 | 9870 |  | No | Racking | Soligent De-listing | 0 |  | De-Listing & Stock Qty Unavailable |  | Not Applicable
230-0019 | 230-0019 | Wattsun, Solar Tracker, AZ-225 for 12 EverGreen 190W Modules, AZ-22512EG190 | 11330 |  | No | Racking | Soligent De-listing | 0 |  | De-Listing & Stock Qty Unavailable |  | Not Applicable
230-0020 | 230-0020 | Wattsun, Solar Tracker, AZ-225 for 12 Sharp 185W Modules, AZ-22512SH185 | 9870 |  | No | Racking | Soligent De-listing | 0 |  | De-Listing & Stock Qty Unavailable |  | Not Applicable
230-0021 | 230-0021 | Wattsun, Solar Tracker, AZ-225 for 12 Sharp 216W Modules, AZ-22512SH208 | 11330 |  | No | Racking | Soligent De-listing | 0 |  | De-Listing & Stock Qty Unavailable |  | Not Applicable
230-0022 | 230-0022 | Wattsun, Solar Tracker, AZ-225 for 12 SunPower 210W Modules, AZ-22512SP210 | 9870 |  | No | Racking | Soligent De-listing | 0 |  | De-Listing & Stock Qty Unavailable |  | Not Applicable
230-0023 | 230-0023 | Wattsun, Solar Tracker, AZ-225 for 12 SunTech 175W Modules, AZ22512ST175 | 9870 |  | No | Racking | Soligent De-listing | 0 |  | De-Listing & Stock Qty Unavailable |  | Not Applicable
230-0026 | 230-0026 | Wattsun, Solar Tracker, AZ-225 for 16 Sharp 185W Modules, AZ-22516SH185 | 11330 |  | No | Racking | Soligent De-listing | 0 |  | De-Listing & Stock Qty Unavailable |  | Not Applicable
230-0027 | 230-0027 | Wattsun, Solar Tracker, AZ-225 for 16 SunPower 200/210/215/220/230/240 Modules, AZ-22516SP-200 Series | 11330 |  | No | Racking | Vendor De-listing | 0 |  | De-Listing & Stock Qty Unavailable |  | Not Applicable
230-0028 | 230-0028 | Wattsun, Solar Tracker, AZ-225 for 16 SunTech 175W Modules, AZ22516ST175 | 11330 |  | No | Racking | Soligent De-listing | 0 |  | De-Listing & Stock Qty Unavailable |  | Not Applicable
230-0029 | 230-0029 | Wattsun, Solar Tracker, AZ-225 for 18 Sharp 123W Modules, AZ-22518SH123 | 11330 |  | No | Racking | Soligent De-listing | 0 |  | De-Listing & Stock Qty Unavailable |  | Not Applicable
230-0032 | 230-0032 | Wattsun, Solar Tracker, AZ-225 for 9 EverGreen 190W Modules, AZ-2259EG190 | 9870 |  | No | Racking | Soligent De-listing | 0 |  | De-Listing & Stock Qty Unavailable |  | Not Applicable
230-0033 | 230-0033 | Wattsun, Power Supply, AC/DC to 24VDC, 120/240VAC Input, IDEC PS5R-SF24 | 261 |  | No | Racking | Vendor De-listing | 0 |  | De-Listing & Stock Qty Unavailable |  | Not Applicable
230-0034 | 230-0034 | Wattsun, Power Supply Switch, AC/DC, 24VDC for High Voltage Water Pumping Array, DR-4524 | 210 |  | No | Racking | Vendor De-listing | 0 |  | De-Listing & Stock Qty Unavailable |  | Not Applicable
230-0036 | 230-0036 | Wattsun, Dual Axis Option, for AZ-125, | 808 |  | No | Racking | Vendor De-listing | 0 |  | De-Listing & Stock Qty Unavailable |  | Not Applicable
230-0037 | 230-0037 | Wattsun, Manual Control Option, Factory Installed, W-MANCON | 197 |  | No | Racking | Vendor De-listing | 0 |  | De-Listing & Stock Qty Unavailable |  | Not Applicable
230-0038 | 230-0038 | Wattsun, Manual Control Kit for Field Installation, | 237 |  | No | Racking | Vendor De-listing | 0 |  | De-Listing & Stock Qty Unavailable |  | Not Applicable
230-0039 | 230-0039 | Wattsun, Hardware Kit, 10 Modules, Stainless Steel, TRKAWSSHW10 | 158 |  | No | Racking | Vendor De-listing | 0 |  | De-Listing & Stock Qty Unavailable |  | Not Applicable
230-0040 | 230-0040 | Wattsun, Hardware Kit, 12 Modules, Stainless Steel, TRKAWSSHW12 | 189 |  | No | Racking | Vendor De-listing | 0 |  | De-Listing & Stock Qty Unavailable |  | Not Applicable
230-0041 | 230-0041 | Wattsun, Hardware Kit, 15 Modules, Stainless Steel, TRKAWSSHW15 | 205 |  | No | Racking | Vendor De-listing | 0 |  | De-Listing & Stock Qty Unavailable |  | Not Applicable
230-0042 | 230-0042 | Wattsun, Hardware Kit, 16 Modules, Stainless Steel, TRKAWSSHW16 | 221 |  | No | Racking | Vendor De-listing | 0 |  | De-Listing & Stock Qty Unavailable |  | Not Applicable
230-0043 | 230-0043 | Wattsun, Hardware Kit, 18 Modules, Stainless Steel, TRKAWSSHW18 | 237 |  | No | Racking | Vendor De-listing | 0 |  | De-Listing & Stock Qty Unavailable |  | Not Applicable
230-0044 | 230-0044 | Wattsun, Hardware Kit, 2 Modules, Stainless Steel, TRKAWSSHW2 | 95 |  | No | Racking | Vendor De-listing | 0 |  | De-Listing & Stock Qty Unavailable |  | Not Applicable
230-0045 | 230-0045 | Wattsun, Hardware Kit, 20 Modules, Stainless Steel, TRKAWSSHW20 | 142 |  | No | Racking | Vendor De-listing | 0 |  | De-Listing & Stock Qty Unavailable |  | Not Applicable
230-0046 | 230-0046 | Wattsun, Hardware Kit, 24 Modules, Stainless Steel, TRKAWSSHW24 | 154 |  | No | Racking | Vendor De-listing | 0 |  | De-Listing & Stock Qty Unavailable |  | Not Applicable
230-0047 | 230-0047 | Wattsun, Hardware Kit, 28 Modules, Stainless Steel, TRKAWSSHW28 | 160 |  | No | Racking | Vendor De-listing | 0 |  | De-Listing & Stock Qty Unavailable |  | Not Applicable
230-0048 | 230-0048 | Wattsun, Hardware Kit, 4 Modules, Stainless Steel, TRKAWSSHW4 | 111 |  | No | Racking | Vendor De-listing | 0 |  | De-Listing & Stock Qty Unavailable |  | Not Applicable
230-0049 | 230-0049 | Wattsun, Hardware Kit, 6 Modules, Stainless Steel, TRKAWSSHW6 | 126 |  | No | Racking | Vendor De-listing | 0 |  | De-Listing & Stock Qty Unavailable |  | Not Applicable
230-0050 | 230-0050 | Wattsun, Hardware Kit, 8 Modules, Stainless Steel, TRKAWSSHW8 | 142 |  | No | Racking | Vendor De-listing | 0 |  | De-Listing & Stock Qty Unavailable |  | Not Applicable
230-0051 | 230-0051 | Wattsun, Hardware Kit, 9 Modules, Stainless Steel, TRKAWSSHW9 | 150 |  | No | Racking | Vendor De-listing | 0 |  | De-Listing & Stock Qty Unavailable |  | Not Applicable
230-0055 | 230-0055 | Zomeworks, UTR-020 Passive Tracker, UTR-020 | 1145 |  | No | Racking | Vendor De-listing | 0 |  | De-Listing & Stock Qty Unavailable |  | Not Applicable
230-0056 | 230-0056 | Zomeworks, UTRF-064 Passive Tracker, UTRF-064 | 1840 |  | No | Racking | Vendor De-listing | 0 |  | De-Listing & Stock Qty Unavailable |  | Not Applicable
230-0057 | 230-0057 | Zomeworks, UTRF-090 Passive Tracker, UTRF-090 | 4945.83 |  | No | Racking | Vendor De-listing | 0 |  | De-Listing & Stock Qty Unavailable |  | Not Applicable
230-0059 | 230-0059 | Zomeworks, UTRF-120 Passive Tracker, UTRF-120 | 5710 |  | No | Racking | Soligent De-listing | 0 |  | De-Listing & Stock Qty Unavailable |  | Not Applicable
230-0061 | 230-0061 | Zomeworks, UTRF-168 Passive Tracker, UTRF-168 | 6881.67 |  | No | Racking | Vendor De-listing | 0 |  | De-Listing & Stock Qty Unavailable |  | Not Applicable
230-0066 | 230-0066 | Zomeworks, UTRK-040 Passive Tracker, UTRK-040 | 1552.5 |  | No | Racking | Vendor De-listing | 0 |  | De-Listing & Stock Qty Unavailable |  | Not Applicable
230-0068 | 230-0068 | Wattsun, Solar Tracker, AZ-225 for 8 Sharp 216W, AZ22508SH21 | 9870 |  | No | Racking | Soligent De-listing | 0 |  | De-Listing & Stock Qty Unavailable |  | Not Applicable
230-0073 | 230-0073 | Wattsun, Solar Tracker, AZ-225 for 16 Sanyo 215N Modules, AZ22516SA215N | 11330 |  | No | Racking | Soligent De-listing | 0 |  | De-Listing & Stock Qty Unavailable |  | Not Applicable
230-0075 | 230-0075 | Wattsun, Solar Tracker, AZ-125 for 12 Kyocera 130W Module, W Kyocera 130-12 S | 5346 |  | No | Racking | Vendor De-listing | 0 |  | De-Listing & Stock Qty Unavailable |  | Not Applicable
230-0079 | 230-0079 | Wattsun, Solar Tracker, AZ-125 for 6 Sharp 200-series Modules, AZ-12506SH224 | 5208 |  | No | Racking | Vendor De-listing | 0 |  | De-Listing & Stock Qty Unavailable |  | Not Applicable
230-0080 | 230-0080 | Wattsun, Solar Tracker, AZ-125 for 6 Sharp 198W Modules, AZ-12506SH198/187 | 5346 |  | No | Racking | Vendor De-listing | 0 |  | De-Listing & Stock Qty Unavailable |  | Not Applicable
230-0081 | 230-0081 | Wattsun, Solar Tracker, AZ-225 for 12 Sharp 198W Modules, AZ-22512SH198 | 11330 |  | No | Racking | Soligent De-listing | 0 |  | De-Listing & Stock Qty Unavailable |  | Not Applicable
230-0082 | 230-0082 | Wattsun, Custom Quote, Enter Quote Number and Custom Price | 0 |  | No | Racking | Soligent De-listing | 0 |  | Not Applicable |  | Not Applicable
230-0083 | 230-0083 | Wattsun, Controller extension wire kit | 211 |  | No | Racking | Vendor De-listing | 0 |  | De-Listing & Stock Qty Unavailable |  | Not Applicable
230-0084 | 230-0084 | Wattsun, Solar Tracker, AZ-225 for 12 EverGreen 210W Modules, AZ-22512ES210 | 11330 |  | No | Racking | Soligent De-listing | 0 |  | De-Listing & Stock Qty Unavailable |  | Not Applicable
230-0085 | 230-0085 | Wattsun, Solar Tracker, AZ-125 for 6 EverGreen 210W Modules, AZ-1256EC210 | 5346 |  | No | Racking | Vendor De-listing | 0 |  | De-Listing & Stock Qty Unavailable |  | Not Applicable
230-0086 | 230-0086 | Wattsun, Solar Tracker, AZ-225 for 9 EverGreen 210W Modules, AZ-2259EC210 | 9870 |  | No | Racking | Soligent De-listing | 0 |  | De-Listing & Stock Qty Unavailable |  | Not Applicable
230-0087 | 230-0087 | Wattsun, Solar Tracker, AZ-125 for 9 Sanyo HIP-205W Modules, AZ1259SA205 | 5346 |  | No | Racking | Vendor De-listing | 0 |  | De-Listing & Stock Qty Unavailable |  | Not Applicable
230-0088 | 230-0088 | Wattsun, Solar Tracker, AZ-225 for 12 Sanyo 215N Modules, AZ-22512DA215N | 9870 |  | No | Racking | Soligent De-listing | 0 |  | De-Listing & Stock Qty Unavailable |  | Not Applicable
230-0089 | 230-0089 | Wattsun, Solar Tracker, AZ-125 for 4 EverGreen 205W Modules, AZ-1254ES205 | 5346 |  | No | Racking | Vendor De-listing | 0 |  | De-Listing & Stock Qty Unavailable |  | Not Applicable
230-0094 | 230-0094 | Zomeworks, Stainless steel marine bearings, call for quote, Enter Quote Number and Custom Price, , FG-BEARING-MARINE | 0 |  | No | Racking | Vendor De-listing | 0 |  | Not Applicable |  | Not Applicable
230-0095 | 230-0095 | Zomeworks, Epoxy primer option, call for quote, Enter Quote Number and Custom Price, , FG-PAINT-EPOXY-TR | 0 |  | No | Racking | Soligent De-listing | 0 |  | Not Applicable |  | Not Applicable
230-0098 | 230-0098 | Zomeworks, Stainless steel hardware, call for quote, Enter Quote Number and Custom Price, , FG-HRDW-UTRF-SS | 0 |  | No | Racking | Soligent De-listing | 0 |  | Not Applicable |  | Not Applicable
230-0101 | 230-0101 | Wattsun, Solar Tracker, AZ-225 for 12 SunPower 315W Modules, AZ-22512SP315 | 11330 |  | No | Racking | Vendor De-listing | 0 |  | De-Listing & Stock Qty Unavailable |  | Not Applicable
230-0102 | 230-0102 | Wattsun, Solar Tracker, AZ-125 for 8 Sanyo HIP-186DA3 Modules, AZ1258SA186 | 5346 |  | No | Racking | Vendor De-listing | 0 |  | De-Listing & Stock Qty Unavailable |  | Not Applicable
230-0103 | 230-0103 | Zomeworks, Option High Wind Kit ordered at same time as tracker UTRF- 64, 90,120, includes shocks, mount arm, & hardware, Specify Tracker Model #, FG-HWO-UTRF | 472 |  | No | Racking | Soligent De-listing | 0 |  | De-Listing & Stock Qty Unavailable |  | Not Applicable
230-0125 | 230-0125 | Wattsun, Tracker for 12 Sharp 235-watt NU-235FU1 | 12274 |  | No | Racking | Vendor De-listing | 0 |  | De-Listing & Stock Qty Unavailable |  | Not Applicable
230-0126 | 230-0126 | Wattsun, Azimuth Motor, MHWA-WMOTOR-AZ125-225 | 420 |  | No | Racking | Vendor De-listing | 0 |  | De-Listing & Stock Qty Unavailable |  | Not Applicable
230-0127 | 230-0127 | Wattsun, Converter, 8A Voltage Converter, MHWA-X8A | 289 |  | No | Racking | Vendor De-listing | 0 |  | De-Listing & Stock Qty Unavailable |  | Not Applicable
230-0134 | 230-0134 | Zomeworks, Option Extra Rail Set for UTRF-064 Passive Tracker, FG-RAIL-UTRF-064* | 440 |  | No | Racking | Soligent De-listing | 0 |  | De-Listing & Stock Qty Unavailable |  | Not Applicable
230-0135 | 230-0135 | Zomeworks, Option Extra Rail Set for UTRF-120 Passive Tracker, FG-RAIL-UTRF-120* | 357.5 |  | No | Racking | Vendor De-listing | 0 |  | De-Listing & Stock Qty Unavailable |  | Not Applicable
230-0136 | 230-0136 | Zomeworks, Option Extra Rail Set for UTRF-168 Passive Tracker, FG-RAIL-UTRF-168* | 279.17 |  | No | Racking | Vendor De-listing | 0 |  | De-Listing & Stock Qty Unavailable |  | Not Applicable
230-0137 | 230-0137 | Zomeworks, Option Extra Rail Set for UTRF-090 Passive Tracker, FG-RAIL-UTRF-090* | 440 |  | No | Racking | Soligent De-listing | 0 |  | De-Listing & Stock Qty Unavailable |  | Not Applicable
230-0139 | 230-0139 | Zomeworks, Option 2 Extra Rail Sets for UTRF-064 Passive Tracker, FG-RAIL-UTRF-064** | 882 |  | No | Racking | Soligent De-listing | 0 |  | De-Listing & Stock Qty Unavailable |  | Not Applicable
230-0140 | 230-0140 | Zomeworks, Option 2 Extra Rail Sets for UTRF-120 Passive Tracker, FG-RAIL-UTRF-120** | 882 |  | No | Racking | Soligent De-listing | 0 |  | De-Listing & Stock Qty Unavailable |  | Not Applicable
230-0141 | 230-0141 | Zomeworks, Option 2 Extra Rail Sets for UTRF-168 Passive Tracker, FG-RAIL-UTRF-168** | 557.5 |  | No | Racking | Vendor De-listing | 0 |  | De-Listing & Stock Qty Unavailable |  | Not Applicable
230-0142 | 230-0142 | Zomeworks, Option 2 Extra Rail Sets for UTRF-090 Passive Tracker, FG-RAIL-UTRF-090** | 882 |  | No | Racking | Soligent De-listing | 0 |  | De-Listing & Stock Qty Unavailable |  | Not Applicable
230-0144 | 230-0144 | Zomeworks, Option High Wind Kit ordered at same time as tracker UTRK- 040, includes hardware, FG-SHOCK-JWF-W HRDW | 171 |  | No | Racking | Soligent De-listing | 0 |  | De-Listing & Stock Qty Unavailable |  | Not Applicable
230-0146 | 230-0146 | Zomeworks, Option High Wind Kit NOT ordered at same time as tracker UTRF- 64, 90,120, includes shocks, mount arm, & hardware, Specify Tracker Model # and Serial #, FG-HWU-UTRF | 472 |  | No | Racking | Soligent De-listing | 0 |  | De-Listing & Stock Qty Unavailable |  | Not Applicable
230-0151 | 230-0151 | Wattsun, Solar Tracker, AZ-125 Single-axis, for 6 SunPower 228W Modules, AZ-125 WSPR228-06 S | 5346 |  | No | Racking | Vendor De-listing | 0 |  | De-Listing & Stock Qty Unavailable |  | Not Applicable
230-0152 | 230-0152 | Zomeworks, Custom Quote, Enter Quote Number and Custom Price | 0 |  | No | Racking | Vendor De-listing | 0 |  | Not Applicable |  | Not Applicable
230-0153 | 230-0153 | Wattsun Solar Tracker, AZ-225 for 9 Yingli 230W Modules, AZ22509YL230 | 9870 |  | No | Racking | Soligent De-listing | 0 |  | De-Listing & Stock Qty Unavailable |  | Not Applicable
230-0154 | 230-0154 | Wattsun, Solar Tracker, AZ-225 for 9 Yingli 230W Modules, AZ22509YL230 | 9870 |  | No | Racking | Soligent De-listing | 0 |  | De-Listing & Stock Qty Unavailable |  | Not Applicable
230-0155 | 230-0155 | Wattsun, Solar Tracker, AZ-225 for 12 Yingli 230W Modules, AZ22512YL230 | 11330 |  | No | Racking | Soligent De-listing | 0 |  | De-Listing & Stock Qty Unavailable |  | Not Applicable
230-0156 | 230-0156 | Wattsun, AZ225 Dual Axis Solar Tracker for 12 any brand 60-Cell Modules, 39"x66", include datasheet for Module with PO, AZ-225-12-60-cell | 11330 |  | No | Racking | Vendor De-listing | 0 |  | De-Listing & Stock Qty Unavailable |  | Not Applicable
230-0157 | 230-0157 | Wattsun, Solar Tracker, Duplicate of #230-0156, Custom Dual Axis AZ-225 for 12 60-Cell Modules, 39" x 66", include Datasheet for hole specs, AZ-22512 | 11330 |  | No | Racking | Soligent De-listing | 0 |  | De-Listing & Stock Qty Unavailable |  | Not Applicable
230-0158 | 230-0158 | Wattsun, AZ225 Dual Axis Solar Tracker for 8 any brand 60-Cell Modules, 39"x66", include datasheet for Module with PO, AZ-225-08-60-cell | 9870 |  | No | Racking | Vendor De-listing | 0 |  | De-Listing & Stock Qty Unavailable |  | Not Applicable
230-0159 | 230-0159 | Zomeworks, UTRF-072 Passive Tracker, UTRF-072 | 2737.5 |  | No | Racking | Vendor De-listing | 0 |  | De-Listing & Stock Qty Unavailable |  | Not Applicable
240-0000 | 240-0000 | DPW, Custom Quote, Enter Quote Number and Custom Price | 0 |  | No | Racking | Shippable | 0 |  | Shippable but Price & Stock Qty Unavailable |  | Not Applicable
240-0053 | 240-0053 | DPW, PowerRail Standoff, Power Post, 3", 1.31" diameter, Clear, Qty. 1, PRM-PP3 | 24 |  | No | Racking | Soligent De-listing | 0 |  | De-Listing & Stock Qty Unavailable |  | Not Applicable
240-0054 | 240-0054 | DPW, PowerRail Standoff, Power Post, 4", 1.31" diameter, Clear, Qty. 1, PRM-PP4 | 3.78 |  | No | Racking | Soligent De-listing | 0 |  | De-Listing & Stock Qty Unavailable |  | Not Applicable
240-0055 | 240-0055 | DPW, PowerRail Standoff, Power Post, 5", 1.31" diameter, Clear, Qty. 1, PRM-PP5 | 25 |  | No | Racking | Soligent De-listing | 0 |  | De-Listing & Stock Qty Unavailable |  | Not Applicable
240-0056 | 240-0056 | DPW, PowerRail Standoff, Power Post, 6", 1.31" diameter, Clear, Qty. 1, PRM-PP6 | 26 |  | No | Racking | Soligent De-listing | 0 |  | De-Listing & Stock Qty Unavailable |  | Not Applicable
240-0057 | 240-0057 | DPW, PowerRail Standoff, Power Post, 7", 1.31" diameter, Clear, Qty. 1, PRM-PP7 | 27 |  | No | Racking | Soligent De-listing | 0 |  | De-Listing & Stock Qty Unavailable |  | Not Applicable
240-0059 | 240-0059 | DPW, PowerRail P6/P8 L Foot, 3.5", with Turn bolt, Clear, Qty. 1, PRM-LF3 | 11 |  | No | Racking | Soligent De-listing | 0 |  | De-Listing & Stock Qty Unavailable |  | Not Applicable
240-0178 : 240-0178 : 240-0178 : 240-0178_U | 240-0178 : 240-0178 : 240-0178_U | ProSolar, U-Bolt Assembly, 1-1/2”, Qty. 1, A-UAS-1S | 6.08 |  | No | Racking | Shippable | 5.73 |  | Shippable but Stock Qty Unavailable |  | Not Applicable
240-0180 | 240-0180 | UniRac, U-LA Front Cap, 2", Zinc Plated Steel, Qty. 1, 403211G | 59.36 |  | No | Racking | Vendor De-listing | 0 |  | De-Listing & Stock Qty Unavailable |  | Not Applicable
240-0181 | 240-0181 | UniRac, U-LA Rear Cap, 2", Zinc Plated Steel, Qty. 1, 403214G | 55 |  | No | Racking | Vendor De-listing | 0 |  | De-Listing & Stock Qty Unavailable |  | Not Applicable
240-0183 | 240-0183 | UniRac, U-LA Threaded Foot, 2", Zinc Plated Steel, Qty. 1, 403216S | 39 |  | No | Racking | Soligent De-listing | 0 |  | De-Listing & Stock Qty Unavailable |  | Not Applicable
240-0184 | 240-0184 | UniRac, U-LA Slider, 1", Flange, 2", Zinc Plated Steel, Qty. 1, 403215S | 41 |  | No | Racking | Vendor De-listing | 0 |  | De-Listing & Stock Qty Unavailable |  | Not Applicable
240-0185 | 240-0185 | UniRac, U-LA Front Cap, 3", Zinc Plated Steel, Qty. 1, 403311G | 111 |  | No | Racking | Vendor De-listing | 0 |  | De-Listing & Stock Qty Unavailable |  | Not Applicable
240-0186 | 240-0186 | UniRac, U-LA Rear Cap, 3", Zinc Plated Steel, Qty. 1, 403314G | 92 |  | No | Racking | Vendor De-listing | 0 |  | De-Listing & Stock Qty Unavailable |  | Not Applicable
240-0188 | 240-0188 | UniRac, U-LA Threaded Foot, 3", Zinc Plated Steel, Qty. 1, 403316S | 92.6 |  | No | Racking | Vendor De-listing | 0 |  | De-Listing & Stock Qty Unavailable |  | Not Applicable
240-0189 | 240-0189 | UniRac, U-LA Slider, 1", Flange, 3", Zinc Plated Steel, Qty. 1, 403315S | 76.2 |  | No | Racking | Vendor De-listing | 0 |  | De-Listing & Stock Qty Unavailable |  | Not Applicable
240-0201 | 240-0201 | ProSolar, GroundTrac for 3 Sharp 200W Series Modules in Landscape |  |  | No | Racking | Soligent De-listing | 0 |  | Not Applicable |  | Not Applicable
240-0204 | 240-0204 | ProSolar, GroundTrac for 4 Sharp 175W Series Modules in Landscape |  |  | No | Racking | Soligent De-listing | 0 |  | Not Applicable |  | Not Applicable
240-0221 | 240-0221 | DPW, PowerRail Standoff, Easy Power Post, 3", 1.31" diameter, Clear, Qty. 1, PRM-EP3 | 28 |  | No | Racking | Soligent De-listing | 27.65 |  | De-Listing & Stock Qty Unavailable |  | Not Applicable
240-0223 | 240-0223 | DPW, PowerRail Standoff, Easy Power Post, 5", 1.31" diameter, Clear, Qty. 1, PRM-EP5 | 28.73 |  | No | Racking | Vendor De-listing | 28.37 |  | De-Listing & Stock Qty Unavailable |  | Not Applicable
240-0225 | 240-0225 | DPW, PowerRail Standoff, Easy Power Post, 7", 1.31" diameter, Clear, Qty. 1, PRM-EP7 | 31.41 |  | No | Racking | Vendor De-listing | 31.01 |  | De-Listing & Stock Qty Unavailable |  | Not Applicable
240-0229 | 240-0229 | DPW, PowerRail Standoff, Offset Power Post, 3", 1.31" diameter, Clear, Qty. 1, PRM-OP3 | 24 |  | No | Racking | Soligent De-listing | 0 |  | De-Listing & Stock Qty Unavailable |  | Not Applicable
240-0230 | 240-0230 | DPW, PowerRail Standoff, Offset Power Post, 4", 1.31" diameter, Clear, Qty. 1, PRM-OP4 | 25 |  | No | Racking | Soligent De-listing | 0 |  | De-Listing & Stock Qty Unavailable |  | Not Applicable
240-0231 | 240-0231 | DPW, PowerRail Standoff, Offset Power Post, 5", 1.31" diameter, Clear, Qty. 1, PRM-OP5 | 25 |  | No | Racking | Soligent De-listing | 0 |  | De-Listing & Stock Qty Unavailable |  | Not Applicable
240-0232 | 240-0232 | DPW, PowerRail Standoff, Offset Power Post, 6", 1.31" diameter, Clear, Qty. 1, PRM-OP6 | 26 |  | No | Racking | Soligent De-listing | 0 |  | De-Listing & Stock Qty Unavailable |  | Not Applicable
240-0233 | 240-0233 | DPW, PowerRail Standoff, Offset Power Post, 7", 1.31" diameter, Clear, Qty. 1, PRM-OP7 | 27 |  | No | Racking | Soligent De-listing | 0 |  | De-Listing & Stock Qty Unavailable |  | Not Applicable
240-0241 | 240-0241 | Hollaender, Narrow Width Base Flange, 2 mounting holes, 1.5" Pipe Size, 46-8 | 30 |  | No | Racking | Soligent De-listing | 0 |  | De-Listing & Stock Qty Unavailable |  | Not Applicable
240-0242 | 240-0242 | Hollaender, Narrow Width Adjustable Base Flange, 2 mounting holes, 1.5" Pipe Size, 46ADJ-8 | 80 |  | No | Racking | Soligent De-listing | 0 |  | De-Listing & Stock Qty Unavailable |  | Not Applicable
240-0243 | 240-0243 | ProSolar, GroundTrac for 4 Sharp 200W Series Modules in Landscape with XD rail DC KIT.... PROSOLA GROUND. |  |  | No | Racking | Soligent De-listing | 0 |  | Not Applicable |  | Not Applicable
240-0255 | 240-0255 | Hollaender, Adjustable Elbow or Tee Assembly, 2-piece, 1", 17-6 | 33 |  | No | Racking | Soligent De-listing | 0 |  | De-Listing & Stock Qty Unavailable |  | Not Applicable
240-0261 | 240-0261 | ProSolar, GroundTrac for 3 Schott POLY 200 Series Modules in Landscape |  |  | No | Racking | Soligent De-listing | 0 |  | Not Applicable |  | Not Applicable
240-0262 | 240-0262 | ProSolar, GroundTrac for 4 Schott POLY 200 or Yingli 200 Series Modules in Landscape with XD rail ProSolar, GroundTrac for 4 Sharp 200W Series Modules in Landscape with XD rail DC KIT.... PROSOLA GROUND. DC KIT.... PROSOLA GROUND. |  |  | No | Racking | Soligent De-listing | 0 |  | Not Applicable |  | Not Applicable
240-0265 | 240-0265 | UniRac, DGFT - Ground Fixed Tilt TOP CHORD CHANNEL 20/30, 404010 | 67.05 |  | No | Racking | Vendor De-listing | 0 |  | De-Listing & Stock Qty Unavailable |  | Not Applicable
240-0266 | 240-0266 | UniRac, DGFT - Ground Fixed Tilt DIAG BRACE ASSEMBLY 20D, 404011 | 64.5 |  | No | Racking | Vendor De-listing | 0 |  | De-Listing & Stock Qty Unavailable |  | Not Applicable
240-0267 | 240-0267 | UniRac, DGFT - Ground Fixed Tilt DIAG BRACE ASSEMBLY 30D, 404012 | 64.5 |  | No | Racking | Vendor De-listing | 0 |  | De-Listing & Stock Qty Unavailable |  | Not Applicable
240-0385 | 240-0385 | ProSolar, GroundTrac for 3 Yingli 200-Series in Landscape |  |  | No | Racking | Soligent De-listing | 0 |  | Not Applicable |  | Not Applicable
240-0386 | 240-0386 | ProSolar, GroundTrac for 4 Yingli 200-Series in Landscape |  |  | No | Racking | Soligent De-listing | 0 |  | Not Applicable |  | Not Applicable
240-0387 | 240-0387 | ProSolar, Grade Stake Kit for Ground Trac, (6) Re-usable guide stakes, A-GS-6 | 131 |  | No | Racking | Soligent De-listing | 0 |  | De-Listing & Stock Qty Unavailable |  | Not Applicable
240-0391 | 240-0391 | Hollaender, Economy Tee, 1.25" Pipe Size, 5E-7 | 11.37 |  | No | Racking | Soligent De-listing | 10.47 |  | De-Listing & Stock Qty Unavailable |  | Not Applicable
240-0394 | 240-0394 | Hollaender, Rectangular Base Flange for 1 1/2" Pipe , (4) 7/16" holes, 47-8 | 27 |  | No | Racking | Soligent De-listing | 0 |  | De-Listing & Stock Qty Unavailable |  | Not Applicable
240-0406 | 240-0406 | UniRac, U-LA Brace, 21 ft, 2", Aluminum, Qty. 1, 403203C | 187.4 |  | No | Racking | Vendor De-listing | 0 |  | De-Listing & Stock Qty Unavailable |  | Not Applicable
240-0414 | 240-0414 | Zomeworks, Custom Quote, Roof/Ground Fixed Mount, Zomeworks, Top of Pole/Fixed Rack, Enter Quote Number and Custom Price | 0 |  | No | Racking | Soligent De-listing | 0 |  | Not Applicable |  | Not Applicable
240-0416 | 240-0416 | Zomeworks, Custom Quote, Low Profile Roof/Ground Fixed Mount, Zomeworks, Top of Pole/Fixed Rack, Enter Quote Number and Custom Price | 0 |  | No | Racking | Soligent De-listing | 0 |  | Not Applicable |  | Not Applicable
240-0417 | 240-0417 | DPW, SRGM, Tamper-Resistant Hardware Package for Standard Roof/Ground Mount 1 Module, SRGM TRH 1 | 24 |  | No | Racking | Soligent De-listing | 0 |  | De-Listing & Stock Qty Unavailable |  | Not Applicable
240-0418 | 240-0418 | DPW, SRGM, Tamper-Resistant Hardware Package for Standard Roof/Ground Mount 2 Modules, SRGM TRH 2 | 30 |  | No | Racking | Soligent De-listing | 0 |  | De-Listing & Stock Qty Unavailable |  | Not Applicable
240-0419 | 240-0419 | DPW, SRGM, Tamper-Resistant Hardware Package for Standard Roof/Ground Mount 3 Modules, SRGM TRH 3 | 36 |  | No | Racking | Soligent De-listing | 0 |  | De-Listing & Stock Qty Unavailable |  | Not Applicable
240-0420 | 240-0420 | DPW, SRGM, Tamper-Resistant Hardware Package for Standard Roof/Ground Mount 4 Modules, SRGM TRH 4 | 41 |  | No | Racking | Soligent De-listing | 0 |  | De-Listing & Stock Qty Unavailable |  | Not Applicable
240-0421 | 240-0421 | DPW, SRGM, Tamper-Resistant Hardware Package for Standard Roof/Ground Mount 5 Modules, SRGM TRH 5 | 47 |  | No | Racking | Soligent De-listing | 0 |  | De-Listing & Stock Qty Unavailable |  | Not Applicable
240-0422 | 240-0422 | DPW, SRGM, Standard Roof/Ground Mount with One-Piece Legs for 1 Type-B Module, 20-26" x 39-53", 2L/4F, 1hx1w-L, Enter Module # and Manufacturer, SRGM1-B-OP | 118 |  | No | Racking | Vendor De-listing | 0 |  | De-Listing & Stock Qty Unavailable |  | Not Applicable
240-0423 | 240-0423 | DPW, SRGM, Standard Roof/Ground Mount with One-Piece Legs for 1 Type-C Module, 22-27" x 56-63", 2L/4F, 1hx1w-L, Enter Module # and Manufacturer, SRGM1-C-OP | 160 |  | No | Racking | Vendor De-listing | 0 |  | De-Listing & Stock Qty Unavailable |  | Not Applicable
240-0424 | 240-0424 | DPW, SRGM, Standard Roof/Ground Mount with One-Piece Legs for 1 Type-D Module, 31-33" x 60-67", 2L/4F, 1hx1w-L, Enter Module # and Manufacturer, SRGM1-D-OP | 178 |  | No | Racking | Vendor De-listing | 0 |  | De-Listing & Stock Qty Unavailable |  | Not Applicable
240-0425 | 240-0425 | DPW, SRGM, Standard Roof/Ground Mount with One-Piece Legs for 1 Type-E Module, 38-40" x 51-56", 2L/4F, 1hx1w-L, Enter Module # and Manufacturer, SRGM1-E-OP | 189 |  | No | Racking | Vendor De-listing | 0 |  | De-Listing & Stock Qty Unavailable |  | Not Applicable
240-0426 | 240-0426 | DPW, SRGM, Standard Roof/Ground Mount with One-Piece Legs for 1 Type-F Module, 38-42" x 58-61", 2L/4F, 1hx1w-L, Enter Module # and Manufacturer, SRGM1-F-OP | 189 |  | No | Racking | Vendor De-listing | 0 |  | De-Listing & Stock Qty Unavailable |  | Not Applicable
240-0427 | 240-0427 | DPW, SRGM, Standard Roof/Ground Mount with One-Piece Legs for 1 Type-G Module, 37-42" x 61-67", 2L/4F, 1hx1w-L, Enter Module # and Manufacturer, SRGM1-G-OP | 189 |  | No | Racking | Vendor De-listing | 0 |  | De-Listing & Stock Qty Unavailable |  | Not Applicable
240-0428 | 240-0428 | DPW, SRGM, Standard Roof/Ground Mount with One-Piece Legs for 1 Type-H Module, 38-40" x 77-78", 2L/4F, 1hx1w-L, Enter Module # and Manufacturer, SRGM1-H-OP | 225 |  | No | Racking | Vendor De-listing | 0 |  | De-Listing & Stock Qty Unavailable |  | Not Applicable
240-0429 | 240-0429 | DPW, SRGM, Standard Roof/Ground Mount with One-Piece Legs for 2 Type-B Modules, 20-26" x 39-53", 2L/4F, 2hx1w-L, Enter Module # and Manufacturer, SRGM2-B-OP | 166 |  | No | Racking | Vendor De-listing | 0 |  | De-Listing & Stock Qty Unavailable |  | Not Applicable
240-0430 | 240-0430 | DPW, SRGM, Standard Roof/Ground Mount with One-Piece Legs for 2 Type-C Modules, 22-27" x 56-63", 2L/4F, 2hx1w-L, Enter Module # and Manufacturer, SRGM2-C-OP | 255 |  | No | Racking | Vendor De-listing | 0 |  | De-Listing & Stock Qty Unavailable |  | Not Applicable
240-0431 | 240-0431 | DPW, SRGM, Standard Roof/Ground Mount with One-Piece Legs for 2 Type-D Modules, 31-33" x 60-67", 2L/4F, 2hx1w-L, Enter Module # and Manufacturer, SRGM2-D-OP | 314 |  | No | Racking | Vendor De-listing | 0 |  | De-Listing & Stock Qty Unavailable |  | Not Applicable
240-0432 | 240-0432 | DPW, SRGM, Standard Roof/Ground Mount with One-Piece Legs for 2 Type-E Modules, 38-40" x 51-56", 2L/4F, 2hx1w-L, Enter Module # and Manufacturer, SRGM2-E-OP | 332 |  | No | Racking | Vendor De-listing | 0 |  | De-Listing & Stock Qty Unavailable |  | Not Applicable
240-0433 | 240-0433 | DPW, SRGM, Standard Roof/Ground Mount with One-Piece Legs for 2 Type-F Modules, 38-42" x 58-61", 2L/4F, 2hx1w-L, Enter Module # and Manufacturer, SRGM2-F-OP | 332 |  | No | Racking | Vendor De-listing | 0 |  | De-Listing & Stock Qty Unavailable |  | Not Applicable
240-0434 | 240-0434 | DPW, SRGM, Standard Roof/Ground Mount with One-Piece Legs for 2 Type-G Modules, 37-42" x 61-67", 2L/4F, 2hx1w-L, Enter Module # and Manufacturer, SRGM2-G-OP | 332 |  | No | Racking | Vendor De-listing | 0 |  | De-Listing & Stock Qty Unavailable |  | Not Applicable
240-0435 | 240-0435 | DPW, SRGM, Standard Roof/Ground Mount with One-Piece Legs for 2 Type-H Modules, 38-40" x 77-78", 2L/4F, 2hx1w-L, Enter Module # and Manufacturer, SRGM2-H-OP | 397 |  | No | Racking | Vendor De-listing | 0 |  | De-Listing & Stock Qty Unavailable |  | Not Applicable
240-0436 | 240-0436 | DPW, SRGM, Standard Roof/Ground Mount with One-Piece Legs for 3 Type-B Modules, 20-26" x 39-53", 2L/4F, 3hx1w-L, Enter Module # and Manufacturer, SRGM3-B-OP | 225 |  | No | Racking | Vendor De-listing | 0 |  | De-Listing & Stock Qty Unavailable |  | Not Applicable
240-0437 | 240-0437 | DPW, SRGM, Standard Roof/Ground Mount with One-Piece Legs for 3 Type-C Modules, 22-27" x 56-63", 2L/4F, 3hx1w-L, Enter Module # and Manufacturer, SRGM3-C-OP | 355 |  | No | Racking | Vendor De-listing | 0 |  | De-Listing & Stock Qty Unavailable |  | Not Applicable
240-0438 | 240-0438 | DPW, SRGM, Standard Roof/Ground Mount with One-Piece Legs for 3 Type-D Modules, 31-33" x 60-67", 2L/4F, 3hx1w-L, Enter Module # and Manufacturer, SRGM3-D-OP | 446 |  | No | Racking | Vendor De-listing | 0 |  | De-Listing & Stock Qty Unavailable |  | Not Applicable
240-0439 | 240-0439 | DPW, SRGM, Standard Roof/Ground Mount with One-Piece Legs for 3 Type-E Modules, 38-40" x 51-56", 2L/4F, 3hx1w-L, Enter Module # and Manufacturer, SRGM3-E-OP | 468 |  | No | Racking | Vendor De-listing | 0 |  | De-Listing & Stock Qty Unavailable |  | Not Applicable
240-0440 | 240-0440 | DPW, SRGM, Standard Roof/Ground Mount with One-Piece Legs for 3 Type-F Modules, 38-42" x 58-61", 2L/4F, 3hx1w-L, Enter Module # and Manufacturer, SRGM3-F-OP | 468 |  | No | Racking | Vendor De-listing | 0 |  | De-Listing & Stock Qty Unavailable |  | Not Applicable
240-0441 | 240-0441 | DPW, SRGM, Standard Roof/Ground Mount with One-Piece Legs for 3 Type-G Modules, 37-42" x 61-67", 2L/4F, 3hx1w-L, Enter Module # and Manufacturer, SRGM3-G-OP | 468 |  | No | Racking | Vendor De-listing | 0 |  | De-Listing & Stock Qty Unavailable |  | Not Applicable
240-0442 | 240-0442 | DPW, SRGM, Standard Roof/Ground Mount with One-Piece Legs for 3 Type-H Modules, 38-40" x 77-78", 2L/4F, 3hx1w-L, Enter Module # and Manufacturer, SRGM3-H-OP | 564 |  | No | Racking | Vendor De-listing | 0 |  | De-Listing & Stock Qty Unavailable |  | Not Applicable
240-0443 | 240-0443 | DPW, SRGM, Standard Roof/Ground Mount with One-Piece Legs for 4 Type-B Modules, 20-26" x 39-53", 2L/4F, 4hx1w-L, Enter Module # and Manufacturer, SRGM4-B-OP | 266 |  | No | Racking | Vendor De-listing | 0 |  | De-Listing & Stock Qty Unavailable |  | Not Applicable
240-0444 | 240-0444 | DPW, SRGM, Standard Roof/Ground Mount with One-Piece Legs for 4 Type-C Modules, 22-27" x 56-63", 2L/4F, 4hx1w-L, Enter Module # and Manufacturer, SRGM4-C-OP | 492 |  | No | Racking | Vendor De-listing | 0 |  | De-Listing & Stock Qty Unavailable |  | Not Applicable
240-0445 | 240-0445 | DPW, SRGM, Standard Roof/Ground Mount with One-Piece Legs for 4 Type-D Modules, 31-33" x 60-67", 2L/4F, 4hx1w-L, Enter Module # and Manufacturer, SRGM4-D-OP | 576 |  | No | Racking | Vendor De-listing | 0 |  | De-Listing & Stock Qty Unavailable |  | Not Applicable
240-0461 | 240-0461 | DPW, SRGM, Standard Roof/Ground Mount, Standard Design, with Telescoping Legs for 2 Type-C Modules, 22-27" x 56-63", 2L/4F, 2hx1w-L, Enter Module # and Manufacturer, SRGM2-C-SD | 326 |  | No | Racking | Soligent De-listing | 0 |  | De-Listing & Stock Qty Unavailable |  | Not Applicable
240-0462 | 240-0462 | DPW, SRGM, Standard Roof/Ground Mount, Standard Design, with Telescoping Legs for 2 Type-D Modules, 31-33" x 60-67", 2L/4F, 2hx1w-L, Enter Module # and Manufacturer, SRGM2-D-SD | 385 |  | No | Racking | Soligent De-listing | 0 |  | De-Listing & Stock Qty Unavailable |  | Not Applicable
240-0463 | 240-0463 | DPW, SRGM, Standard Roof/Ground Mount, Standard Design, with Telescoping Legs for 2 Type-E Modules, 38-40" x 51-56", 2L/4F, 2hx1w-L, Enter Module # and Manufacturer, SRGM2-E-SD | 404 |  | No | Racking | Soligent De-listing | 0 |  | De-Listing & Stock Qty Unavailable |  | Not Applicable
240-0464 | 240-0464 | DPW, SRGM, Standard Roof/Ground Mount, Standard Design, with Telescoping Legs for 2 Type-F Modules, 38-42" x 58-61", 2L/4F, 2hx1w-L, Enter Module # and Manufacturer, SRGM2-F-SD | 404 |  | No | Racking | Soligent De-listing | 0 |  | De-Listing & Stock Qty Unavailable |  | Not Applicable
240-0465 | 240-0465 | DPW, SRGM, Standard Roof/Ground Mount, Standard Design, with Telescoping Legs for 2 Type-G Modules, 37-42" x 61-67", 2L/4F, 2hx1w-L, Enter Module # and Manufacturer, SRGM2-G-SD | 404 |  | No | Racking | Soligent De-listing | 0 |  | De-Listing & Stock Qty Unavailable |  | Not Applicable
240-0466 | 240-0466 | DPW, SRGM, Standard Roof/Ground Mount, Standard Design, with Telescoping Legs for 2 Type-H Modules, 38-40" x 77-78", 2L/4F, 2hx1w-L, Enter Module # and Manufacturer, SRGM2-H-SD | 404 |  | No | Racking | Soligent De-listing | 0 |  | De-Listing & Stock Qty Unavailable |  | Not Applicable
240-0467 | 240-0467 | DPW, SRGM, Standard Roof/Ground Mount, Standard Design, with Telescoping Legs for 3 Type-B Modules, 20-26" x 39-53", 2L/4F, 3hx1w-L, Enter Module # and Manufacturer, SRGM3-B-SD | 302 |  | No | Racking | Soligent De-listing | 0 |  | De-Listing & Stock Qty Unavailable |  | Not Applicable
240-0468 | 240-0468 | DPW, SRGM, Standard Roof/Ground Mount, Standard Design, with Telescoping Legs for 3 Type-C Modules, 22-27" x 56-63", 2L/4F, 3hx1w-L, Enter Module # and Manufacturer, SRGM3-C-SD | 446 |  | No | Racking | Soligent De-listing | 0 |  | De-Listing & Stock Qty Unavailable |  | Not Applicable
240-0469 | 240-0469 | DPW, SRGM, Standard Roof/Ground Mount, Standard Design, with Telescoping Legs for 3 Type-D Modules, 31-33" x 60-67", 2L/4F, 3hx1w-L, Enter Module # and Manufacturer, SRGM3-D-SD | 522 |  | No | Racking | Soligent De-listing | 0 |  | De-Listing & Stock Qty Unavailable |  | Not Applicable
240-0470 | 240-0470 | DPW, SRGM, Standard Roof/Ground Mount, Standard Design, with Telescoping Legs for 3 Type-E Modules, 38-40" x 51-56", 2L/4F, 3hx1w-L, Enter Module # and Manufacturer, SRGM3-E-SD | 552 |  | No | Racking | Soligent De-listing | 0 |  | De-Listing & Stock Qty Unavailable |  | Not Applicable
240-0471 | 240-0471 | DPW, SRGM, Standard Roof/Ground Mount, Standard Design, with Telescoping Legs for 3 Type-F Modules, 38-42" x 58-61", 2L/4F, 3hx1w-L, Enter Module # and Manufacturer, SRGM3-F-SD | 552 |  | No | Racking | Soligent De-listing | 0 |  | De-Listing & Stock Qty Unavailable |  | Not Applicable
240-0472 | 240-0472 | DPW, SRGM, Standard Roof/Ground Mount, Standard Design, with Telescoping Legs for 3 Type-G Modules, 37-42" x 61-67", 2L/4F, 3hx1w-L, Enter Module # and Manufacturer, SRGM3-G-SD | 552 |  | No | Racking | Soligent De-listing | 0 |  | De-Listing & Stock Qty Unavailable |  | Not Applicable
240-0473 | 240-0473 | DPW, SRGM, Standard Roof/Ground Mount, Standard Design, with Telescoping Legs for 3 Type-H Modules, 38-40" x 77-78", 2L/4F, 3hx1w-L, Enter Module # and Manufacturer, SRGM3-H-SD | 552 |  | No | Racking | Soligent De-listing | 0 |  | De-Listing & Stock Qty Unavailable |  | Not Applicable
240-0474 | 240-0474 | DPW, SRGM, Standard Roof/Ground Mount, Standard Design, with Telescoping Legs for 4 Type-B Modules, 20-26" x 39-53", 2L/4F, 4hx1w-L, Enter Module # and Manufacturer, SRGM4-B-SD | 410 |  | No | Racking | Soligent De-listing | 0 |  | De-Listing & Stock Qty Unavailable |  | Not Applicable
240-0475 | 240-0475 | DPW, SRGM, Standard Roof/Ground Mount, Standard Design, with Telescoping Legs for 4 Type-C Modules, 22-27" x 56-63", 2L/4F, 4hx1w-L, Enter Module # and Manufacturer, SRGM4-C-SD | 582 |  | No | Racking | Soligent De-listing | 0 |  | De-Listing & Stock Qty Unavailable |  | Not Applicable
240-0476 | 240-0476 | DPW, SRGM, Standard Roof/Ground Mount, Standard Design, with Telescoping Legs for 4 Type-D Modules, 31-33" x 60-67", 2L/4F, 4hx1w-L, Enter Module # and Manufacturer, SRGM4-D-SD | 688 |  | No | Racking | Soligent De-listing | 0 |  | De-Listing & Stock Qty Unavailable |  | Not Applicable
240-0477 | 240-0477 | DPW, SRGM, Standard Roof/Ground Mount, Standard Design, with Telescoping Legs for 4 Type-E Modules, 38-40" x 51-56", 2L/4F, 4hx1w-L, Enter Module # and Manufacturer, SRGM4-E-SD | 718 |  | No | Racking | Soligent De-listing | 0 |  | De-Listing & Stock Qty Unavailable |  | Not Applicable
240-0478 | 240-0478 | DPW, SRGM, Standard Roof/Ground Mount, Standard Design, with Telescoping Legs for 4 Type-F Modules, 38-42" x 58-61", 2L/4F, 4hx1w-L, Enter Module # and Manufacturer, SRGM4-F-SD | 718 |  | No | Racking | Soligent De-listing | 0 |  | De-Listing & Stock Qty Unavailable |  | Not Applicable
240-0479 | 240-0479 | DPW, SRGM, Standard Roof/Ground Mount, Standard Design, with Telescoping Legs for 4 Type-G Modules, 37-42" x 61-67", 2L/4F, 4hx1w-L, Enter Module # and Manufacturer, SRGM4-G-SD | 718 |  | No | Racking | Soligent De-listing | 0 |  | De-Listing & Stock Qty Unavailable |  | Not Applicable
240-0480 | 240-0480 | DPW, SRGM, Standard Roof/Ground Mount, Standard Design, with Telescoping Legs for 4 Type-H Modules, 38-40" x 77-78", 2L/4F, 4hx1w-L, Enter Module # and Manufacturer, SRGM4-H-SD | 718 |  | No | Racking | Soligent De-listing | 0 |  | De-Listing & Stock Qty Unavailable |  | Not Applicable
240-0481 | 240-0481 | DPW, SRGM, Standard Roof/Ground Mount, Standard Design, with Telescoping Legs for 5 Type-B Modules, 20-26" x 39-53", 2L/4F, 5hx1w-L, Enter Module # and Manufacturer, SRGM5-B-SD | 552 |  | No | Racking | Soligent De-listing | 0 |  | De-Listing & Stock Qty Unavailable |  | Not Applicable
240-0482 | 240-0482 | DPW, SRGM, Standard Roof/Ground Mount, Standard Design, with Telescoping Legs for 5 Type-C Modules, 22-27" x 56-63", 2L/4F, 5hx1w-L, Enter Module # and Manufacturer, SRGM5-C-SD | 724 |  | No | Racking | Soligent De-listing | 0 |  | De-Listing & Stock Qty Unavailable |  | Not Applicable
240-0483 | 240-0483 | DPW, SRGM, Standard Roof/Ground Mount, Standard Design, with Telescoping Legs for 5 Type-D Modules, 31-33" x 60-67", 2L/4F, 5hx1w-L, Enter Module # and Manufacturer, SRGM5-D-SD | 830 |  | No | Racking | Soligent De-listing | 0 |  | De-Listing & Stock Qty Unavailable |  | Not Applicable
240-0484 | 240-0484 | DPW, SRGM, High Wind Option for Standard Roof/Ground Mount, 130 MPH, Class C Wind Zone, add 25%, call for quote, Enter Quote Number and Custom Price, , SRGM HWV | 0 |  | No | Racking | Soligent De-listing | 0 |  | Not Applicable |  | Not Applicable
240-0485 | 240-0485 | DPW, SRGM, Finish Upgrade Option for Standard Roof/Ground Mount, Powder Coated Aluminum Components, add 25%, call for quote, Enter Quote Number and Custom Price, , SRGM PCA | 0 |  | No | Racking | Soligent De-listing | 0 |  | Not Applicable |  | Not Applicable
240-0486 | 240-0486 | DPW, SRGM, Finish Upgrade Option for Standard Roof/Ground Mount, Anodized Aluminum Components, add 35%, call for quote, Enter Quote Number and Custom Price, , SRGM AA | 0 |  | No | Racking | Soligent De-listing | 0 |  | Not Applicable |  | Not Applicable
240-0487 | 240-0487 | DPW, SRGM, Stainless Steel Hardware package for Standard Roof/Ground Mount 1 Module, SRGM SSH 1 | 12.33 |  | No | Racking | Soligent De-listing | 0 |  | De-Listing & Stock Qty Unavailable |  | Not Applicable
240-0488 | 240-0488 | DPW, SRGM, Stainless Steel Hardware package for Standard Roof/Ground Mount 2 Modules, SRGM SSH 2 | 12 |  | No | Racking | Soligent De-listing | 0 |  | De-Listing & Stock Qty Unavailable |  | Not Applicable
240-0489 | 240-0489 | DPW, SRGM, Stainless Steel Hardware package for Standard Roof/Ground Mount 3 Modules, SRGM SSH 3 | 12 |  | No | Racking | Soligent De-listing | 0 |  | De-Listing & Stock Qty Unavailable |  | Not Applicable
240-0490 | 240-0490 | DPW, SRGM, Stainless Steel Hardware package for Standard Roof/Ground Mount 4 Modules, SRGM SSH 4 | 24 |  | No | Racking | Soligent De-listing | 0 |  | De-Listing & Stock Qty Unavailable |  | Not Applicable
240-0491 | 240-0491 | DPW, SRGM, Stainless Steel Hardware package for Standard Roof/Ground Mount 5 Modules, SRGM SSH 5 | 24 |  | No | Racking | Soligent De-listing | 0 |  | De-Listing & Stock Qty Unavailable |  | Not Applicable
240-0492 | 240-0492 | DPW, TTRGM, Tamper-Resistant Hardware Package for Two-Tier Roof/Ground Mount 4 Modules, TTRGM TRH 4 | 41 |  | No | Racking | Soligent De-listing | 0 |  | De-Listing & Stock Qty Unavailable |  | Not Applicable
240-0493 | 240-0493 | DPW, TTRGM, Tamper-Resistant Hardware Package for Two-Tier Roof/Ground Mount 6 Modules, TTRGM TRH 6 | 53 |  | No | Racking | Soligent De-listing | 0 |  | De-Listing & Stock Qty Unavailable |  | Not Applicable
240-0494 | 240-0494 | DPW, TTRGM, Tamper-Resistant Hardware Package for Two-Tier Roof/Ground Mount 8 Modules, TTRGM TRH 8 | 65 |  | No | Racking | Soligent De-listing | 0 |  | De-Listing & Stock Qty Unavailable |  | Not Applicable
240-0495 | 240-0495 | DPW, TTRGM, Tamper-Resistant Hardware Package for Two-Tier Roof/Ground Mount 10 Modules, TTRGM TRH 10 | 77 |  | No | Racking | Soligent De-listing | 0 |  | De-Listing & Stock Qty Unavailable |  | Not Applicable
240-0525 | 240-0525 | DPW, TTRGM, Two-Tier Roof/Ground Mount, Standard Design, with Telescoping Legs for 6 Type-D Modules, 31-33" x 60-67", 2L/4F, 2hx3wP, Enter Module and Manufacturer, TTRGM6-D-SD | 1014 |  | No | Racking | Soligent De-listing | 0 |  | De-Listing & Stock Qty Unavailable |  | Not Applicable
240-0526 | 240-0526 | DPW, TTRGM, Two-Tier Roof/Ground Mount, Standard Design, with Telescoping Legs for 6 Type-E Modules, 38-40" x 51-56", 2L/4F, 2hx3wP, Enter Module and Manufacturer, TTRGM6-E-SD | 1072 |  | No | Racking | Soligent De-listing | 0 |  | De-Listing & Stock Qty Unavailable |  | Not Applicable
240-0527 | 240-0527 | DPW, TTRGM, Two-Tier Roof/Ground Mount, Standard Design, with Telescoping Legs for 6 Type-F Modules, 38-42" x 58-61", 2L/4F, 2hx3wP, Enter Module and Manufacturer, TTRGM6-F-SD | 1150 |  | No | Racking | Soligent De-listing | 0 |  | De-Listing & Stock Qty Unavailable |  | Not Applicable
240-0528 | 240-0528 | DPW, TTRGM, Two-Tier Roof/Ground Mount, Standard Design, with Telescoping Legs for 6 Type-G Modules, 37-42" x 61-67", 2L/4F, 2hx3wP, Enter Module and Manufacturer, TTRGM6-G-SD | 1232 |  | No | Racking | Soligent De-listing | 0 |  | De-Listing & Stock Qty Unavailable |  | Not Applicable
240-0529 | 240-0529 | DPW, TTRGM, Two-Tier Roof/Ground Mount, Standard Design, with Telescoping Legs for 6 Type-H Modules, 38-40" x 77-78", 2L/4F, 2hx3wP, Enter Module and Manufacturer, TTRGM6-H-SD | 1482 |  | No | Racking | Soligent De-listing | 0 |  | De-Listing & Stock Qty Unavailable |  | Not Applicable
240-0531 | 240-0531 | DPW, TTRGM, Two-Tier Roof/Ground Mount, Standard Design, with Telescoping Legs for 8 Type-C Modules, 22-27" x 56-63", 2L/4F, 2hx4W-P, Enter Module and Manufacturer, TTRGM8-C-SD | 890 |  | No | Racking | Soligent De-listing | 0 |  | De-Listing & Stock Qty Unavailable |  | Not Applicable
240-0532 | 240-0532 | DPW, TTRGM, Two-Tier Roof/Ground Mount, Standard Design, with Telescoping Legs for 8 Type-D Modules, 31-33" x 60-67", 2L/4F, 2hx4W-P, Enter Module and Manufacturer, TTRGM8-D-SD | 1174 |  | No | Racking | Soligent De-listing | 0 |  | De-Listing & Stock Qty Unavailable |  | Not Applicable
240-0533 | 240-0533 | DPW, TTRGM, Two-Tier Roof/Ground Mount, Standard Design, with Telescoping Legs for 8 Type-E Modules, 38-40" x 51-56", 3L/6F, 2hx4W-P, Enter Module and Manufacturer, TTRGM8-E-SD | 1238 |  | No | Racking | Soligent De-listing | 0 |  | De-Listing & Stock Qty Unavailable |  | Not Applicable
240-0534 | 240-0534 | DPW, TTRGM, Two-Tier Roof/Ground Mount, Standard Design, with Telescoping Legs for 8 Type-F Modules, 38-42" x 58-61", 3L/6F, 2hx4W-P, Enter Module and Manufacturer, TTRGM8-F-SD | 1328 |  | No | Racking | Soligent De-listing | 0 |  | De-Listing & Stock Qty Unavailable |  | Not Applicable
240-0535 | 240-0535 | DPW, TTRGM, Two-Tier Roof/Ground Mount, Standard Design, with Telescoping Legs for 8 Type-G Modules, 37-42" x 61-67", 3L/6F, 2hx4W-P, Enter Module and Manufacturer, TTRGM8-G-SD | 1422 |  | No | Racking | Soligent De-listing | 0 |  | De-Listing & Stock Qty Unavailable |  | Not Applicable
240-0536 | 240-0536 | DPW, TTRGM, Two-Tier Roof/Ground Mount, Standard Design, with Telescoping Legs for 8 Type-H Modules, 38-40" x 77-78", 3L/6F, 2hx4W-P, Enter Module and Manufacturer, TTRGM8-H-SD | 1712 |  | No | Racking | Soligent De-listing | 0 |  | De-Listing & Stock Qty Unavailable |  | Not Applicable
240-0537 | 240-0537 | DPW, TTRGM, Two-Tier Roof/Ground Mount, Standard Design, with Telescoping Legs for 10 Type-B Modules, 20-26" x 39-53", 2L/4F, 2hx5W-P, Enter Module and Manufacturer, TTRGM10-B-SD | 782 |  | No | Racking | Soligent De-listing | 0 |  | De-Listing & Stock Qty Unavailable |  | Not Applicable
240-0538 | 240-0538 | DPW, TTRGM, Two-Tier Roof/Ground Mount, Standard Design, with Telescoping Legs for 10 Type-C Modules, 22-27" x 56-63", 3L/6F, 2hx5W-P, Enter Module and Manufacturer, TTRGM10-C-SD | 1078 |  | No | Racking | Soligent De-listing | 0 |  | De-Listing & Stock Qty Unavailable |  | Not Applicable
240-0539 | 240-0539 | DPW, TTRGM, Two-Tier Roof/Ground Mount, Standard Design, with Telescoping Legs for 10 Type-D Modules, 31-33" x 60-67", 3L/6F, 2hx5W-P, Enter Module and Manufacturer, TTRGM10-D-SD | 1374 |  | No | Racking | Soligent De-listing | 0 |  | De-Listing & Stock Qty Unavailable |  | Not Applicable
240-0540 | 240-0540 | DPW, TTRGM, High Wind Option for Two-Tier Roof/Ground Mount, 130 MPH, Class C Wind Zone, add 25%, call for quote, Enter Quote Number and Custom Price, , TTRGM HWV | 0 |  | No | Racking | Soligent De-listing | 0 |  | Not Applicable |  | Not Applicable
240-0541 | 240-0541 | DPW, TTRGM, Finish Upgrade Option for Two-Tier Roof/Ground Mount, Powder Coated Aluminum Components, add 25%, call for quote, Enter Quote Number and Custom Price, , TTRGM PCA | 0 |  | No | Racking | Soligent De-listing | 0 |  | Not Applicable |  | Not Applicable
240-0542 | 240-0542 | DPW, TTRGM, Finish Upgrade Option for Two-Tier Roof/Ground Mount, Anodized Aluminum Components, add 35%, call for quote, Enter Quote Number and Custom Price, , TTRGM AA | 0 |  | No | Racking | Soligent De-listing | 0 |  | Not Applicable |  | Not Applicable
240-0543 | 240-0543 | DPW, TTRGM, Stainless Steel Hardware package for Two-Tier Roof/Ground 4 Modules, TTRGM SSH 4 | 36 |  | No | Racking | Soligent De-listing | 0 |  | De-Listing & Stock Qty Unavailable |  | Not Applicable
240-0544 | 240-0544 | DPW, TTRGM, Stainless Steel Hardware package for Two-Tier Roof/Ground 6 Modules, TTRGM SSH 6 | 36 |  | No | Racking | Soligent De-listing | 0 |  | De-Listing & Stock Qty Unavailable |  | Not Applicable
240-0545 | 240-0545 | DPW, TTRGM, Stainless Steel Hardware package for Two-Tier Roof/Ground 8 Modules, TTRGM SSH 8 | 53 |  | No | Racking | Soligent De-listing | 0 |  | De-Listing & Stock Qty Unavailable |  | Not Applicable
240-0546 | 240-0546 | DPW, TTRGM, Stainless Steel Hardware package for Two-Tier Roof/Ground 8 Modules, TTRGM SSH 8 | 53 |  | No | Racking | Soligent De-listing | 0 |  | De-Listing & Stock Qty Unavailable |  | Not Applicable
240-0547 | 240-0547 | DPW, Custom Quote, Large Ground Mount LGM, Enter Quote Number and Custom Price | 0 |  | No | Racking | Soligent De-listing | 0 |  | Not Applicable |  | Not Applicable
240-0548 | 240-0548 | DPW, LPRGM, Tamper-Resistant Hardware Package for Low Profile Roof/Ground Mount 3 Modules, LPRGM TRH 3 | 36 |  | No | Racking | Soligent De-listing | 0 |  | De-Listing & Stock Qty Unavailable |  | Not Applicable
240-0549 | 240-0549 | DPW, LPRGM, Tamper-Resistant Hardware Package for Low Profile Roof/Ground Mount 4 Modules, LPRGM TRH 4 | 41 |  | No | Racking | Soligent De-listing | 0 |  | De-Listing & Stock Qty Unavailable |  | Not Applicable
240-0550 | 240-0550 | DPW, LPRGM, Tamper-Resistant Hardware Package for Low Profile Roof/Ground Mount 5 Modules, LPRGM TRH 5 | 47 |  | No | Racking | Soligent De-listing | 0 |  | De-Listing & Stock Qty Unavailable |  | Not Applicable
240-0551 | 240-0551 | DPW, LPRGM, Tamper-Resistant Hardware Package for Low Profile Roof/Ground Mount 6 Modules, LPRGM TRH 6 | 53 |  | No | Racking | Soligent De-listing | 0 |  | De-Listing & Stock Qty Unavailable |  | Not Applicable
240-0566 | 240-0566 | DPW, LPRGM, Low Profile Roof/Ground Mount with One-Piece Legs for 5 Type-B Modules, 20-26" x 39-53", 2L/4F, 1hx5W-P, Enter Module # and Manufacturer, LPRGM5-B-OP | 510 |  | No | Racking | Soligent De-listing | 0 |  | De-Listing & Stock Qty Unavailable |  | Not Applicable
240-0578 | 240-0578 | DPW, LPRGM, Low Profile Roof/Ground Mount, Standard Design, with Telescoping Legs for 3 Type-D Modules, 31-33" x 60-67", 2L/4F, 1hx3wP, Enter Module # and Manufacturer, LPRGM3-D-SD | 628 |  | No | Racking | Soligent De-listing | 0 |  | De-Listing & Stock Qty Unavailable |  | Not Applicable
240-0579 | 240-0579 | DPW, LPRGM, Low Profile Roof/Ground Mount, Standard Design, with Telescoping Legs for 3 Type-E Modules, 38-40" x 51-56", 2L/4F, 1hx3wP, Enter Module # and Manufacturer, LPRGM3-E-SD | 628 |  | No | Racking | Soligent De-listing | 0 |  | De-Listing & Stock Qty Unavailable |  | Not Applicable
240-0580 | 240-0580 | DPW, LPRGM, Low Profile Roof/Ground Mount, Standard Design, with Telescoping Legs for 3 Type-F Modules, 38-42" x 58-61", 2L/4F, 1hx3wP, Enter Module # and Manufacturer, LPRGM3-F-SD | 628 |  | No | Racking | Soligent De-listing | 0 |  | De-Listing & Stock Qty Unavailable |  | Not Applicable
240-0581 | 240-0581 | DPW, LPRGM, Low Profile Roof/Ground Mount, Standard Design, with Telescoping Legs for 3 Type-G Modules, 37-42" x 61-67", 2L/4F, 1hx3wP, Enter Module # and Manufacturer, LPRGM3-G-SD | 628 |  | No | Racking | Soligent De-listing | 0 |  | De-Listing & Stock Qty Unavailable |  | Not Applicable
240-0582 | 240-0582 | DPW, LPRGM, Low Profile Roof/Ground Mount, Standard Design, with Telescoping Legs for 3 Type-H Modules, 38-40" x 77-78", 2L/4F, 1hx3wP, Enter Module # and Manufacturer, LPRGM3-H-SD | 628 |  | No | Racking | Soligent De-listing | 0 |  | De-Listing & Stock Qty Unavailable |  | Not Applicable
240-0584 | 240-0584 | DPW, LPRGM, Low Profile Roof/Ground Mount, Standard Design, with Telescoping Legs for 4 Type-C Modules, 22-27" x 56-63", 2L/4F, 1hx4WP, Enter Module # and Manufacturer, LPRGM4-C-SD | 628 |  | No | Racking | Soligent De-listing | 0 |  | De-Listing & Stock Qty Unavailable |  | Not Applicable
240-0585 | 240-0585 | DPW, LPRGM, Low Profile Roof/Ground Mount, Standard Design, with Telescoping Legs for 4 Type-D Modules, 31-33" x 60-67", 2L/4F, 1hx4WP, Enter Module # and Manufacturer, LPRGM4-D-SD | 694 |  | No | Racking | Soligent De-listing | 0 |  | De-Listing & Stock Qty Unavailable |  | Not Applicable
240-0586 | 240-0586 | DPW, LPRGM, Low Profile Roof/Ground Mount, Standard Design, with Telescoping Legs for 4 Type-E Modules, 38-40" x 51-56", 2L/4F, 1hx4WP, Enter Module # and Manufacturer, LPRGM4-E-SD | 890 |  | No | Racking | Soligent De-listing | 0 |  | De-Listing & Stock Qty Unavailable |  | Not Applicable
240-0587 | 240-0587 | DPW, LPRGM, Low Profile Roof/Ground Mount, Standard Design, with Telescoping Legs for 4 Type-F Modules, 38-42" x 58-61", 2L/4F, 1hx4WP, Enter Module # and Manufacturer, LPRGM4-F-SD | 890 |  | No | Racking | Soligent De-listing | 0 |  | De-Listing & Stock Qty Unavailable |  | Not Applicable
240-0588 | 240-0588 | DPW, LPRGM, Low Profile Roof/Ground Mount, Standard Design, with Telescoping Legs for 4 Type-G Modules, 37-42" x 61-67", 2L/4F, 1hx4WP, Enter Module # and Manufacturer, LPRGM4-G-SD | 890 |  | No | Racking | Soligent De-listing | 0 |  | De-Listing & Stock Qty Unavailable |  | Not Applicable
240-0589 | 240-0589 | DPW, LPRGM, Low Profile Roof/Ground Mount, Standard Design, with Telescoping Legs for 4 Type-H Modules, 38-40" x 77-78", 2L/4F, 1hx4WP, Enter Module # and Manufacturer, LPRGM4-H-SD | 890 |  | No | Racking | Soligent De-listing | 0 |  | De-Listing & Stock Qty Unavailable |  | Not Applicable
240-0590 | 240-0590 | DPW, LPRGM, Low Profile Roof/Ground Mount, Standard Design, with Telescoping Legs for 5 Type-B Modules, 20-26" x 39-53", 2L/4F, 1hx5W-P, Enter Module # and Manufacturer, LPRGM5-B-SD | 628 |  | No | Racking | Soligent De-listing | 0 |  | De-Listing & Stock Qty Unavailable |  | Not Applicable
240-0591 | 240-0591 | DPW, LPRGM, Low Profile Roof/Ground Mount, Standard Design, with Telescoping Legs for 5 Type-C Modules, 22-27" x 56-63", 2L/4F, 1hx5W-P, Enter Module # and Manufacturer, LPRGM5-C-SD | 694 |  | No | Racking | Soligent De-listing | 0 |  | De-Listing & Stock Qty Unavailable |  | Not Applicable
240-0592 | 240-0592 | DPW, LPRGM, Low Profile Roof/Ground Mount, Standard Design, with Telescoping Legs for 5 Type-D Modules, 31-33" x 60-67", 2L/4F, 1hx5W-P, Enter Module # and Manufacturer, LPRGM5-D-SD | 930 |  | No | Racking | Soligent De-listing | 0 |  | De-Listing & Stock Qty Unavailable |  | Not Applicable
240-0593 | 240-0593 | DPW, LPRGM, Low Profile Roof/Ground Mount, Standard Design, with Telescoping Legs for 5 Type-E Modules, 38-40" x 51-56", 3L/6F, 1hx5W-P, Enter Module # and Manufacturer, LPRGM5-E-SD | 966 |  | No | Racking | Soligent De-listing | 0 |  | De-Listing & Stock Qty Unavailable |  | Not Applicable
240-0594 | 240-0594 | DPW, LPRGM, Low Profile Roof/Ground Mount, Standard Design, with Telescoping Legs for 5 Type-F Modules, 38-42" x 58-61", 3L/6F, 1hx5W-P, Enter Module # and Manufacturer, LPRGM5-F-SD | 966 |  | No | Racking | Soligent De-listing | 0 |  | De-Listing & Stock Qty Unavailable |  | Not Applicable
240-0595 | 240-0595 | DPW, LPRGM, Low Profile Roof/Ground Mount, Standard Design, with Telescoping Legs for 5 Type-G Modules, 37-42" x 61-67", 3L/6F, 1hx5W-P, Enter Module # and Manufacturer, LPRGM5-G-SD | 966 |  | No | Racking | Soligent De-listing | 0 |  | De-Listing & Stock Qty Unavailable |  | Not Applicable
240-0596 | 240-0596 | DPW, LPRGM, Low Profile Roof/Ground Mount, Standard Design, with Telescoping Legs for 5 Type-H Modules, 38-40" x 77-78", 3L/6F, 1hx5W-P, Enter Module # and Manufacturer, LPRGM5-H-SD | 966 |  | No | Racking | Soligent De-listing | 0 |  | De-Listing & Stock Qty Unavailable |  | Not Applicable
240-0597 | 240-0597 | DPW, LPRGM, Low Profile Roof/Ground Mount, Standard Design, with Telescoping Legs for 6 Type-B Modules, 20-26" x 39-53", 2L/4F, 1hx6w-P, Enter Module # and Manufacturer, LPRGM6-B-SD | 694 |  | No | Racking | Soligent De-listing | 0 |  | De-Listing & Stock Qty Unavailable |  | Not Applicable
240-0598 | 240-0598 | DPW, LPRGM, Low Profile Roof/Ground Mount, Standard Design, with Telescoping Legs for 6 Type-C Modules, 22-27" x 56-63", 2L/4F, 1hx6w-P, Enter Module # and Manufacturer, LPRGM6-C-SD | 890 |  | No | Racking | Soligent De-listing | 0 |  | De-Listing & Stock Qty Unavailable |  | Not Applicable
240-0599 | 240-0599 | DPW, LPRGM, Low Profile Roof/Ground Mount, Standard Design, with Telescoping Legs for 6 Type-D Modules, 31-33" x 60-67", 3L/6F, 1hx6w-P, Enter Module # and Manufacturer, LPRGM6-D-SD | 966 |  | No | Racking | Soligent De-listing | 0 |  | De-Listing & Stock Qty Unavailable |  | Not Applicable
240-0600 | 240-0600 | DPW, LPRGM, High Wind Option for Low Profile Roof/Ground Mount, 130 MPH, Class C Wind Zone, add 25%, call for quote, Enter Quote Number and Custom Price, , LPRGM HWV | 0 |  | No | Racking | Soligent De-listing | 0 |  | Not Applicable |  | Not Applicable
240-0601 | 240-0601 | DPW, LPRGM, Finish Upgrade Option for Low Profile Roof/Ground Mount, Powder Coated Aluminum Components, add 25%, call for quote, Enter Quote Number and Custom Price, , LPRGM PCA | 0 |  | No | Racking | Soligent De-listing | 0 |  | Not Applicable |  | Not Applicable
240-0602 | 240-0602 | DPW, LPRGM, Finish Upgrade Option for Low Profile Roof/Ground Mount, Anodized Aluminum Components, add 35%, call for quote, Enter Quote Number and Custom Price, , LPRGM AA | 0 |  | No | Racking | Soligent De-listing | 0 |  | Not Applicable |  | Not Applicable
240-0603 | 240-0603 | DPW, LPRGM, Stainless Steel Hardware package for Low Profile Roof/Ground Mount 3 Modules, LPRGM SSH 3 | 24 |  | No | Racking | Soligent De-listing | 0 |  | De-Listing & Stock Qty Unavailable |  | Not Applicable
240-0604 | 240-0604 | DPW, LPRGM, Stainless Steel Hardware package for Low Profile Roof/Ground Mount 4 Modules, LPRGM SSH 4 | 36 |  | No | Racking | Soligent De-listing | 0 |  | De-Listing & Stock Qty Unavailable |  | Not Applicable
240-0605 | 240-0605 | DPW, LPRGM, Stainless Steel Hardware package for Low Profile Roof/Ground Mount 5 Modules, LPRGM SSH 5 | 36 |  | No | Racking | Soligent De-listing | 0 |  | De-Listing & Stock Qty Unavailable |  | Not Applicable
240-0606 | 240-0606 | DPW, LPRGM, Stainless Steel Hardware package for Low Profile Roof/Ground Mount 6 Modules, LPRGM SSH 6 | 36 |  | No | Racking | Soligent De-listing | 0 |  | De-Listing & Stock Qty Unavailable |  | Not Applicable
240-0607 | 240-0607 | AET, Custom Quote, Ground Mount Racking, Enter Quote Number and Custom Price | 0 |  | No | Racking | Vendor De-listing | 0 |  | Not Applicable |  | Not Applicable
240-0609 | 240-0609 | ProSolar, GroundTrac, Stainless Steel U-Bolt Assembly, 5/16", for 12 Rails, Qty. 1, AUAS-1S | 11.36 |  | No | Racking | Soligent De-listing | 0 |  | De-Listing & Stock Qty Unavailable |  | Not Applicable
240-0610 | 240-0610 | Hollaender, External Coupling, 1-1/2" Pipe Size, 70-8 | 17.93 |  | No | Racking | Soligent De-listing | 0 |  | De-Listing & Stock Qty Unavailable |  | Not Applicable
240-0611 | 240-0611 | DPW, LPRGM, Low Profile Roof/Ground Mount, Standard Design, with Telescoping Legs for 6, Type-E Modules, 38-40" x 51-56", 4L/8F, 1h x 6w-P, Enter Module # and Manufacturer, LPRGM6-E-SD | 1220 |  | No | Racking | Soligent De-listing | 0 |  | De-Listing & Stock Qty Unavailable |  | Not Applicable
240-0612 | 240-0612 | DPW, LPRGM, Low Profile Roof/Ground Mount, Standard Design, with Telescoping Legs for 6, Type-F Modules, 38-40" x 58-61", 4L/8F, 1h x 6w-P, Enter Module # and Manufacturer, LPRGM6-F-SD | 1220 |  | No | Racking | Soligent De-listing | 0 |  | De-Listing & Stock Qty Unavailable |  | Not Applicable
240-0613 | 240-0613 | DPW, LPRGM, Low Profile Roof/Ground Mount, Standard Design, with Telescoping Legs for 6, Type-G Modules, 37-42" x 61-67", 4L/8F, 1h x 6w-P, Enter Module # and Manufacturer, LPRGM6-G-SD | 1220 |  | No | Racking | Soligent De-listing | 0 |  | De-Listing & Stock Qty Unavailable |  | Not Applicable
240-0614 | 240-0614 | DPW, LPRGM, Low Profile Roof/Ground Mount, Standard Design, with Telescoping Legs for 6, Type-H Modules, 38-42" x 77-82", 4L/8F, 1h x 6w-P, Enter Module # and Manufacturer, LPRGM6-H-SD | 1220 |  | No | Racking | Soligent De-listing | 0 |  | De-Listing & Stock Qty Unavailable |  | Not Applicable
240-0615 | 240-0615 | DPW, LPRGM, Low Profile Roof/Ground Mount, Standard Design, with Telescoping Legs for 3, Type-I Modules, 50-52" x 65-79", 3L/6F, 1h x 3w-P, Enter Module # and Manufacturer, LPRGM3-I-SD | 890 |  | No | Racking | Soligent De-listing | 0 |  | De-Listing & Stock Qty Unavailable |  | Not Applicable
240-0616 | 240-0616 | DPW, LPRGM, Low Profile Roof/Ground Mount, Standard Design, with Telescoping Legs for 4, Type-I Modules, 50-52" x 65-79", 3L/6F, 1h x 5w-P, Enter Module # and Manufacturer, LPRGM4-I-SD | 1002 |  | No | Racking | Soligent De-listing | 0 |  | De-Listing & Stock Qty Unavailable |  | Not Applicable
240-0617 | 240-0617 | DPW, LPRGM, Low Profile Roof/Ground Mount, Standard Design, with Telescoping Legs for 5, Type-I Modules, 50-52" x 65-79", 4L/8F, 1h x 3w-P, Enter Module # and Manufacturer, LPRGM5-I-SD | 1084 |  | No | Racking | Soligent De-listing | 0 |  | De-Listing & Stock Qty Unavailable |  | Not Applicable
240-0618 | 240-0618 | DPW, LPRGM, Low Profile Roof/Ground Mount, Standard Design, with Telescoping Legs for 6, Type-I Modules, 50-52" x 65-79", 5L/10F, 1h x 6w-P, Enter Module # and Manufacturer, LPRGM6-I-SD | 1552 |  | No | Racking | Soligent De-listing | 0 |  | De-Listing & Stock Qty Unavailable |  | Not Applicable
240-0619 | 240-0619 | DPW, LPRGM, Low Profile Roof/Ground Mount, Heavy-Duty Design, with Telescoping Legs for 3, Type-B Modules, 20-26" x 39-53", 2L/4F, 1h x 3w-P, Enter Module # and Manufacturer, LPRGM3-B-HD | 552 |  | No | Racking | Soligent De-listing | 0 |  | De-Listing & Stock Qty Unavailable |  | Not Applicable
240-0620 | 240-0620 | DPW, LPRGM, Low Profile Roof/Ground Mount, Heavy-Duty Design, with Telescoping Legs for 4, Type-B Modules, 20-26" x 39-53", 2L/4F, 1h x 4w-P, Enter Module # and Manufacturer, LPRGM4-B-HD | 628 |  | No | Racking | Soligent De-listing | 0 |  | De-Listing & Stock Qty Unavailable |  | Not Applicable
240-0621 | 240-0621 | DPW, LPRGM, Low Profile Roof/Ground Mount, Heavy-Duty Design, with Telescoping Legs for 5, Type-B Modules, 20-26" x 39-53", 3L/6F, 1h x 5w-P, Enter Module # and Manufacturer, LPRGM5-B-HD | 824 |  | No | Racking | Soligent De-listing | 0 |  | De-Listing & Stock Qty Unavailable |  | Not Applicable
240-0622 | 240-0622 | DPW, LPRGM, Low Profile Roof/Ground Mount, Heavy-Duty Design, with Telescoping Legs for 6, Type-B Modules, 20-26" x 39-53", 3L/6F, 1h x 6w-P, Enter Module # and Manufacturer, LPRGM6-B-HD | 890 |  | No | Racking | Soligent De-listing | 0 |  | De-Listing & Stock Qty Unavailable |  | Not Applicable
240-0623 | 240-0623 | DPW, LPRGM, Low Profile Roof/Ground Mount, Heavy-Duty Design, with Telescoping Legs for 3, Type-C Modules, 22-27" x 56-63", 2L/4F, 1h x 3w-P, Enter Module # and Manufacturer, LPRGM3-C-HD | 552 |  | No | Racking | Soligent De-listing | 0 |  | De-Listing & Stock Qty Unavailable |  | Not Applicable
240-0624 | 240-0624 | DPW, LPRGM, Low Profile Roof/Ground Mount, Heavy-Duty Design, with Telescoping Legs for 4, Type-C Modules, 22-27" x 56-63", 3L/6F, 1h x 4w-P, Enter Module # and Manufacturer, LPRGM4-C-HD | 824 |  | No | Racking | Soligent De-listing | 0 |  | De-Listing & Stock Qty Unavailable |  | Not Applicable
240-0625 | 240-0625 | DPW, LPRGM, Low Profile Roof/Ground Mount, Heavy-Duty Design, with Telescoping Legs for 5, Type-C Modules, 22-27" x 56-63", 3L/6F, 1h x 5w-P, Enter Module # and Manufacturer, LPRGM5-C-HD | 890 |  | No | Racking | Soligent De-listing | 0 |  | De-Listing & Stock Qty Unavailable |  | Not Applicable
240-0626 | 240-0626 | DPW, LPRGM, Low Profile Roof/Ground Mount, Heavy-Duty Design, with Telescoping Legs for 6, Type-C Modules, 22-27" x 56-63", 4L/8F, 1h x 6w-P, Enter Module # and Manufacturer, LPRGM6-C-HD | 1084 |  | No | Racking | Soligent De-listing | 0 |  | De-Listing & Stock Qty Unavailable |  | Not Applicable
240-0627 | 240-0627 | DPW, LPRGM, Low Profile Roof/Ground Mount, Heavy-Duty Design, with Telescoping Legs for 3, Type-D Modules, 31-33" x 60-67", 3L/6F, 1h x 3w-P, Enter Module # and Manufacturer, LPRGM3-D-HD | 824 |  | No | Racking | Soligent De-listing | 0 |  | De-Listing & Stock Qty Unavailable |  | Not Applicable
240-0628 | 240-0628 | DPW, LPRGM, Low Profile Roof/Ground Mount, Heavy-Duty Design, with Telescoping Legs for 4, Type-D Modules, 31-33" x 60-67", 3L/6F, 1h x 4w-P, Enter Module # and Manufacturer, LPRGM4-D-HD | 890 |  | No | Racking | Soligent De-listing | 0 |  | De-Listing & Stock Qty Unavailable |  | Not Applicable
240-0629 | 240-0629 | DPW, LPRGM, Low Profile Roof/Ground Mount, Heavy-Duty Design, with Telescoping Legs for 5, Type-D Modules, 31-33" x 60-67", 4L/8F, 1h x 5w-P, Enter Module # and Manufacturer, LPRGM5-D-HD | 1126 |  | No | Racking | Soligent De-listing | 0 |  | De-Listing & Stock Qty Unavailable |  | Not Applicable
240-0630 | 240-0630 | DPW, LPRGM, Low Profile Roof/Ground Mount, Heavy-Duty Design, with Telescoping Legs for 6, Type-D Modules, 31-33" x 60-67", 4L/8F, 1h x 6w-P, Enter Module # and Manufacturer, LPRGM6-D-HD | 1162 |  | No | Racking | Soligent De-listing | 0 |  | De-Listing & Stock Qty Unavailable |  | Not Applicable
240-0631 | 240-0631 | DPW, LPRGM, Low Profile Roof/Ground Mount, Heavy-Duty Design, with Telescoping Legs for 3, Type-E Modules, 38-40" x 51-56", 3L/6F, 1h x 3w-P, Enter Module # and Manufacturer, LPRGM3-E-HD | 824 |  | No | Racking | Soligent De-listing | 0 |  | De-Listing & Stock Qty Unavailable |  | Not Applicable
240-0632 | 240-0632 | DPW, LPRGM, Low Profile Roof/Ground Mount, Heavy-Duty Design, with Telescoping Legs for 4, Type-E Modules, 38-40" x 51-56", 4L/8F, 1h x 4w-P, Enter Module # and Manufacturer, LPRGM4-E-HD | 1084 |  | No | Racking | Soligent De-listing | 0 |  | De-Listing & Stock Qty Unavailable |  | Not Applicable
240-0633 | 240-0633 | DPW, LPRGM, Low Profile Roof/Ground Mount, Heavy-Duty Design, with Telescoping Legs for 5, Type-E Modules, 38-40" x 51-56", 4L/8F, 1h x 5w-P, Enter Module # and Manufacturer, LPRGM5-E-HD | 1162 |  | No | Racking | Soligent De-listing | 0 |  | De-Listing & Stock Qty Unavailable |  | Not Applicable
240-0634 | 240-0634 | DPW, LPRGM, Low Profile Roof/Ground Mount, Heavy-Duty Design, with Telescoping Legs for 6, Type-E Modules, 38-40" x 51-56", 5L/10F, 1h x 6w-P, Enter Module # and Manufacturer, LPRGM6-E-HD | 1416 |  | No | Racking | Soligent De-listing | 0 |  | De-Listing & Stock Qty Unavailable |  | Not Applicable
240-0635 | 240-0635 | DPW, LPRGM, Low Profile Roof/Ground Mount, Heavy-Duty Design, with Telescoping Legs for 3, Type-F Modules, 38-40" x 58-61", 3L/6F, 1h x 3w-P, Enter Module # and Manufacturer, LPRGM3-F-HD | 824 |  | No | Racking | Soligent De-listing | 0 |  | De-Listing & Stock Qty Unavailable |  | Not Applicable
240-0636 | 240-0636 | DPW, LPRGM, Low Profile Roof/Ground Mount, Heavy-Duty Design, with Telescoping Legs for 4, Type-F Modules, 38-40" x 58-61", 4L/8F, 1h x 4w-P, Enter Module # and Manufacturer, LPRGM4-F-HD | 1084 |  | No | Racking | Soligent De-listing | 0 |  | De-Listing & Stock Qty Unavailable |  | Not Applicable
240-0637 | 240-0637 | DPW, LPRGM, Low Profile Roof/Ground Mount, Heavy-Duty Design, with Telescoping Legs for 5, Type-F Modules, 38-40" x 58-61", 4L/8F, 1h x 5w-P, Enter Module # and Manufacturer, LPRGM5-F-HD | 1162 |  | No | Racking | Soligent De-listing | 0 |  | De-Listing & Stock Qty Unavailable |  | Not Applicable
240-0638 | 240-0638 | DPW, LPRGM, Low Profile Roof/Ground Mount, Heavy-Duty Design, with Telescoping Legs for 6, Type-F Modules, 38-40" x 58-61", 5L/10F, 1h x 6w-P, Enter Module # and Manufacturer, LPRGM6-F-HD | 1416 |  | No | Racking | Soligent De-listing | 0 |  | De-Listing & Stock Qty Unavailable |  | Not Applicable
240-0639 | 240-0639 | DPW, LPRGM, Low Profile Roof/Ground Mount, Heavy-Duty Design, with Telescoping Legs for 3, Type-G Modules, 37-42" x 61-67", 3L/6F, 1h x 3w-P, Enter Module # and Manufacturer, LPRGM3-G-HD | 824 |  | No | Racking | Soligent De-listing | 0 |  | De-Listing & Stock Qty Unavailable |  | Not Applicable
240-0640 | 240-0640 | DPW, LPRGM, Low Profile Roof/Ground Mount, Heavy-Duty Design, with Telescoping Legs for 4, Type-G Modules, 37-42" x 61-67", 4L/8F, 1h x 4w-P, Enter Module # and Manufacturer, LPRGM4-G-HD | 1084 |  | No | Racking | Soligent De-listing | 0 |  | De-Listing & Stock Qty Unavailable |  | Not Applicable
240-0641 | 240-0641 | DPW, LPRGM, Low Profile Roof/Ground Mount, Heavy-Duty Design, with Telescoping Legs for 5, Type-G Modules, 37-42" x 61-67", 4L/8F, 1h x 5w-P, Enter Module # and Manufacturer, LPRGM5-G-HD | 1162 |  | No | Racking | Soligent De-listing | 0 |  | De-Listing & Stock Qty Unavailable |  | Not Applicable
240-0642 | 240-0642 | DPW, LPRGM, Low Profile Roof/Ground Mount, Heavy-Duty Design, with Telescoping Legs for 6, Type-G Modules, 37-42" x 61-67", 5L/10F, 1h x 6w-P, Enter Module # and Manufacturer, LPRGM6-G-HD | 1416 |  | No | Racking | Soligent De-listing | 0 |  | De-Listing & Stock Qty Unavailable |  | Not Applicable
240-0643 | 240-0643 | DPW, LPRGM, Low Profile Roof/Ground Mount, Heavy-Duty Design, with Telescoping Legs for 3, Type-H Modules, 38-42" x 77-82", 3L/6F, 1h x 3w-P, Enter Module # and Manufacturer, LPRGM3-H-HD | 824 |  | No | Racking | Soligent De-listing | 0 |  | De-Listing & Stock Qty Unavailable |  | Not Applicable
240-0644 | 240-0644 | DPW, LPRGM, Low Profile Roof/Ground Mount, Heavy-Duty Design, with Telescoping Legs for 4, Type-H Modules, 38-42" x 77-82", 4L/8F, 1h x 4w-P, Enter Module # and Manufacturer, LPRGM4-H-HD | 1084 |  | No | Racking | Soligent De-listing | 0 |  | De-Listing & Stock Qty Unavailable |  | Not Applicable
240-0645 | 240-0645 | DPW, LPRGM, Low Profile Roof/Ground Mount, Heavy-Duty Design, with Telescoping Legs for 5, Type-H Modules, 38-42" x 77-82", 4L/8F, 1h x 5w-P, Enter Module # and Manufacturer, LPRGM5-H-HD | 1162 |  | No | Racking | Soligent De-listing | 0 |  | De-Listing & Stock Qty Unavailable |  | Not Applicable
240-0646 | 240-0646 | DPW, LPRGM, Low Profile Roof/Ground Mount, Heavy-Duty Design, with Telescoping Legs for 6, Type-H Modules, 38-42" x 77-82", 4L/8F, 1h x 5w-P, Enter Module # and Manufacturer, LPRGM6-H-HD | 1162 |  | No | Racking | Soligent De-listing | 0 |  | De-Listing & Stock Qty Unavailable |  | Not Applicable
240-0647 | 240-0647 | DPW, LPRGM, Low Profile Roof/Ground Mount, Heavy-Duty Design, with Telescoping Legs for 3, Type-I Modules, 50-52" x 65-79", 4L/8F, 1h x 3w-P, Enter Module # and Manufacturer, LPRGM3-I-HD | 1084 |  | No | Racking | Soligent De-listing | 0 |  | De-Listing & Stock Qty Unavailable |  | Not Applicable
240-0648 | 240-0648 | DPW, LPRGM, Low Profile Roof/Ground Mount, Heavy-Duty Design, with Telescoping Legs for 4, Type-I Modules, 50-52" x 65-79", 5L/10F, 1h x 4w-P, Enter Module # and Manufacturer, LPRGM4-I-HD | 1392 |  | No | Racking | Soligent De-listing | 0 |  | De-Listing & Stock Qty Unavailable |  | Not Applicable
240-0649 | 240-0649 | DPW, LPRGM, Low Profile Roof/Ground Mount, Heavy-Duty Design, with Telescoping Legs for 5, Type-I Modules, 50-52" x 65-79", 6L/12F, 1h x 5w-P, Enter Module # and Manufacturer, LPRGM5-I-HD | 1682 |  | No | Racking | Soligent De-listing | 0 |  | De-Listing & Stock Qty Unavailable |  | Not Applicable
240-0650 | 240-0650 | DPW, LPRGM, Low Profile Roof/Ground Mount, Heavy-Duty Design, with Telescoping Legs for 6, Type-I Modules, 50-52" x 65-79", 7L/14F, 1h x 6w-P, Enter Module # and Manufacturer, LPRGM6-I-HD | 1944 |  | No | Racking | Soligent De-listing | 0 |  | De-Listing & Stock Qty Unavailable |  | Not Applicable
240-0651 | 240-0651 | DPW, SRGM, Standard Roof/Ground Mount, Heavy-Duty Design, with Telescoping Legs for 2 Type-G Modules, 37-42" x 61-67", 2L/4F, 2hx1w-L, Enter Module # and Manufacturer, SRGM2-G-HD | 504 |  | No | Racking | Soligent De-listing | 0 |  | De-Listing & Stock Qty Unavailable |  | Not Applicable
240-0652 | 240-0652 | DPW, SRGM, Standard Roof/Ground Mount, Heavy-Duty Design, with Telescoping Legs for 1 Type-G Modules, 37-42" x 61-67", 2L/4F, 1hx1w-L, Enter Module # and Manufacturer, SRGM1-G-HD | 255 |  | No | Racking | Soligent De-listing | 0 |  | De-Listing & Stock Qty Unavailable |  | Not Applicable
240-0653 | 240-0653 | DPW, TTRGM, Two-Tier Roof/Ground Mount, Heavy-Duty Design, with Telescoping Legs for 6 Type-G Modules, 37-42" x 61-67", 3L/6F, 2hx3wP, Enter Module and Manufacturer, TTRGM6-G-HD | 1539 |  | No | Racking | Soligent De-listing | 0 |  | De-Listing & Stock Qty Unavailable |  | Not Applicable
240-0654 | 240-0654 | DPW, TTRGM, Two-Tier Roof/Ground Mount, Heavy-Duty Design, with Telescoping Legs for 4 Type-G Modules, 37-42" x 61-67", 2L/4F, 2hx2wP, Enter Module and Manufacturer, TTRGM4-G-HD | 1084 |  | No | Racking | Soligent De-listing | 0 |  | De-Listing & Stock Qty Unavailable |  | Not Applicable
240-0655 | 240-0655 | Hollaender, Adjustable Cross-E, 3-piece, 1 1/2" Pipe Size,19E-8 | 59.32 |  | No | Racking | Soligent De-listing | 0 |  | De-Listing & Stock Qty Unavailable |  | Not Applicable
240-0656 | 240-0656 | Hollaender, Custom item, Call for Quote, Enter Quote Number and Custom Price, CUSTOM | 0 |  | No | Racking | Vendor De-listing | 0 |  | Not Applicable |  | Not Applicable
240-0657 | 240-0657 | UniRac, Ground Fixed Tilt Mount System, Custom Quote, Enter Quote Number and Custom Price | 0 |  | No | Racking | Soligent De-listing | 0 |  | Not Applicable |  | Not Applicable
240-0658 | 240-0658 | UniRac, DGFT - Ground Fixed Tilt TOP CHORD CHANNEL 20/30°, Shared Rail, 404030 | 67.05 |  | No | Racking | Vendor De-listing | 0 |  | De-Listing & Stock Qty Unavailable |  | Not Applicable
240-0662 | 240-0662 | UniRac, DGFT - Ground Fixed Tilt Supplemental 4 Rail Hardware Kit, 404020 | 19.44 |  | No | Racking | Soligent De-listing | 18.35 |  | De-Listing & Stock Qty Unavailable |  | Not Applicable
240-0664 | 240-0664 | UniRac, ULA Ground Screw 68mm X 1.6M, Qty.1, 403219S | 72.03 |  | No | Racking | Vendor De-listing | 67.98 |  | De-Listing & Stock Qty Unavailable |  | Not Applicable
240-0665 | 240-0665 | UniRac, ULA Ground Screw 68mm X 2.0M, Qty 1, 403220S | 86.61 |  | No | Racking | Shippable | 79.74 |  | Shippable but Stock Qty Unavailable |  | Not Applicable
240-0667 | 240-0667 | Krinner, Ground Screw, 76.1mm (~3”) OD, 71mm (~2.8”) ID X 1000mm(~39”) Length, Qty., KSF G76x1000-4xM16 | 59.72 |  | No | Racking | Shippable | 56.36 |  | Shippable but Stock Qty Unavailable |  | Not Applicable
240-0668 | 240-0668 | Krinner, Ground Screw, 76.1mm (~3”) OD, 71mm (~2.8”) ID X 1300mm(~51”) Length, Qty., KSF G76x1300-4xM16 | 73.76 |  | No | Racking | Shippable | 69.61 |  | Shippable but Stock Qty Unavailable |  | Not Applicable
240-0669 | 240-0669 | Krinner, Ground Screw, 76.1mm (~3”) OD, 71mm (~2.8”) ID X 1600mm(~63”) Length, Qty., KSF G76x1600-4xM16 | 82.41 |  | No | Racking | Shippable | 77.77 |  | Shippable but Stock Qty Unavailable |  | Not Applicable
240-0670 | 240-0670 | Krinner, Ground Screw, 76.1mm (~3”) OD, 71mm (~2.8”) ID X 2100mm(~82.6”) Length, Qty., KSF G76x2100-4xM16 | 100.56 |  | No | Racking | Shippable | 94.9 |  | Shippable but Stock Qty Unavailable |  | Not Applicable
240-0671 | 240-0671 | Krinner, Ground Screw, 114.3mm (~4.5”) OD, 107mm (~4.2”) ID X 1000mm(~39”) Length, Qty., KSF G114x1000-4xM16 | 96.05 |  | No | Racking | Shippable | 90.65 |  | Shippable but Stock Qty Unavailable |  | Not Applicable
240-0672 | 240-0672 | Krinner, Ground Screw, 114.3mm (~4.5”) OD, 107mm (~4.2”) ID X 1300mm(~51”) Length, Qty., KSF G114x1300-4xM16 | 105.67 |  | No | Racking | Shippable | 99.73 |  | Shippable but Stock Qty Unavailable |  | Not Applicable
240-0673 | 240-0673 | Krinner, Ground Screw, 114.3mm (~4.5”) OD, 107mm (~4.2”) ID X 1600mm(~63”) Length, Qty., KSF G114x1600-4xM16 | 124.69 |  | No | Racking | Shippable | 117.68 |  | Shippable but Stock Qty Unavailable |  | Not Applicable
240-0674 | 240-0674 | Krinner, Ground Screw, 114.3mm (~4.5”) OD, 107mm (~4.2”) ID X 2100mm(~82.6”) Length, Qty., KSF G114x2100-4xM16 | 156.87 |  | No | Racking | Shippable | 148.05 |  | Shippable but Stock Qty Unavailable |  | Not Applicable
240-0679 | 240-0679 | SunModo, SunTurf 2.5” Pipe U-Clamp Kit, with HR300 T-Bolt, K10343-004 | 5.8 |  | No | Racking | Vendor De-listing | 5.73 |  | De-Listing & Stock Qty Unavailable |  | Not Applicable
240-0683 | 240-0683 | SunModo, SunTurf Diagonal HSS Tube Brace 1.5 X 1.5” X 66”, A50164-066 | 18.43 |  | No | Racking | Vendor De-listing | 18.2 |  | De-Listing & Stock Qty Unavailable | USMS100-0412 | Already Listed
250-0100 | 250-0100 | AET, Rayport Roof Ballast Rack Ballast Tray, Standard, 80009 | 57.2 |  | No | Racking | Soligent De-listing | 0 |  | De-Listing & Stock Qty Unavailable |  | Not Applicable
250-0101 | 250-0101 | AET, Rayport Roof Ballast Rack Ballast Tray, Long, 80188 | 66 |  | No | Racking | Soligent De-listing | 0 |  | De-Listing & Stock Qty Unavailable |  | Not Applicable
250-0102 | 250-0102 | AET, Rayport Roof Ballast Rack Ballast Pad, 80246 | 16 |  | No | Racking | Soligent De-listing | 0 |  | De-Listing & Stock Qty Unavailable |  | Not Applicable
250-1004 | 250-1004 | UniRac, Custom Quote, Enter Quote Number and Custom Price | 0 |  | No | Racking | Soligent De-listing | 0 |  | Not Applicable |  | Not Applicable
250-1047 | 250-1047 | UniRac, RapidRac Frame and Brackets, Sharp ND-167U1, 310355-1704 | 10.4 |  | No | Racking | Vendor De-listing | 0 |  | De-Listing & Stock Qty Unavailable |  | Not Applicable
250-1050 | 250-1050 | UniRac, RapidRac Frame and Brackets, Sharp NE-170U1, 310355-1707 | 8.32 |  | No | Racking | Vendor De-listing | 0 |  | De-Listing & Stock Qty Unavailable |  | Not Applicable
250-1140 | 250-1140 | UniRac, RapidRac Frame Only, Yingli YL210P-29b to YL240P-29b, 310351-2506 | 59.8 |  | No | Racking | Vendor De-listing | 0 |  | De-Listing & Stock Qty Unavailable |  | Not Applicable
250-1141 | 250-1141 | UniRac, RapidRac Frame and Brackets, Yingli YL210P-29b to YL240P-29b, 310355-2506 | 138.8 |  | No | Racking | Vendor De-listing | 0 |  | De-Listing & Stock Qty Unavailable |  | Not Applicable
250-1143 | 250-1143 | UniRac, RapidRac Frame Only, Sharp NU-U235F1, 310351-1734 | 2.51 |  | No | Racking | Vendor De-listing | 0 |  | De-Listing & Stock Qty Unavailable |  | Not Applicable
250-1195 | 250-1195 | UniRac, RapidRac Frame Only, Sharp ND-U230Q1/ ND-230C1/ND-Q240QCJ, 310351-1735 | 59.8 |  | No | Racking | Vendor De-listing | 0 |  | De-Listing & Stock Qty Unavailable |  | Not Applicable
250-1198 | 250-1198 | UniRac, RapidRac for STP280 | 49.5 |  | No | Racking | Vendor De-listing | 0 |  | De-Listing & Stock Qty Unavailable |  | Not Applicable
250-1239 | 250-1239 | DPW, Custom Quote, Ballasted Roof Mount BRM, Enter Quote Number and Custom Price | 0 |  | No | Racking | Soligent De-listing | 0 |  | Not Applicable |  | Not Applicable
250-1242 | 250-1242 | Zep Solar, ZSIII, Ballast Pan, Qty. 1, 850-1141-001 | 25 |  | No | Racking | Vendor De-listing | 0 |  | De-Listing & Stock Qty Unavailable |  | Not Applicable
250-1243 | 250-1243 | Zep Solar, ZSIII, Diffuser Clip, Qty. 1, 850-1156-001 | 0.23 |  | No | Racking | Vendor De-listing | 0 |  | De-Listing & Stock Qty Unavailable |  | Not Applicable
250-1244 | 250-1244 | Zep Solar, ZSIII, Diffuser Support, 11 degrees, Qty. 1, 850-1158-001 | 23 |  | No | Racking | Vendor De-listing | 0 |  | De-Listing & Stock Qty Unavailable |  | Not Applicable
250-1245 | 250-1245 | Zep Solar, ZSIII, Front Leg, 11 degrees, Qty. 1, 850-1165-001 | 29 |  | No | Racking | Vendor De-listing | 0 |  | De-Listing & Stock Qty Unavailable |  | Not Applicable
250-1247 | 250-1247 | Zep Solar, ZSIII, Rear Leg, 11", Qty. 1, 850-1188-001 | 25 |  | No | Racking | Vendor De-listing | 0 |  | De-Listing & Stock Qty Unavailable |  | Not Applicable
250-1248 | 250-1248 | Zep Solar, ZSIII, Row Connector, Qty. 1, 850-1190-001 | 20 |  | No | Racking | Vendor De-listing | 0 |  | De-Listing & Stock Qty Unavailable |  | Not Applicable
250-1249 | 250-1249 | Zep Solar, ZSIII, Wind Diffuser, 11 degrees, Qty. 1, 850-1198-001 | 16 |  | No | Racking | Vendor De-listing | 0 |  | De-Listing & Stock Qty Unavailable |  | Not Applicable
250-1265 | 250-1265 | UniRac, RapidRac Frame Only, Canadian Solar CSI 235PX Standard Frame, 310351-2613 | 59.8 |  | No | Racking | Vendor De-listing | 0 |  | De-Listing & Stock Qty Unavailable |  | Not Applicable
250-1266 | 250-1266 | UniRac, RapidRac Frame and Brackets, Canadian Solar CSI 235PX Standard Frame, 310355-2613 | 138.8 |  | No | Racking | Vendor De-listing | 0 |  | De-Listing & Stock Qty Unavailable |  | Not Applicable
250-1269 | 250-1269 | UniRac, RapidRac Frame Only, Itek Energy IT 225-255, 310351-9700 | 59.8 |  | No | Racking | Vendor De-listing | 0 |  | De-Listing & Stock Qty Unavailable |  | Not Applicable
250-1270 | 250-1270 | UniRac, RapidRac Frame and Brackets, Itek Energy IT 225-255, 310355-9700 | 138.8 |  | No | Racking | Vendor De-listing | 0 |  | De-Listing & Stock Qty Unavailable |  | Not Applicable
250-1271 | 250-1271 | AET, Custom Quote, Ballasted Roof Racking, Enter Quote Number and Custom Price (revised) | 0 |  | No | Racking | Vendor De-listing | 0 |  | Not Applicable |  | Not Applicable
250-1272 | 250-1272 | AET, Rayport Roof Ballast Rack Z-Bracket, 80454-46 | 1.71 |  | No | Racking | Vendor De-listing | 0 |  | De-Listing & Stock Qty Unavailable |  | Not Applicable
250-1273 | 250-1273 | UniRac, RapidRac Frame and Brackets, SolarWorld SW (220-245) - 2.5 frame, 310355-2033 | 137 |  | No | Racking | Soligent De-listing | 0 |  | De-Listing & Stock Qty Unavailable |  | Not Applicable
250-1274 | 250-1274 | UniRac, RapidRac Frame Only, SolarWorld SW (220-245) - 2.5 frame, 310351-2033 | 59 |  | No | Racking | Soligent De-listing | 0 |  | De-Listing & Stock Qty Unavailable |  | Not Applicable
250-1277 | 250-1277 | AET, Rayport Roof Ballast Rack Support Rail 10 degrees, Custom rail for Silicon Energy modules, 80423-992 | 44 |  | No | Racking | Soligent De-listing | 0 |  | De-Listing & Stock Qty Unavailable |  | Not Applicable
250-1280 | 250-1280 | AET, Rayport Roof Ballast Rack Support Rail 0 degrees, 981 mm PV width, 80295-981 | 35 |  | No | Racking | Soligent De-listing | 0 |  | De-Listing & Stock Qty Unavailable |  | Not Applicable
250-1281 | 250-1281 | AET, Rayport Roof Ballast Rack Support Rail 0 degrees, 982 mm PV width, 80295-982 | 35 |  | No | Racking | Soligent De-listing | 0 |  | De-Listing & Stock Qty Unavailable |  | Not Applicable
250-1282 | 250-1282 | AET, Rayport Roof Ballast Rack Support Rail 0 degrees, 983 mm PV width, 80295-983 | 35 |  | No | Racking | Soligent De-listing | 0 |  | De-Listing & Stock Qty Unavailable |  | Not Applicable
250-1283 | 250-1283 | AET, Rayport Roof Ballast Rack Support Rail 0 degrees, 984 mm PV width, 80295-984 | 35 |  | No | Racking | Soligent De-listing | 0 |  | De-Listing & Stock Qty Unavailable |  | Not Applicable
250-1284 | 250-1284 | AET, Rayport Roof Ballast Rack Support Rail 0 degrees, 986 mm PV width, 80295-986 | 35 |  | No | Racking | Soligent De-listing | 0 |  | De-Listing & Stock Qty Unavailable |  | Not Applicable
250-1285 | 250-1285 | AET, Rayport Roof Ballast Rack Support Rail 0 degrees, 987 mm PV width, 80295-987 | 35 |  | No | Racking | Soligent De-listing | 0 |  | De-Listing & Stock Qty Unavailable |  | Not Applicable
250-1286 | 250-1286 | AET, Rayport Roof Ballast Rack Support Rail 0 degrees, 988 mm PV width, 80295-988 | 35 |  | No | Racking | Soligent De-listing | 0 |  | De-Listing & Stock Qty Unavailable |  | Not Applicable
250-1287 | 250-1287 | AET, Rayport Roof Ballast Rack Support Rail 0 degrees, 989 mm PV width, 80295-989 | 35 |  | No | Racking | Soligent De-listing | 0 |  | De-Listing & Stock Qty Unavailable |  | Not Applicable
250-1288 | 250-1288 | AET, Rayport Roof Ballast Rack Support Rail 0 degrees, 990 mm PV width, 80295-990 | 35 |  | No | Racking | Soligent De-listing | 0 |  | De-Listing & Stock Qty Unavailable |  | Not Applicable
250-1289 | 250-1289 | AET, Rayport Roof Ballast Rack Support Rail 0 degrees, 991 mm PV width, 80295-991 | 35 |  | No | Racking | Soligent De-listing | 0 |  | De-Listing & Stock Qty Unavailable |  | Not Applicable
250-1290 | 250-1290 | AET, Rayport Roof Ballast Rack Support Rail 0 degrees, 992 mm PV width, 80295-992 | 35 |  | No | Racking | Soligent De-listing | 0 |  | De-Listing & Stock Qty Unavailable |  | Not Applicable
250-1291 | 250-1291 | AET, Rayport Roof Ballast Rack Support Rail 0 degrees, 993 mm PV width, 80295-993 | 35 |  | No | Racking | Soligent De-listing | 0 |  | De-Listing & Stock Qty Unavailable |  | Not Applicable
250-1292 | 250-1292 | AET, Rayport Roof Ballast Rack Support Rail 0 degrees, 994 mm PV width, 80295-994 | 35 |  | No | Racking | Soligent De-listing | 0 |  | De-Listing & Stock Qty Unavailable |  | Not Applicable
250-1293 | 250-1293 | AET, Rayport Roof Ballast Rack Support Rail 0 degrees, 995 mm PV width, 80295-995 | 35 |  | No | Racking | Soligent De-listing | 0 |  | De-Listing & Stock Qty Unavailable |  | Not Applicable
250-1294 | 250-1294 | AET, Rayport Roof Ballast Rack Support Rail 0 degrees, 997 mm PV width, 80295-997 | 35 |  | No | Racking | Soligent De-listing | 0 |  | De-Listing & Stock Qty Unavailable |  | Not Applicable
250-1295 | 250-1295 | AET, Rayport Roof Ballast Rack Support Rail 0 degrees, 1000 mm PV width, 80295-1000 | 35 |  | No | Racking | Soligent De-listing | 0 |  | De-Listing & Stock Qty Unavailable |  | Not Applicable
250-1296 | 250-1296 | AET, Rayport Roof Ballast Rack Support Rail 0 degrees, 1001 mm PV width, 80295-1001 | 35 |  | No | Racking | Soligent De-listing | 0 |  | De-Listing & Stock Qty Unavailable |  | Not Applicable
250-1297 | 250-1297 | AET, Rayport Roof Ballast Rack Support Rail 5 degrees, slotted design, 80458 | 39 |  | No | Racking | Soligent De-listing | 0 |  | De-Listing & Stock Qty Unavailable |  | Not Applicable
250-1298 | 250-1298 | AET, Rayport Roof Ballast Rack Support Rail 10 degrees, slotted design, 80263 | 41 |  | No | Racking | Soligent De-listing | 0 |  | De-Listing & Stock Qty Unavailable |  | Not Applicable
250-1299 | 250-1299 | AET, Rayport Roof Ballast Rack Support Rail 10 degrees shorter row spacing, 80460 | 44 |  | No | Racking | Soligent De-listing | 0 |  | De-Listing & Stock Qty Unavailable |  | Not Applicable
250-1300 | 250-1300 | AET, Rayport Roof Ballast Rack Support Rail 10 degrees narrow module, 80286 | 41 |  | No | Racking | Soligent De-listing | 0 |  | De-Listing & Stock Qty Unavailable |  | Not Applicable
250-1301 | 250-1301 | AET, Rayport Roof Ballast Rack Support Rail 15 degrees, slotted design, 80271 | 44 |  | No | Racking | Soligent De-listing | 0 |  | De-Listing & Stock Qty Unavailable |  | Not Applicable
250-1302 | 250-1302 | AET, Rayport Roof Ballast Rack Support Rail 15 degrees narrow module, 80463 | 44 |  | No | Racking | Soligent De-listing | 0 |  | De-Listing & Stock Qty Unavailable |  | Not Applicable
250-1303 | 250-1303 | AET, Rayport Roof Ballast Rack Support Rail 20 degrees slotted design, 80273 | 48 |  | No | Racking | Soligent De-listing | 0 |  | De-Listing & Stock Qty Unavailable |  | Not Applicable
250-1304 | 250-1304 | AET, Rayport Roof Ballast Rack Support Rail 25 degrees slotted design, 80384 | 43.31 |  | No | Racking | Vendor De-listing | 0 |  | De-Listing & Stock Qty Unavailable |  | Not Applicable
250-1305 | 250-1305 | AET, Rayport Roof Ballast Rack Support Rail 30 degrees slotted design,80368 | 48 |  | No | Racking | Soligent De-listing | 0 |  | De-Listing & Stock Qty Unavailable |  | Not Applicable
250-1306 | 250-1306 | AET, Rayport Roof Ballast Rack Grounding Screw, 10-24 use for SolarWorld 31mm panel, 80368 | 0.333 |  | No | Racking | Vendor De-listing | 0 |  | De-Listing & Stock Qty Unavailable |  | Not Applicable
250-1307 | 250-1307 | AET, Rayport Roof Ballast Rack Z-Bracket, 80022-31 | 0.9546 |  | No | Racking | Vendor De-listing | 0 |  | De-Listing & Stock Qty Unavailable |  | Not Applicable
250-1308 | 250-1308 | AET, Rayport Roof Ballast Rack Z-Bracket, 80022-34 | 0.9546 |  | No | Racking | Vendor De-listing | 0 |  | De-Listing & Stock Qty Unavailable |  | Not Applicable
250-1309 | 250-1309 | AET, Rayport Roof Ballast Rack Z-Bracket, 80022-35/36 | 0.9546 |  | No | Racking | Vendor De-listing | 0 |  | De-Listing & Stock Qty Unavailable |  | Not Applicable
250-1310 | 250-1310 | AET, Rayport Roof Ballast Rack Z-Bracket, 80022 -38 | 0.9546 |  | No | Racking | Vendor De-listing | 0 |  | De-Listing & Stock Qty Unavailable |  | Not Applicable
250-1311 | 250-1311 | AET, Rayport Roof Ballast Rack Z-Bracket, 80022-40/41 | 0.9546 |  | No | Racking | Vendor De-listing | 0 |  | De-Listing & Stock Qty Unavailable |  | Not Applicable
250-1312 | 250-1312 | AET, Rayport Roof Ballast Rack Z-Bracket, 80022-42/43 | 0.9546 |  | No | Racking | Vendor De-listing | 0 |  | De-Listing & Stock Qty Unavailable |  | Not Applicable
250-1313 | 250-1313 | AET, Rayport Roof Ballast Rack Z-Bracket, 80022-44/45 | 0.9546 |  | No | Racking | Vendor De-listing | 0 |  | De-Listing & Stock Qty Unavailable |  | Not Applicable
250-1314 | 250-1314 | AET, Rayport Roof Ballast Rack Z-Bracket, 80022-46 | 0.9546 |  | No | Racking | Vendor De-listing | 0 |  | De-Listing & Stock Qty Unavailable |  | Not Applicable
250-1315 | 250-1315 | AET, Rayport Roof Ballast Rack Z-Bracket, 80022-50 | 0.9546 |  | No | Racking | Vendor De-listing | 0 |  | De-Listing & Stock Qty Unavailable |  | Not Applicable
250-1316 | 250-1316 | AET, Rayport Roof Ballast Rack Z-Bracket, 80022-57 | 0.9546 |  | No | Racking | Vendor De-listing | 0 |  | De-Listing & Stock Qty Unavailable |  | Not Applicable
250-1317 | 250-1317 | AET, Rayport Roof Ballast Rack Ballast Tray, Short Rows, 80238 | 85 |  | No | Racking | Soligent De-listing | 0 |  | De-Listing & Stock Qty Unavailable |  | Not Applicable
250-1318 | 250-1318 | AET, Rayport Roof Ballast Rack Z-Bracket, with integrated grounding, 80454-30/31 | 2 |  | No | Racking | Soligent De-listing | 0 |  | De-Listing & Stock Qty Unavailable |  | Not Applicable
250-1319 | 250-1319 | AET, Rayport Roof Ballast Rack Z-Bracket, with integrated grounding, 80454-33/34 | 2 |  | No | Racking | Soligent De-listing | 0 |  | De-Listing & Stock Qty Unavailable |  | Not Applicable
250-1320 | 250-1320 | AET, Rayport Roof Ballast Rack Z-Bracket, with integrated grounding, 80454-35/36 | 2 |  | No | Racking | Soligent De-listing | 0 |  | De-Listing & Stock Qty Unavailable |  | Not Applicable
250-1321 | 250-1321 | AET, Rayport Roof Ballast Rack Z-Bracket, with integrated grounding, 80454-38/39 | 2 |  | No | Racking | Soligent De-listing | 0 |  | De-Listing & Stock Qty Unavailable |  | Not Applicable
250-1322 | 250-1322 | AET, Rayport Roof Ballast Rack Z-Bracket, with integrated grounding, 80454-40/41 | 2 |  | No | Racking | Soligent De-listing | 0 |  | De-Listing & Stock Qty Unavailable |  | Not Applicable
250-1323 | 250-1323 | AET, Rayport Roof Ballast Rack Z-Bracket, with integrated grounding, 80454-42/43 | 2 |  | No | Racking | Soligent De-listing | 0 |  | De-Listing & Stock Qty Unavailable |  | Not Applicable
250-1324 | 250-1324 | AET, Rayport Roof Ballast Rack Z-Bracket, with integrated grounding, 80454-44/45 | 2 |  | No | Racking | Soligent De-listing | 0 |  | De-Listing & Stock Qty Unavailable |  | Not Applicable
250-1325 | 250-1325 | AET, Rayport Roof Ballast Rack Z-Bracket, with integrated grounding, 80454-46/47 | 2 |  | No | Racking | Soligent De-listing | 0 |  | De-Listing & Stock Qty Unavailable |  | Not Applicable
250-1326 | 250-1326 | AET, Rayport Roof Ballast Rack Z-Bracket, with integrated grounding, 80454-50/51 | 2 |  | No | Racking | Soligent De-listing | 0 |  | De-Listing & Stock Qty Unavailable |  | Not Applicable
250-1327 | 250-1327 | AET, Rayport Roof Ballast Rack Sizing Tool, Long version to fit module lengths 1742.8-2602.9mm, 80168 | 1314 |  | No | Racking | Soligent De-listing | 0 |  | De-Listing & Stock Qty Unavailable |  | Not Applicable
250-1328 | 250-1328 | AET, Rayport Roof Ballast Rack Microinverter Bracket Kit, 80612 | 10.279 |  | No | Racking | Vendor De-listing | 0 |  | De-Listing & Stock Qty Unavailable |  | Not Applicable
250-1331 | 250-1331 | UniRac, RapidRac Frame and Brackets, 5 degree, 8" Tray, FITS YINGLI YL(210-240)P-29b, 310356-2506 | 137 |  | No | Racking | Soligent De-listing | 0 |  | De-Listing & Stock Qty Unavailable |  | Not Applicable
250-1332 | 250-1332 | UniRac, RapidRac Frame Only, 5 degree, 8" Tray, FITS YINGLI YL(210-240)P-29b, 310353-2506 | 59 |  | No | Racking | Soligent De-listing | 0 |  | De-Listing & Stock Qty Unavailable |  | Not Applicable
250-1333 | 250-1333 | UniRac, RapidRac Tray Only, 5 degree, 8" Tray, FITS SHARP ND-Q235F4, 310353-1741 | 59 |  | No | Racking | Soligent De-listing | 0 |  | De-Listing & Stock Qty Unavailable |  | Not Applicable
250-1334 | 250-1334 | UniRac, RapidRac Frame and Brackets, 5 degree, 8" Tray, FITS FITS SHARP ND-Q235F4, 310356-1741 | 138.8 |  | No | Racking | Vendor De-listing | 0 |  | De-Listing & Stock Qty Unavailable |  | Not Applicable
250-1335 | 250-1335 | IronRidge, BRM Wind Deflector Assy, 10 Deg, fits >60"-62" modules, Qty. 1, BRM-DF-61-06A | 45 |  | No | Racking | Vendor De-listing | 0 |  | De-Listing & Stock Qty Unavailable |  | Not Applicable
250-1336 | 250-1336 | IronRidge, BRM Wind Deflector Assy, 10 Deg, fits >62"-64" modules, Qty. 1, BRM-DF-63-06A | 46 |  | No | Racking | Vendor De-listing | 0 |  | De-Listing & Stock Qty Unavailable |  | Not Applicable
250-1337 | 250-1337 | IronRidge, BRM Wind Deflector Assy, 10 Deg, fits >64"-66" modules, Qty. 1, BRM-DF-65-06A | 46 |  | No | Racking | Vendor De-listing | 0 |  | De-Listing & Stock Qty Unavailable |  | Not Applicable
250-1338 | 250-1338 | IronRidge, BRM Wind Deflector Assy, 10 Deg, fits >66"-68" modules, Qty. 1, BRM-DF-67-06A | 47 |  | No | Racking | Vendor De-listing | 0 |  | De-Listing & Stock Qty Unavailable |  | Not Applicable
250-1339 | 250-1339 | IronRidge, BRM Wind Deflector Assy, 10 Deg, fits >68"-70" modules, Qty. 1, BRM-DF-69-06A | 47 |  | No | Racking | Vendor De-listing | 0 |  | De-Listing & Stock Qty Unavailable |  | Not Applicable
250-1340 | 250-1340 | IronRidge, BRM Wind Deflector Assy, 10 Deg, fits >70"-72" modules, Qty. 1, BRM-DF-71-06A | 48 |  | No | Racking | Vendor De-listing | 0 |  | De-Listing & Stock Qty Unavailable |  | Not Applicable
250-1341 | 250-1341 | IronRidge, BRM Wind Deflector Assy, 10 Deg, fits >72"-74" modules, Qty. 1, BRM-DF-73-06A | 48 |  | No | Racking | Vendor De-listing | 0 |  | De-Listing & Stock Qty Unavailable |  | Not Applicable
250-1342 | 250-1342 | IronRidge, BRM Wind Deflector Assy, 10 Deg, fits >74"-76" modules, Qty. 1, BRM-DF-75-06A | 49 |  | No | Racking | Vendor De-listing | 0 |  | De-Listing & Stock Qty Unavailable |  | Not Applicable
250-1343 | 250-1343 | IronRidge, BRM Wind Deflector Assy, 10 Deg, fits >76"-78" modules, Qty. 1, BRM-DF-77-06A | 49 |  | No | Racking | Vendor De-listing | 0 |  | De-Listing & Stock Qty Unavailable |  | Not Applicable
250-1344 | 250-1344 | IronRidge, BRM Wind Deflector Assy, 10 Deg, fits >78"-80" modules, Qty. 1, BRM-DF-79-06A | 50 |  | No | Racking | Vendor De-listing | 0 |  | De-Listing & Stock Qty Unavailable |  | Not Applicable
250-1345 | 250-1345 | IronRidge, BRM Microinverter Bracket, Includes Hardware, Qty.1 , BRM-MIB-01 | 5.71 |  | No | Racking | Vendor De-listing | 0 |  | De-Listing & Stock Qty Unavailable |  | Not Applicable
250-1346 | 250-1346 | IronRidge, BRM High Wind Deflector Hardware Kit, 2 tek screws, Qty.1 , BRM-DFK | 2.58 |  | No | Racking | Vendor De-listing | 0 |  | De-Listing & Stock Qty Unavailable |  | Not Applicable
250-1349 | 250-1349 | IronRidge, BRM Seismic Anchor, Includes Ballast Tray Attachment Hardware, 6", Qty. 1, BRM-ANC-06 | 89 |  | No | Racking | Vendor De-listing | 0 |  | De-Listing & Stock Qty Unavailable |  | Not Applicable
250-1350 | 250-1350 | IronRidge, BRM Roof Pads, Extruded 100% Recycle Rubber, 3/8" Thick, Qty. 2, BRM-RP-01 | 14 |  | No | Racking | Vendor De-listing | 0 |  | De-Listing & Stock Qty Unavailable |  | Not Applicable
250-1351 | 250-1351 | IronRidge, BRM Ballast Tray, 10 degree, Qty. 1, BRM-10BT-G | 73 |  | No | Racking | Vendor De-listing | 0 |  | De-Listing & Stock Qty Unavailable |  | Not Applicable
250-1354 | 250-1354 | UniRac, RapidRac Frame Only, SPR-327, 310351-2113 | 59.8 |  | No | Racking | Vendor De-listing | 0 |  | De-Listing & Stock Qty Unavailable |  | Not Applicable
250-1355 | 250-1355 | UniRac, RapidRac Frame and Brackets, SPR-327, 310355-2113 | 138.8 |  | No | Racking | Vendor De-listing | 0 |  | De-Listing & Stock Qty Unavailable |  | Not Applicable
250-1356 | 250-1356 | UniRac, RapidRac Frame and Brackets, Trina Soar TSM-PA05 220/230/240, 310355-3801 | 138.8 |  | No | Racking | Vendor De-listing | 0 |  | De-Listing & Stock Qty Unavailable |  | Not Applicable
250-1357 | 250-1357 | UniRac, RapidRac Frame Only, Trina Soar TSM-PA05 220/230/240, 310351-3801 | 59.8 |  | No | Racking | Vendor De-listing | 0 |  | De-Listing & Stock Qty Unavailable |  | Not Applicable
250-1358 | 250-1358 | UniRac, RapidRac Frame Only, Sharp NE-170U1, 310351-1707 | 59 |  | No | Racking | Soligent De-listing | 0 |  | De-Listing & Stock Qty Unavailable |  | Not Applicable
250-1359 | 250-1359 | PanelClaw, Custom Quote, Ballasted Flat Roof Mount Racking, Enter Quote Number and Custom Price | 0 |  | No | Racking | Soligent De-listing | 0 |  | Not Applicable |  | Not Applicable
250-1360 | 250-1360 | UniRac, RapidRac Frame Only, Sharp ND-(230-240)QCJ, 310351-1735 | 59 |  | No | Racking | Soligent De-listing | 0 |  | De-Listing & Stock Qty Unavailable |  | Not Applicable
250-1361 | 250-1361 | UniRac, RapidRac Frame and Brackets, Sharp ND-(230-240)QCJ, 310355-1735 | 138.8 |  | No | Racking | Vendor De-listing | 0 |  | De-Listing & Stock Qty Unavailable |  | Not Applicable
250-1362 | 250-1362 | IronRidge, BRM Roof Pads Thin, Extruded 100% Recycle Rubber, 0.15" (3.8mm) Thick, Qty. 2, BRM-RP-02 | 8.77 |  | No | Racking | Vendor De-listing | 0 |  | De-Listing & Stock Qty Unavailable |  | Not Applicable
250-1363 | 250-1363 | UniRac, RapidRac Frame and Brackets, Evergreen ES-E210, 310355-0512 | 138.8 |  | No | Racking | Vendor De-listing | 0 |  | De-Listing & Stock Qty Unavailable |  | Not Applicable
250-1364 | 250-1364 | UniRac, RapidRac Frame Only, Evergreen ES-E210, 310351-0512 | 59 |  | No | Racking | Soligent De-listing | 0 |  | De-Listing & Stock Qty Unavailable |  | Not Applicable
250-1365 | 250-1365 | UniRac, RapidRac Frame Only, ReneSola Virtus II, JC250M-24/Bb to JC260M-24/Bb, 310351-0006 | 59.8 |  | No | Racking | Vendor De-listing | 0 |  | De-Listing & Stock Qty Unavailable |  | Not Applicable
250-1366 | 250-1366 | UniRac, RapidRac Frame and Brackets, ReneSola Virtus II, JC250M-24/Bb to JC260M-24/Bb, 310355-0006 | 138.8 |  | No | Racking | Vendor De-listing | 0 |  | De-Listing & Stock Qty Unavailable |  | Not Applicable
250-1367 | 250-1367 | UniRac, RapidRac Frame Only, Kyocera KC200GT, 310351-0905 | 59 |  | No | Racking | Soligent De-listing | 0 |  | De-Listing & Stock Qty Unavailable |  | Not Applicable
250-1368 | 250-1368 | UniRac, RapidRac Frame and Brackets, Kyocera KC200GT, 310355-0905 | 138.8 |  | No | Racking | Vendor De-listing | 0 |  | De-Listing & Stock Qty Unavailable |  | Not Applicable
250-1373 | 250-1373 | UniRac, RoofMount, Seismic, Attachment, Qty. 1, 622070 | 80.4 |  | No | Racking | Vendor De-listing | 0 |  | De-Listing & Stock Qty Unavailable |  | Not Applicable
250-1375 | 250-1375 | UniRac, RoofMount, RM5, Ballast Bay, PVC, 5 Degree Tilt,, Qty. 1, 310803 | 22.27 |  | No | Racking | Vendor De-listing | 20.91 |  | De-Listing & Stock Qty Unavailable |  | Not Applicable
250-1384 | 250-1384 | UniRac, RoofMount, RM5, Attachment Kit, Qty. 1, 310880 | 19.99 |  | No | Racking | Vendor De-listing | 0 |  | De-Listing & Stock Qty Unavailable |  | Not Applicable
250-1387 | 250-1387 | UniRac, RoofMount, RMDT, Ridge Bay, PVC, 8 Degree Dual Directional Tilt, Qty. 1, 310804 | 45.14 |  | No | Racking | Vendor De-listing | 0 |  | De-Listing & Stock Qty Unavailable |  | Not Applicable
250-1388 | 250-1388 | UniRac, RoofMount, RMDT, Valley Bay, PVC, 8 Degree Dual Directional Tilt, Qty. 1, 310805 | 36.5 |  | No | Racking | Vendor De-listing | 0 |  | De-Listing & Stock Qty Unavailable |  | Not Applicable
250-1389 | 250-1389 | UniRac, RoofMount, RMDT, Mid Clamp, 46-50mm, Qty. 1, 310823 | 2.39 |  | No | Racking | Vendor De-listing | 0 |  | De-Listing & Stock Qty Unavailable |  | Not Applicable
250-1393 | 250-1393 | UniRac, RoofMount, RMDT, Attachment Kit, Qty. 1, 310881 | 19.99 |  | No | Racking | Vendor De-listing | 0 |  | De-Listing & Stock Qty Unavailable |  | Not Applicable
250-1404 | 250-1404 | UniRac, Ecolibrium, EcoFoot5D 86'' Wind Deflector, ES11024 | 13.47 |  | No | Racking | Shippable | 12.4 |  | Shippable but Stock Qty Unavailable | USSSP110-1549 | Already Listed
250-1411 | 250-1411 | UniRac, Ecolibrium, Power Accessory Brackets, MLPE to Module Frame, ES10132 | 3.2 |  | No | Racking | Vendor De-listing | 0 |  | De-Listing & Stock Qty Unavailable |  | Not Applicable
250-1413 | 250-1413 | UniRac, Ecolibrium, EcoFoot CR Bond Clip, ES10310 | 0.18 |  | No | Racking | Vendor De-listing | 0 |  | De-Listing & Stock Qty Unavailable |  | Not Applicable
250-1414 | 250-1414 | UniRac, Ecolibrium, EcoMount 1 Inverter Mounting Kit, ES20913 | 177.52 |  | No | Racking | Shippable | 163.45 |  | Shippable but Stock Qty Unavailable |  | Not Applicable
250-1415 | 250-1415 | UniRac, Ecolibrium, EcoMount 2 Inverter Mounting Kit, ES20914 | 223.34 |  | No | Racking | Shippable | 205.64 |  | Shippable but Stock Qty Unavailable |  | Not Applicable
250-1418 | 250-1418 | UniRac, Ecolibrium, 30mm EcoFoot Strut to Module Attachment Kit, ES10851 | 10.34 |  | No | Racking | Soligent De-listing | 9.52 |  | De-Listing & Stock Qty Unavailable |  | Not Applicable
250-1419 | 250-1419 | UniRac, Ecolibrium, Square Washer, 1 5/8” x ¼”, ES10928 | 1.27 |  | No | Racking | Vendor De-listing | 0 |  | De-Listing & Stock Qty Unavailable |  | Not Applicable
250-1420 | 250-1420 | UniRac, Ecolibrium, Ecofoot5D Attachment Hardware Kit, Ballast Tray, ES10786 | 17.6 |  | No | Racking | Vendor De-listing | 0 |  | De-Listing & Stock Qty Unavailable |  | Not Applicable
250-1421 | 250-1421 | UniRac, Ecolibrium, Ecofoot5D Attachment Hardware Kit, Strut to Ballast Tray, ES10787 | 4.85 |  | No | Racking | Vendor De-listing | 0 |  | De-Listing & Stock Qty Unavailable |  | Not Applicable
250-1422 | 250-1422 | UniRac, Ecolibrium, Ecofoot5D Attachment Hardware Kit, Strut, ES10788 | 39.77 |  | No | Racking | Vendor De-listing | 0 |  | De-Listing & Stock Qty Unavailable |  | Not Applicable
250-1424 | 250-1424 | UniRac, Ecolibrium, Aluminum L-foot and Hardware , ECO-002_510 | 5.33 |  | No | Racking | Vendor De-listing | 0 |  | De-Listing & Stock Qty Unavailable |  | Not Applicable
250-1425 | 250-1425 | UniRac, Ecolibrium, Splice Clevis with 2 Holes, ECO-002_508 | 18.4 |  | No | Racking | Vendor De-listing | 0 |  | De-Listing & Stock Qty Unavailable |  | Not Applicable
250-1426 | 250-1426 | UniRac, Ecolibrium, N228 Galvanized Strut Nut 3/8"-16, ECO-002_511 | 0.9 |  | No | Racking | Vendor De-listing | 0 |  | De-Listing & Stock Qty Unavailable |  | Not Applicable
250-1427 | 250-1427 | UniRac, Ecolibrium, 3/8" x 1" SS Carriage Bolt, ECO-002_513 | 0.28 |  | No | Racking | Vendor De-listing | 0 |  | De-Listing & Stock Qty Unavailable |  | Not Applicable
250-1428 | 250-1428 | UniRac, Ecolibrium, 3/8" x 1" SS serrated flange bolt, ECO-002_512 | 0.6 |  | No | Racking | Vendor De-listing | 0 |  | De-Listing & Stock Qty Unavailable |  | Not Applicable
250-1429 | 250-1429 | UniRac, Ecolibrium, EcoX Serrated Hex Flange nut 3/8", ECO-002_514 | 0.05 |  | No | Racking | Vendor De-listing | 0 |  | De-Listing & Stock Qty Unavailable |  | Not Applicable
250-1430 | 250-1430 | UniRac, Roof-Mount, Module Clip with Hex-Bolt, RM-10, Qty. 1 pack of 20, 310749 | 54.83 |  | No | Racking | Soligent De-listing | 50.49 |  | De-Listing & Stock Qty Unavailable |  | Not Applicable
250-1433 | 250-1433 | UniRac, GridFlex South Rail, 360030 | 6.52 |  | No | Racking | Shippable | 5.99 |  | Shippable but Stock Qty Unavailable | USSSP110-1535 | Already Listed
250-1434 | 250-1434 | UniRac, GridFlex 5 Degree North Rail Clamp Assembly, 360040 | 10.56 |  | No | Racking | Vendor De-listing | 9.72 |  | De-Listing & Stock Qty Unavailable |  | Not Applicable
250-1435 | 250-1435 | UniRac, GridFlex 5 Degree South Rail Clamp Assembly, 360050 | 12.44 |  | No | Racking | Shippable | 11.45 |  | Shippable but Stock Qty Unavailable | USSSP110-1537 | Already Listed
250-1437 | 250-1437 | UniRac, GridFlex Ballast, 62-69”, 360070 | 22.08 |  | No | Racking | Vendor De-listing | 20.33 |  | De-Listing & Stock Qty Unavailable |  | Not Applicable
250-1438 | 250-1438 | UniRac, GridFlex Ballast, 77-83”, 360080 | 25.48 |  | No | Racking | Vendor De-listing | 23.46 |  | De-Listing & Stock Qty Unavailable |  | Not Applicable
250-1439 | 250-1439 | UniRac, GridFlex Deflector, 62-69”, 360090 | 10.86 |  | No | Racking | Soligent De-listing | 10 |  | De-Listing & Stock Qty Unavailable |  | Not Applicable
250-1440 | 250-1440 | UniRac, GridFlex Deflector, 77-83”, 360100 | 15.18 |  | No | Racking | Shippable | 13.98 |  | Shippable but Stock Qty Unavailable | USSSP110-1543 | Already Listed
250-1443 | 250-1443 | UniRac, GridFlex 5 Degree North Rail Clamp Assembly, 360041 | 10.56 |  | No | Racking | Vendor De-listing | 9.72 |  | De-Listing & Stock Qty Unavailable | USSSP110-1536 | Already Listed
250-1444 | 250-1444 | UniRac, GridFlex Ballast Tray, 62-69”, 360071 | 22.08 |  | No | Racking | Shippable | 20.33 |  | Shippable but Stock Qty Unavailable | USSSP110-1540 | Already Listed
250-1445 | 250-1445 | UniRac, GridFlex Ballast Tray, 77-83”, 360081 | 25.48 |  | No | Racking | Shippable | 23.46 |  | Shippable but Stock Qty Unavailable | USSSP110-1541 | Already Listed
250-1446 | 250-1446 | UniRac, Ecolibrium, EcoFoot5D 93.25'' Ballast Tray, ES11025 | 39.02 |  | No | Racking | Shippable | 35.93 |  | Shippable but Stock Qty Unavailable |  | Not Applicable
250-1447 | 250-1447 | UniRac, Ecolibrium, EcoFoot5D 92.25'' Wind Deflector, ES11026 | 15.17 |  | No | Racking | Shippable | 13.96 |  | Shippable but Stock Qty Unavailable |  | Not Applicable
250-1451 | 250-1451 | UniRac, Roof Mount, RM-10-EVO Module Clamp Kit, Qty. 1, 370020 | 3.66 |  | No | Racking | Vendor De-listing | 3.45 |  | De-Listing & Stock Qty Unavailable |  | Not Applicable
250-1455 | 250-1455 | UniRac, GridFlex, 5 Degree Mid Support, 360200 | 19.72 |  | No | Racking | Shippable | 18.16 |  | Shippable but Stock Qty Unavailable |  | Not Applicable
260-0000 | 260-0000 | S-5!, Clamp, Size U, universal Clamp with 10mm bolt, S-5-U M10 | 14 |  | No | Racking | Vendor De-listing | 0 |  | De-Listing & Stock Qty Unavailable |  | Not Applicable
260-0002 | 260-0002 | S-5!, Clamp, Size K Grip-Mini, fits KlipRib and other bulb snap-together seams, requires insert sold separately, S-5-K Grip Mini | 6.03 |  | No | Racking | Vendor De-listing | 0 |  | De-Listing & Stock Qty Unavailable |  | Not Applicable
260-0003 | 260-0003 | S-5!, Insert for S-5-K Grip-Mini clamp, fits KlipRib and other bulb snap-together seams, S-5-GXM 50 Mini Insert | 1.4 |  | No | Racking | Shippable | 1.33 |  | Shippable but Stock Qty Unavailable |  | Not Applicable
260-0004 | 260-0004 | IronRidge, Rail Connector Hardware Kit, 29-7001-002 |  |  | No | Racking | Soligent De-listing | 0 |  | Not Applicable |  | Not Applicable
260-0005 | 260-0005 | K2, CR End Clamp, 30-40mm, Dark Finish, 4000091 | 3.03 |  | No | Racking | Shippable | 2.63 |  | Shippable but Stock Qty Unavailable | USMS100-0644 | Already Listed
260-0007 | 260-0007 | SunModo, SMR Pop-On Mid Clamp, Clear, K10417-003 | 2.86 |  | No | Racking | Soligent De-listing | 2.7 |  | De-Listing & Stock Qty Unavailable |  | Not Applicable
260-0008 | 260-0008 | SunModo, SMR Pop-On End Clamp, Clear, K10418-003 | 2.24 |  | No | Racking | Soligent De-listing | 2.11 |  | De-Listing & Stock Qty Unavailable |  | Not Applicable
260-0013 | 260-0013 | ProSolar, End Clamp 1.396" (35.4mm-35.9mm), Clear, Qty. 1, C1396EC-1 | 4 |  | No | Racking | Vendor De-listing | 0 |  | De-Listing & Stock Qty Unavailable |  | Not Applicable
260-0014 : 260-0014 : 260-0014 : 260-0014_U | 260-0014 : 260-0014 : 260-0014_U | UniRac, SolarMount Pro-Series, Universal Mid Clamp, 30-51mm, Preassembled Integrated Bonding, Clear, Qty. 1, 302030M | 2.49 |  | No | Racking | Shippable | 2.35 |  | Shippable but Stock Qty Unavailable |  | Not Applicable
260-0015 : 260-0015 : 260-0015 : 260-0015_U | 260-0015 : 260-0015 : 260-0015_U | UniRac, SolarMount Pro-Series, Universal Mid Clamp, 30-51mm, Preassembled Integrated Bonding, Dark, Qty. 1, 302030D | 2.66 |  | No | Racking | Shippable | 2.51 |  | Shippable but Stock Qty Unavailable |  | Not Applicable
260-0016 : 260-0016 : 260-0016_U | 260-0016 : 260-0016_U | UniRac, SolarMount Pro-Series, Universal End Clamp, with Rail End Cap, Preassembled, Qty. 1, 302035M | 2.77 |  | No | Racking | Soligent De-listing | 2.61 |  | De-Listing & Stock Qty Unavailable |  | Not Applicable
260-0019 | 260-0019 | ProSolar, End Clamp 1.572" (39.9mm-40.4mm), Clear, Qty. 1, C1572EC-1 | 4 |  | No | Racking | Vendor De-listing | 0 |  | De-Listing & Stock Qty Unavailable |  | Not Applicable
260-0023 | 260-0023 | ProSolar, End Clamp 1.606" (40.7mm-41.3mm), Clear, Qty. 1, C1606EC-1 | 4.04 |  | No | Racking | Vendor De-listing | 0 |  | De-Listing & Stock Qty Unavailable |  | Not Applicable
260-0029 | 260-0029 | ProSolar, End Clamp 1.810" (45.9mm-46.4mm), Clear, Qty. 1, C1810EC-1 | 4 |  | No | Racking | Vendor De-listing | 0 |  | De-Listing & Stock Qty Unavailable |  | Not Applicable
260-0032 | 260-0032 | ProSolar, End Clamp 1.810" (45.9mm-46.4mm), Black, Qty. 1, C1810EC-1B | 4 |  | No | Racking | Vendor De-listing | 0 |  | De-Listing & Stock Qty Unavailable |  | Not Applicable
260-0038 | 260-0038 | ProSolar, 12 Module Clamp Set 1.96, Black, C-1968-12B | 15.12 |  | No | Racking | Soligent De-listing | 0 |  | De-Listing & Stock Qty Unavailable |  | Not Applicable
260-0043 | 260-0043 | ProSolar, Mid Clamp 2.25" (32.8mm-41.3mm), Clear, Qty. 1, C225IMC-1 | 4 |  | No | Racking | Vendor De-listing | 0 |  | De-Listing & Stock Qty Unavailable |  | Not Applicable
260-0046 | 260-0046 | ProSolar, Mid Clamp 2.50" (42mm-48mm), Clear, Qty. 1, C250IMC-1 | 4 |  | No | Racking | Vendor De-listing | 0 |  | De-Listing & Stock Qty Unavailable |  | Not Applicable
260-0049 | 260-0049 | ProSolar, Mid Clamp 2.50" (42mm-48mm), Black, Qty. 1, C250IMC-1B | 4 |  | No | Racking | Vendor De-listing | 0 |  | De-Listing & Stock Qty Unavailable |  | Not Applicable
260-0053 | 260-0053 | ProSolar, Clamp for Sanyo, Black, Qty. 1, C-SANYO-1 | 2 |  | No | Racking | Vendor De-listing | 0 |  | De-Listing & Stock Qty Unavailable |  | Not Applicable
260-0057 | 260-0057 | UniRac, SolarMount End Clamp, B, 30-32mm, Clear, Qty. 1, 302002C | 2 |  | No | Racking | Vendor De-listing | 0 |  | De-Listing & Stock Qty Unavailable |  | Not Applicable
260-0058 | 260-0058 | UniRac, SolarMount End Clamp, C, 34-36mm, Clear, Qty. 1, 302003C | 2.16 |  | No | Racking | Vendor De-listing | 0 |  | De-Listing & Stock Qty Unavailable |  | Not Applicable
260-0059 | 260-0059 | UniRac, SolarMount End Clamp, D, 38-40mm, Clear, Qty. 1, 302004C | 2.58 |  | No | Racking | Vendor De-listing | 0 |  | De-Listing & Stock Qty Unavailable |  | Not Applicable
260-0060 | 260-0060 | UniRac, SolarMount End Clamp, E, 50-52mm, Clear, Qty. 1, 302005C | 2 |  | No | Racking | Vendor De-listing | 0 |  | De-Listing & Stock Qty Unavailable |  | Not Applicable
260-0062 | 260-0062 | UniRac, SolarMount End Clamp, G, Lipped, Dark, Qty. 1, 302007D | 3 |  | No | Racking | Vendor De-listing | 0 |  | De-Listing & Stock Qty Unavailable |  | Not Applicable
260-0063 | 260-0063 | UniRac, SolarMount Mid Clamp, A-B-C-D-K, 24-41mm, Clear, Qty. 1, 302101C | 2 |  | No | Racking | Vendor De-listing | 0 |  | De-Listing & Stock Qty Unavailable |  | Not Applicable
260-0064 | 260-0064 | UniRac, SolarMount Mid Clamp, E-F-J, 41-52mm, Clear, Qty. 1, 302103C | 2.88 |  | No | Racking | Vendor De-listing | 0 |  | De-Listing & Stock Qty Unavailable |  | Not Applicable
260-0076 | 260-0076 | UniRac, SolarMount Top Clamp Set for 2 Modules, F, Clear, 320029 | 0.61 |  | No | Racking | Vendor De-listing | 0 |  | De-Listing & Stock Qty Unavailable |  | Not Applicable
260-0084 | 260-0084 | UniRac, SolarMount Top Clamp Set for 4 Modules, C, Clear, 320042 | 1.17 |  | No | Racking | Vendor De-listing | 0 |  | De-Listing & Stock Qty Unavailable |  | Not Applicable
260-0085 | 260-0085 | UniRac, SolarMount Top Clamp Set for 4 Modules, D, Clear, 320043 | 1.09 |  | No | Racking | Vendor De-listing | 0 |  | De-Listing & Stock Qty Unavailable |  | Not Applicable
260-0091 | 260-0091 | UniRac, SolarMount Top Clamp Set for 5 Modules, F, Clear, 320053 | 1.27 |  | No | Racking | Vendor De-listing | 0 |  | De-Listing & Stock Qty Unavailable |  | Not Applicable
260-0094 | 260-0094 | QuickMount, QMR, Universal End Clamp, 38-50mm, Mill Finish, Qty. 1, QMR-UEC3850-A | 2.38 |  | No | Racking | Vendor De-listing | 0 |  | De-Listing & Stock Qty Unavailable |  | Not Applicable
260-0095 | 260-0095 | QuickMount, QMR, Universal End Clamp, 30-45mm, Black Finish, Qty. 1, QMR-UEC3045-B | 2.64 |  | No | Racking | Shippable | 0 |  | Shippable but Stock Qty Unavailable |  | Not Applicable
260-0096 | 260-0096 | QuickMount, QMR, Universal End Clamp, 38-50mm, Black Finish, Qty. 1, QMR-UEC3850-B | 2.72 |  | No | Racking | Vendor De-listing | 0 |  | De-Listing & Stock Qty Unavailable |  | Not Applicable
260-0098 | 260-0098 | QuickMount, QMR, Universal Bonding Mid Clamp, 38-50mm, Mill Finish, Qty. 1, QMR-UMC3850BP-A | 2.12 |  | No | Racking | Vendor De-listing | 0 |  | De-Listing & Stock Qty Unavailable |  | Not Applicable
260-0100 | 260-0100 | QuickMount, QMR, Universal Bonding Mid Clamp, 38-50mm, Black Finish, Qty. 1, QMR-UMC3850BP-B | 2.22 |  | No | Racking | Vendor De-listing | 0 |  | De-Listing & Stock Qty Unavailable |  | Not Applicable
260-0115 | 260-0115 | IronRidge, Stopper Sleeve, 42mm, Clear, Qty. 1, UFO-STP-42MM-M1 | 0.29 |  | No | Racking | Vendor De-listing | 0.27 |  | De-Listing & Stock Qty Unavailable |  | Not Applicable
260-0116 | 260-0116 | IronRidge, Stopper Sleeve, 42mm, Black, Qty. 1, UFO-STP-42MM-B1 | 0.48 |  | No | Racking | Vendor De-listing | 0.37 |  | De-Listing & Stock Qty Unavailable |  | Not Applicable
260-0132 | 260-0132 | UniRac, SolarMount End Clamp, C, 34-36mm, Dark, Qty. 1, 302003D | 2.07 |  | No | Racking | Vendor De-listing | 0 |  | De-Listing & Stock Qty Unavailable |  | Not Applicable
260-0133 | 260-0133 | UniRac, SolarMount End Clamp, E, 50-52mm, Dark, Qty. 1, 302005D | 3 |  | No | Racking | Vendor De-listing | 0 |  | De-Listing & Stock Qty Unavailable |  | Not Applicable
260-0134 | 260-0134 | UniRac, SolarMount Mid Clamp, A-B-C-D-K, 24-41mm, Dark, Qty. 1, 302101D | 3 |  | No | Racking | Vendor De-listing | 0 |  | De-Listing & Stock Qty Unavailable |  | Not Applicable
260-0135 | 260-0135 | UniRac, SolarMount Mid Clamp, E-F-J, 41-52mm, Dark, Qty. 1, 302104D | 3 |  | No | Racking | Vendor De-listing | 0 |  | De-Listing & Stock Qty Unavailable |  | Not Applicable
260-0136 | 260-0136 | UniRac, SolarMount Mid Clamp, G, Lipped, Dark, Qty. 1, 302105D | 4 |  | No | Racking | Vendor De-listing | 0 |  | De-Listing & Stock Qty Unavailable |  | Not Applicable
260-0168 | 260-0168 | UniRac, SolarMount End Clamp, D, 38-40mm, Dark, Qty. 1, 302004D | 2.95 |  | No | Racking | Vendor De-listing | 0 |  | De-Listing & Stock Qty Unavailable |  | Not Applicable
260-0192 | 260-0192 | UniRac, SolarMount End Clamp, K, 39-41mm, Clear, Qty. 1, 302009C | 2 |  | No | Racking | Vendor De-listing | 0 |  | De-Listing & Stock Qty Unavailable |  | Not Applicable
260-0199 | 260-0199 | UniRac, SolarMount S-5! Mid Clamp Kit Mount, F, Bronze Anodized, 321227 | 0.74 |  | No | Racking | Vendor De-listing | 0 |  | De-Listing & Stock Qty Unavailable |  | Not Applicable
260-0206 | 260-0206 | UniRac, SolarMount S-5! Mid Clamp Kit Mount, C, Clear Anodized, Qty. 20, 321236 | 10 |  | No | Racking | Soligent De-listing | 0 |  | De-Listing & Stock Qty Unavailable |  | Not Applicable
260-0208 | 260-0208 | UniRac, SolarMount S-5! Mid Clamp Kit Mount, C, Bronze Anodized, Qty. 20, 321238 | 26.35 |  | No | Racking | Vendor De-listing | 0 |  | De-Listing & Stock Qty Unavailable |  | Not Applicable
260-0222 | 260-0222 | ProSolar, End Clamp 2.260" (57.3mm-57.9mm), Black, Qty. 1, C2260EC-1B | 4 |  | No | Racking | Soligent De-listing | 0 |  | De-Listing & Stock Qty Unavailable |  | Not Applicable
260-0224 | 260-0224 | UniRac, SolarMount End/ Mid Clamp, H, Sanyo Lipped, Dark, Qty. 1, 302106D | 4 |  | No | Racking | Vendor De-listing | 0 |  | De-Listing & Stock Qty Unavailable |  | Not Applicable
260-0226 | 260-0226 | ProSolar, Flashing Template for Oatey, TEMP-OAT | 150 |  | No | Racking | Soligent De-listing | 0 |  | De-Listing & Stock Qty Unavailable |  | Not Applicable
260-0234 | 260-0234 | S-5!, Clamp, Size U, Mini, universal Clamp with 8mm bolt, S-5-U mini | 4.48 |  | No | Racking | Vendor De-listing | 4.23 |  | De-Listing & Stock Qty Unavailable |  | Not Applicable
260-0236 | 260-0236 | ProSolar, Mid Clamp 3" (56mm-61mm), Black, Qty. 1, C300IMC-1B | 1.78 |  | No | Racking | Vendor De-listing | 0 |  | De-Listing & Stock Qty Unavailable |  | Not Applicable
260-0238 | 260-0238 | S-5!, Clamp, Size T, Mini, fits utility roof with T-shaped seam, S-5-T mini | 14.26 |  | No | Racking | Soligent De-listing | 0 |  | De-Listing & Stock Qty Unavailable |  | Not Applicable
260-0241 | 260-0241 | S-5!, Clamp, Size K, fits KlipRib or roofs with lapped rib, S-5-K | 12.11 |  | No | Racking | Vendor De-listing | 0 |  | De-Listing & Stock Qty Unavailable |  | Not Applicable
260-0243 | 260-0243 | ProSolar, End Clamp 1.358" (34.4mm-35.0mm), Clear, Qty. 1, C1358EC-1 | 4 |  | No | Racking | Vendor De-listing | 0 |  | De-Listing & Stock Qty Unavailable |  | Not Applicable
260-0244 | 260-0244 | S-5!, Clamp, Size E, Mini, fits Butler roof with rolled top seam, S-5-E mini | 2.74 |  | No | Racking | Vendor De-listing | 0 |  | De-Listing & Stock Qty Unavailable |  | Not Applicable
260-0245 | 260-0245 | DPW, TPM, Tamper-Resistant Hardware Package for Top-of-Pole Mount 1 Module, TPM TRH 1 | 25 |  | No | Racking | Soligent De-listing | 0 |  | De-Listing & Stock Qty Unavailable |  | Not Applicable
260-0246 | 260-0246 | DPW, TPM, Tamper-Resistant Hardware Package for Top-of-Pole Mount 2 Modules, TPM TRH 2 | 31 |  | No | Racking | Soligent De-listing | 0 |  | De-Listing & Stock Qty Unavailable |  | Not Applicable
260-0247 | 260-0247 | DPW, TPM, Tamper-Resistant Hardware Package for Top-of-Pole Mount 4 Modules, TPM TRH 4 | 43 |  | No | Racking | Soligent De-listing | 0 |  | De-Listing & Stock Qty Unavailable |  | Not Applicable
260-0248 | 260-0248 | DPW, TPM, Tamper-Resistant Hardware Package for Top-of-Pole Mount 6 Modules, TPM TRH 6 | 56 |  | No | Racking | Soligent De-listing | 0 |  | De-Listing & Stock Qty Unavailable |  | Not Applicable
260-0249 | 260-0249 | DPW, TPM, Tamper-Resistant Hardware Package for Top-of-Pole Mount 8 Modules, TPM TRH 8 | 69 |  | No | Racking | Soligent De-listing | 0 |  | De-Listing & Stock Qty Unavailable |  | Not Applicable
260-0250 | 260-0250 | DPW, TPM, Tamper-Resistant Hardware Package for Top-of-Pole Mount 9 Modules, TPM TRH 9 | 75 |  | No | Racking | Soligent De-listing | 0 |  | De-Listing & Stock Qty Unavailable |  | Not Applicable
260-0251 | 260-0251 | DPW, TPM, Tamper-Resistant Hardware Package for Top-of-Pole Mount 10 Modules, TPM TRH 10 | 81 |  | No | Racking | Soligent De-listing | 0 |  | De-Listing & Stock Qty Unavailable |  | Not Applicable
260-0252 | 260-0252 | DPW, TPM, Tamper-Resistant Hardware Package for Top-of-Pole Mount 12 Modules, TPM TRH 12 | 94 |  | No | Racking | Soligent De-listing | 0 |  | De-Listing & Stock Qty Unavailable |  | Not Applicable
260-0253 | 260-0253 | DPW, TPM, Tamper-Resistant Hardware Package for Top-of-Pole Mount 14 Modules, TPM TRH 14 | 105 |  | No | Racking | Soligent De-listing | 0 |  | De-Listing & Stock Qty Unavailable |  | Not Applicable
260-0254 | 260-0254 | DPW, TPM, Tamper-Resistant Hardware Package for Top-of-Pole Mount 16 Modules, TPM TRH 16 | 118 |  | No | Racking | Soligent De-listing | 0 |  | De-Listing & Stock Qty Unavailable |  | Not Applicable
260-0256 | 260-0256 | ProSolar, Mid Clamp 2.25" (32.8mm-41.3mm), Black, Qty. 1, C225IMC-1B | 4 |  | No | Racking | Vendor De-listing | 0 |  | De-Listing & Stock Qty Unavailable |  | Not Applicable
260-0257 | 260-0257 | ProSolar, Mid Clamp 2.75" (49mm-55mm), Clear, Qty. 1, C275IMC-1 | 4 |  | No | Racking | Vendor De-listing | 0 |  | De-Listing & Stock Qty Unavailable |  | Not Applicable
260-0258 | 260-0258 | ProSolar, Mid Clamp 2.75" (49mm-55mm), Black, Qty. 1, C275IMC-1B | 3.15 |  | No | Racking | Vendor De-listing | 0 |  | De-Listing & Stock Qty Unavailable |  | Not Applicable
260-0259 | 260-0259 | ProSolar, End Clamp 1.332" (33.7mm-34.3mm), Clear, Qty. 1, C1332EC-1 | 4 |  | No | Racking | Soligent De-listing | 0 |  | De-Listing & Stock Qty Unavailable |  | Not Applicable
260-0260 | 260-0260 | ProSolar, End Clamp 1.396" (35.4mm-35.9mm), Black, Qty. 1, C1396EC-1B | 4 |  | No | Racking | Vendor De-listing | 0 |  | De-Listing & Stock Qty Unavailable |  | Not Applicable
260-0261 | 260-0261 | ProSolar, End Clamp 1.968" (49.9mm-50.4mm), Clear, Qty. 1, C1968EC-1 | 4 |  | No | Racking | Vendor De-listing | 0 |  | De-Listing & Stock Qty Unavailable |  | Not Applicable
260-0262 | 260-0262 | ProSolar, End Clamp 1.968" (49.9mm-50.4mm), Black, Qty. 1, C1968EC-1B | 3.15 |  | No | Racking | Vendor De-listing | 0 |  | De-Listing & Stock Qty Unavailable |  | Not Applicable
260-0265 | 260-0265 | UniRac, SM-I End Clamp & Slider, A, 24-26mm, Clear, Qty. 1, 002001C | 1.17 |  | No | Racking | Vendor De-listing | 0 |  | De-Listing & Stock Qty Unavailable |  | Not Applicable
260-0266 | 260-0266 | UniRac, SM-I End Clamp & Slider, B, 30-32mm, Clear, Qty. 1, 002002C | 3 |  | No | Racking | Vendor De-listing | 0 |  | De-Listing & Stock Qty Unavailable |  | Not Applicable
260-0267 | 260-0267 | UniRac, SM-I End Clamp & Slider, C, 34-36mm, Clear, Qty. 1, 002003C | 3 |  | No | Racking | Vendor De-listing | 0 |  | De-Listing & Stock Qty Unavailable |  | Not Applicable
260-0268 | 260-0268 | UniRac, SM-I End Clamp & Slider, D, 38-40mm, Clear, Qty. 1, 002004C | 2.84 |  | No | Racking | Vendor De-listing | 0 |  | De-Listing & Stock Qty Unavailable |  | Not Applicable
260-0269 | 260-0269 | UniRac, SM-I End Clamp & Slider, E, 50-52mm, Clear, Qty. 1, 002005C | 3 |  | No | Racking | Vendor De-listing | 0 |  | De-Listing & Stock Qty Unavailable |  | Not Applicable
260-0270 | 260-0270 | UniRac, SM-I End Clamp & Slider, F, 45-47mm, Clear, Qty. 1, 002006C | 3 |  | No | Racking | Vendor De-listing | 0 |  | De-Listing & Stock Qty Unavailable |  | Not Applicable
260-0271 | 260-0271 | UniRac, SM-I End Clamp & Slider, J, 41-43mm, Clear, Qty. 1, 002007C | 1.16 |  | No | Racking | Vendor De-listing | 0 |  | De-Listing & Stock Qty Unavailable |  | Not Applicable
260-0272 | 260-0272 | UniRac, SM-I Mid Clamp & Slider, A, 24-26mm, Clear, Qty. 1, 002101C | 3 |  | No | Racking | Vendor De-listing | 0 |  | De-Listing & Stock Qty Unavailable |  | Not Applicable
260-0273 | 260-0273 | UniRac, SM-I Mid Clamp & Slider, B-C, 30-36mm, Clear, Qty. 1, 002102C | 1.32 |  | No | Racking | Vendor De-listing | 0 |  | De-Listing & Stock Qty Unavailable |  | Not Applicable
260-0274 | 260-0274 | UniRac, SM-I Mid Clamp & Slider, D-K, 38-41mm, Clear, Qty. 1, 002103C | 2.92 |  | No | Racking | Vendor De-listing | 0 |  | De-Listing & Stock Qty Unavailable |  | Not Applicable
260-0275 | 260-0275 | UniRac, SM-I Mid Clamp & Slider, E-F-J, 41-52mm, Clear, Qty. 1, 002104C | 3 |  | No | Racking | Vendor De-listing | 0 |  | De-Listing & Stock Qty Unavailable |  | Not Applicable
260-0276 | 260-0276 | ProSolar, End Clamp 1.358" (34.4mm-35.0mm), Black, Qty. 1, C1358EC-1B | 4 |  | No | Racking | Vendor De-listing | 0 |  | De-Listing & Stock Qty Unavailable |  | Not Applicable
260-0277 | 260-0277 | S-5!, PV Anchor Kit 41, for 1.6" to 2.4" frame, w/stud, pv grab, hexnut & ALmounting disc, PV Kit41 | 11 |  | No | Racking | Vendor De-listing | 0 |  | De-Listing & Stock Qty Unavailable |  | Not Applicable
260-0289 | 260-0289 | DPW, PowerRail P6/P8/14 Mid AMP Clamp with RAD Turn Bolt, 40-46mm, Clear, Qty. 1, PA-GMC-40-46-RAD | 2.57 |  | No | Racking | Shippable | 2.42 |  | Shippable but Stock Qty Unavailable | USMS100-0533 | Already Listed
260-0365 | 260-0365 | S-5!, Clamp, Size Z, for metal roofs with "bulb" seams, S-5-Z | 7.87 |  | No | Racking | Shippable | 7.24 |  | Shippable but Stock Qty Unavailable |  | Not Applicable
260-0370 | 260-0370 | Solyndra, 100 & 150 Series, Ground Strap, 10AWG green wire with lugs, Qty. 1, 0011-30029 | 5.08 |  | No | Racking | Soligent De-listing | 0 |  | De-Listing & Stock Qty Unavailable |  | Not Applicable
260-0371 | 260-0371 | Solyndra, 100 & 150 Series, Lateral Clip, connects frames together, Qty. 1, 0020-30213 | 0.19 |  | No | Racking | Soligent De-listing | 0 |  | De-Listing & Stock Qty Unavailable |  | Not Applicable
260-0374 | 260-0374 | Solyndra, 100 & 150 Series, Fastener M5 X 12mm, Qty. 1, 0520-30658 | 0.12 |  | No | Racking | Soligent De-listing | 0 |  | De-Listing & Stock Qty Unavailable |  | Not Applicable
260-0376 | 260-0376 | S-5!, Clamp, CorruBracket mount for corrugated metal roofs, with butyl pad M10 bolt washer, CorruBracket | 6.98 |  | No | Racking | Vendor De-listing | 0 |  | De-Listing & Stock Qty Unavailable |  | Not Applicable
260-0379 | 260-0379 | UniRac, CLICKSYS End Clamp & Slider, E, Dark, Qty. 1, 002005D-0048 | 1.43 |  | No | Racking | Vendor De-listing | 0 |  | De-Listing & Stock Qty Unavailable |  | Not Applicable
260-0380 | 260-0380 | UniRac, CLICKSYS End Clamp & Slider, F, Dark, Qty. 1, 002006D-0048 | 1.42 |  | No | Racking | Vendor De-listing | 0 |  | De-Listing & Stock Qty Unavailable |  | Not Applicable
260-0383 | 260-0383 | UniRac, CLICKSYS Mid Clamp & Slider, E-F-J, Dark, Qty. 1, 002030D-0048 | 1.33 |  | No | Racking | Vendor De-listing | 0 |  | De-Listing & Stock Qty Unavailable |  | Not Applicable
260-0384 | 260-0384 | S-5!, Clamp, Size Z, Mini, for metal roofs with "bulb" seams, S-5-Z mini | 7.38 |  | No | Racking | Vendor De-listing | 0 |  | De-Listing & Stock Qty Unavailable |  | Not Applicable
260-0395 | 260-0395 | UniRac, SolarMount End Clamp, F, Clear, Qty. 100, 320006-100 | 228 |  | No | Racking | Soligent De-listing | 0 |  | De-Listing & Stock Qty Unavailable |  | Not Applicable
260-0401 | 260-0401 | S-5!, PV Anchor Kit 30, for 1.2" to 1.9" frame,w/stud, pvgrab,hexnut & ALmounting disc, PVKit-30 | 12 |  | No | Racking | Vendor De-listing | 0 |  | De-Listing & Stock Qty Unavailable |  | Not Applicable
260-0402 | 260-0402 | S-5!, PV Anchor Kit Mounting Disc Aluminum | 2 |  | No | Racking | Vendor De-listing | 0 |  | De-Listing & Stock Qty Unavailable |  | Not Applicable
260-0403 | 260-0403 | S-5!, Clamp, Size S, Mini, for snap-together roofs with horizontal seams under .540 in, S-5-S mini | 3.47 |  | No | Racking | Vendor De-listing | 3.28 |  | De-Listing & Stock Qty Unavailable |  | Not Applicable
260-0406 | 260-0406 | ProSolar, End Clamp 1.572" (39.9mm-40.4mm), Black, Qty. 1, C1572EC-1B | 4 |  | No | Racking | Vendor De-listing | 0 |  | De-Listing & Stock Qty Unavailable |  | Not Applicable
260-0407 | 260-0407 | S-5!, Clamp, VersaBracket-67, for face-fastened roof system, 2.65" foot with butyl pad without Hardware, VersaBracket-67 | 2.81 |  | No | Racking | Soligent De-listing | 2.58 |  | De-Listing & Stock Qty Unavailable |  | Not Applicable
260-0408 | 260-0408 | S-5!, 8mm stainless steel nuts | 0.22 |  | No | Electrical BOS | Soligent De-listing | 0 |  | De-Listing & Stock Qty Unavailable |  | Not Applicable
260-0413 | 260-0413 | EJOT, Stainless Steel Hanger Bolt for wood, 8mm dia x 200mm long Lag, 10mm dia x 50mm Stud, JA3-SB-8.0x200/50-FZD, Qty. 1, 3152051905 | 6.68 |  | No | Racking | Soligent De-listing | 6.15 |  | De-Listing & Stock Qty Unavailable |  | Not Applicable
260-0414 | 260-0414 | EJOT, Stainless Steel Hanger Bolt for metal, 8mm dia x 80mm long Lag, 10mm dia x 50mm Stud, JZ3-SB-8.0x80/50-FZD, Qty. 1, 6660108002 | 4.67 |  | No | Racking | Vendor De-listing | 0 |  | De-Listing & Stock Qty Unavailable |  | Not Applicable
260-0415 | 260-0415 | EJOT, Stainless Steel Hanger Bolt for metal, 8mm dia x 125mm long Lag, 10mm dia x 50mm Stud, JZ3-SB-8.0x125/50-FZD, Qty. 1, 6660108004 | 11 |  | No | Racking | Soligent De-listing | 0 |  | De-Listing & Stock Qty Unavailable |  | Not Applicable
260-0416 | 260-0416 | EJOT, Stainless Steel Hanger Bolt for metal, 8mm dia x 150mm long Lag, 10mm dia x 50mm Stud, JZ3-SB-8.0x150/50-FZD, Qty. 1, 6660108005 | 11.56 |  | No | Racking | Soligent De-listing | 0 |  | De-Listing & Stock Qty Unavailable |  | Not Applicable
260-0417 | 260-0417 | EJOT, Stainless Steel Hanger Bolt for metal, 8mm dia x 200mm long Lag, 10mm dia x 50mm Stud, JZ3-SB-8.0x200/50-FZD, 3132051905 | 16 |  | No | Racking | Soligent De-listing | 0 |  | De-Listing & Stock Qty Unavailable |  | Not Applicable
260-0418 | 260-0418 | S-5!, Clamp, Size K, Mini, fits KlipRib or roofs with lapped rib, S-5-K mini | 14 |  | No | Racking | Vendor De-listing | 0 |  | De-Listing & Stock Qty Unavailable |  | Not Applicable
260-0419 | 260-0419 | S-5!, Clamp, Size R, fits Rib Roof and similar profiles, S-5-R | 24 |  | No | Racking | Soligent De-listing | 0 |  | De-Listing & Stock Qty Unavailable |  | Not Applicable
260-0420 | 260-0420 | UniRac, SM-I End Clamp & Slider, K, 39-41mm, Clear, Qty. 1, 002008C | 3.1 |  | No | Racking | Vendor De-listing | 0 |  | De-Listing & Stock Qty Unavailable |  | Not Applicable
260-0421 | 260-0421 | UniRac, ACECLAMP Primary block-1/4", use with Mounting Hardware Kit, Mill finish, Qty. 100, 004030M-0100 | 7.22 |  | No | Racking | Soligent De-listing | 0 |  | De-Listing & Stock Qty Unavailable |  | Not Applicable
260-0453 | 260-0453 | S-5!, PV Kit, for 1.3" to 2.5" (33-64mm) frame, with 8mm stud, pv grab, hex nut &ALmounting disc, S-5-PV | 15 |  | No | Racking | Vendor De-listing | 0 |  | De-Listing & Stock Qty Unavailable |  | Not Applicable
260-0454 | 260-0454 | UniRac, SolarMount End Clamp, J, 41-43mm, Clear, Qty. 1, 302008C | 2 |  | No | Racking | Vendor De-listing | 0 |  | De-Listing & Stock Qty Unavailable |  | Not Applicable
260-0458 | 260-0458 | UniRac, SolarMount End Clamp, K, 39-41mm, Dark, Qty. 1, 302009D | 3 |  | No | Racking | Vendor De-listing | 0 |  | De-Listing & Stock Qty Unavailable |  | Not Applicable
260-0463 | 260-0463 | UniRac, Ace End Clamp E, 50-52mm, Mounting Kit for AceClamp Jr 1/4", Clear, Qty. 1, 004036M | 2.61 |  | No | Racking | Soligent De-listing | 0 |  | De-Listing & Stock Qty Unavailable |  | Not Applicable
260-0464 | 260-0464 | UniRac, Ace End Clamp F, 45-47mm, Mounting Kit for AceClamp Jr 1/4", Clear, Qty. 1, 004037M | 2.52 |  | No | Racking | Soligent De-listing | 0 |  | De-Listing & Stock Qty Unavailable |  | Not Applicable
260-0469 | 260-0469 | UniRac, Ace Mid Clamp C-D-J-K, 34-43mm, Mounting Kit for AceClamp Jr 1/4", Clear, Qty. 1, 004043M | 2.61 |  | No | Racking | Soligent De-listing | 0 |  | De-Listing & Stock Qty Unavailable |  | Not Applicable
260-0470 | 260-0470 | UniRac, Ace Mid Clamp E-F, 45-52mm, Mounting Kit for AceClamp Jr 1/4", Clear, Qty. 1, 004044M | 6 |  | No | Racking | Soligent De-listing | 0 |  | De-Listing & Stock Qty Unavailable |  | Not Applicable
260-0472 | 260-0472 | UniRac, AceClamp Jr 1/4", Primary block, use with Ace End and Mid Clamps only, Mill finish, Qty. 1, 004030M | 7.47 |  | No | Racking | Soligent De-listing | 0 |  | De-Listing & Stock Qty Unavailable |  | Not Applicable
260-0473 | 260-0473 | UniRac, AceClamp Jr -3/8", Primary block, use with L-foot to mount rails to standing seam, Mill finish, Qty. 1, 004031M | 20.4 |  | No | Racking | Vendor De-listing | 0 |  | De-Listing & Stock Qty Unavailable |  | Not Applicable
260-0474 | 260-0474 | UniRac, SolarMount End Clamp, J, 41-43mm, Dark, Qty. 1, 302008D | 2.07 |  | No | Racking | Vendor De-listing | 0 |  | De-Listing & Stock Qty Unavailable |  | Not Applicable
260-0475 | 260-0475 | UniRac, SolarMount End Clamp, M, 47-49mm, Clear, Qty. 1, 302011C | 2 |  | No | Racking | Soligent De-listing | 0 |  | De-Listing & Stock Qty Unavailable |  | Not Applicable
260-0476 | 260-0476 | UniRac, SM-I End Clamp & Slider, M, 47-49mm, Clear, Qty. 1, 002009C | 3 |  | No | Racking | Vendor De-listing | 0 |  | De-Listing & Stock Qty Unavailable |  | Not Applicable
260-0560 : 260-0560 : 260-0560_U | 260-0560 : 260-0560_U | ProSolar, End Clamp 1.660" (42.0mm-42.6mm), Clear, Qty. 1, C1660EC-1 | 1.57 |  | No | Racking | Vendor De-listing | 1.43 |  | De-Listing & Stock Qty Unavailable |  | Not Applicable
260-0561 | 260-0561 | DPW, PowerRail P6/P8/P14 End Clamp with Turn Bolt Hardware, Specify Module depth, Clear, Qty. 1, EC-XXX-RAD | 2.99 |  | No | Racking | Shippable | 2.95 |  | Shippable but Stock Qty Unavailable |  | Not Applicable
260-0563 | 260-0563 | DPW, PowerRail P6/P8 End Clamp with Carriage Bolt, Specify Module, Clear, Qty. 1, EC-XXX-CAR | 6 |  | No | Racking | Soligent De-listing | 0 |  | De-Listing & Stock Qty Unavailable |  | Not Applicable
260-0564 | 260-0564 | DPW, PowerRail P6/P8 Mid Clamp with Carriage Bolt, Specify Module, Clear, Qty. 1, MC-XXX-CAR | 6 |  | No | Racking | Soligent De-listing | 0 |  | De-Listing & Stock Qty Unavailable |  | Not Applicable
260-0565 | 260-0565 | DPW, PowerRail P6 End Clamp, Universal with Set Bolt, Clear, Qty. 1, P6-ECU | 11.1 |  | No | Racking | Soligent De-listing | 0 |  | De-Listing & Stock Qty Unavailable |  | Not Applicable
260-0566 | 260-0566 | DPW, PowerRail P6/P8/P14 End Clamp with Turn Bolt Hardware, Specify Module, Black, Qty. 1, EC-XXX-RAD-B | 10.03 |  | No | Racking | Soligent De-listing | 0 |  | De-Listing & Stock Qty Unavailable |  | Not Applicable
260-0568 | 260-0568 | DPW, PowerRail P6/P8 End Clamp with Carriage Bolt, Specify Module, Black, Qty. 1, EC-XXX-CAR-B | 8 |  | No | Racking | Soligent De-listing | 0 |  | De-Listing & Stock Qty Unavailable |  | Not Applicable
260-0569 | 260-0569 | DPW, PowerRail P6/P8 Mid Clamp with Carriage Bolt, Specify Module, Black, Qty. 1, MC-XXX-CAR-B | 7 |  | No | Racking | Soligent De-listing | 0 |  | De-Listing & Stock Qty Unavailable |  | Not Applicable
260-0570 | 260-0570 | ProSolar, End Clamp 1.707" (42.8mm-43.4mm), Clear, Qty. 1, C1707EC-1 | 4 |  | No | Racking | Vendor De-listing | 0 |  | De-Listing & Stock Qty Unavailable |  | Not Applicable
260-0571 | 260-0571 | DPW, TPM, Tamper-Resistant Hardware Package for Top-of-Pole Mount 18 Modules, TPM TRH 18 | 130 |  | No | Racking | Soligent De-listing | 0 |  | De-Listing & Stock Qty Unavailable |  | Not Applicable
260-0574 | 260-0574 | S-5!, PV End Kit: 8mm hex flange nut to adapt PV Kit for end/edge condition, Qty. 1, S-5-PV End Kit | 1.16 |  | No | Racking | Vendor De-listing | 0 |  | De-Listing & Stock Qty Unavailable |  | Not Applicable
260-0576 | 260-0576 | UniRac, SolarMount End/ Mid Clamp, L, Sanyo bifacial with Hex bolt, Clear, Qty. 1, 302010C | 1.6 |  | No | Racking | Vendor De-listing | 0 |  | De-Listing & Stock Qty Unavailable |  | Not Applicable
260-0577 | 260-0577 | S-5!, Clamp, Size B, Mini, Brass Clamp with 8mm bolt, S-5-B mini | 14.05 |  | No | Racking | Vendor De-listing | 0 |  | De-Listing & Stock Qty Unavailable |  | Not Applicable
260-0578 | 260-0578 | ProSolar, End Clamp 1.332" (33.7mm-34.3mm), Black, Qty. 1, C1332EC-1-B | 1.9 |  | No | Racking | Vendor De-listing | 0 |  | De-Listing & Stock Qty Unavailable |  | Not Applicable
260-0587 | 260-0587 | UniRac, SM-I End Clamp & Slider, B, 30-32mm, Clear, Qty. 48, 002002C-0048 | 137 |  | No | Racking | Vendor De-listing | 0 |  | De-Listing & Stock Qty Unavailable |  | Not Applicable
260-0601 | 260-0601 | UniRac, SolarMount Top Clamp Set for 3 Modules, C, Bronze, 320096 | 1.06 |  | No | Racking | Vendor De-listing | 0 |  | De-Listing & Stock Qty Unavailable |  | Not Applicable
260-0602 | 260-0602 | UniRac, SolarMount Top Clamp Set for 4 Modules, D, Bronze, 320097 | 1.31 |  | No | Racking | Vendor De-listing | 0 |  | De-Listing & Stock Qty Unavailable |  | Not Applicable
260-0603 | 260-0603 | UniRac, SolarMount Top Clamp Set for 5 Modules, F, Bronze, 320098 | 1.57 |  | No | Racking | Vendor De-listing | 0 |  | De-Listing & Stock Qty Unavailable |  | Not Applicable
260-0604 | 260-0604 | UniRac, SolarMount Top Clamp Set for 6 Modules, F, Bronze, 320099 | 1.89 |  | No | Racking | Vendor De-listing | 0 |  | De-Listing & Stock Qty Unavailable |  | Not Applicable
260-0609 | 260-0609 | ProSolar, End Clamp 1.660", (42.3 – 42.6mm), Black, Qty. 1, C1660EC-1B | 4 |  | No | Racking | Soligent De-listing | 0 |  | De-Listing & Stock Qty Unavailable |  | Not Applicable
260-0640 | 260-0640 | ProSolar, Clamp Set (3 X4 set/12 panels), for BP, Silver Frame Clear, BPMS3 | 60.96 |  | No | Racking | Vendor De-listing | 0 |  | De-Listing & Stock Qty Unavailable |  | Not Applicable
260-0642 | 260-0642 | UniRac, End Clamp, Bronze, S-5 SSMR, Qty.20 | 23.31 |  | No | Racking | Soligent De-listing | 0 |  | De-Listing & Stock Qty Unavailable |  | Not Applicable
260-0660 | 260-0660 | ProSolar, Mid Clamp 2.00" (27mm-33mm), Clear, Qty. 1, C200IMC-1 | 4 |  | No | Racking | Vendor De-listing | 0 |  | De-Listing & Stock Qty Unavailable |  | Not Applicable
260-0661 | 260-0661 | ProSolar, End Clamp 1.210" (30.7mm-31.2mm), Clear, Qty. 1, C1210EC | 4.04 |  | No | Racking | Vendor De-listing | 0 |  | De-Listing & Stock Qty Unavailable |  | Not Applicable
260-0663 | 260-0663 | UniRac, SolarMount End Clamp, A, 24-26mm, Clear, Qty. 1, 302001C | 0.93 |  | No | Racking | Soligent De-listing | 0 |  | De-Listing & Stock Qty Unavailable |  | Not Applicable
260-0665 | 260-0665 | ProSolar, End Clamp 1.762" (44.7mm-45.2mm), Clear, Qty. 1, C1762EC-1 | 2.83 |  | No | Racking | Vendor De-listing | 0 |  | De-Listing & Stock Qty Unavailable |  | Not Applicable
260-0666_U | 260-0666_U | ProSolar, End Clamp 1.762" (44.7mm-45.2mm), Black, Qty. 1, C1762EC-1B | 1.71 |  | No | Racking | Vendor De-listing | 1.6 |  | De-Listing & Stock Qty Unavailable |  | Not Applicable
260-0667 | 260-0667 | ProSolar, Mid Clamp 2.00" (27mm-33mm), Black, Qty. 1, C200IMC-1B | 4 |  | No | Racking | Vendor De-listing | 0 |  | De-Listing & Stock Qty Unavailable |  | Not Applicable
260-0668 | 260-0668 | ProSolar, End Clamp 1.210" (30.7mm-31.2mm), Black, Qty. 1, C1210EC-1B | 4.49 |  | No | Racking | Vendor De-listing | 0 |  | De-Listing & Stock Qty Unavailable |  | Not Applicable
260-0669 | 260-0669 | IronRidge, End Clamp, K, 1.87", 46.7 - 48.3mm, Black, Qty. 4, 29-7000-187B | 15 |  | No | Racking | Vendor De-listing | 0 |  | De-Listing & Stock Qty Unavailable |  | Not Applicable
260-0670 | 260-0670 | IronRidge, End Clamp, K, 1.87", 46.7 - 48.3mm, Clear, Qty. 4, 29-7000-187 | 13 |  | No | Racking | Soligent De-listing | 0 |  | De-Listing & Stock Qty Unavailable |  | Not Applicable
260-0672 | 260-0672 | DPW, PowerRail P8 End Clamp, Universal with Set Bolt, Clear, Qty. 1, P8-ECU | 12 |  | No | Racking | Soligent De-listing | 0 |  | De-Listing & Stock Qty Unavailable |  | Not Applicable
260-0676 | 260-0676 | ProSolar, End Clamp 1.486" (37.7mm-38.2mm), Clear, Qty. 1, C1486EC-1 | 4 |  | No | Racking | Vendor De-listing | 0 |  | De-Listing & Stock Qty Unavailable |  | Not Applicable
260-0685 | 260-0685 | UniRac, SolarMount End Clamp, B, 30-32mm, Dark, Qty. 1, 302002D | 3 |  | No | Racking | Vendor De-listing | 0 |  | De-Listing & Stock Qty Unavailable |  | Not Applicable
260-0686 | 260-0686 | UniRac, SolarMount End Clamp, N, 57-59mm, Clear, Qty. 1, 302012C | 2 |  | No | Racking | Soligent De-listing | 0 |  | De-Listing & Stock Qty Unavailable |  | Not Applicable
260-0687 | 260-0687 | S-5!, PV Kit, bonding and mounting universal mid clamp, for 30-51mm frame, with 8mm stud, PV grab, hex nut & Stainless Steel mounting disc with attached cable management clips, UL 2703/ETL 1703, S-5-PV Kit (UL) | 8.54 |  | No | Racking | Vendor De-listing | 4.36 |  | De-Listing & Stock Qty Unavailable |  | Not Applicable
260-0688 | 260-0688 | UniRac, SM(E) End Clamp with Slide-in & Bolt, 24-36.4mm, Mill Finish, Qty. 1, 002010M | 9 |  | No | Racking | Vendor De-listing | 0 |  | De-Listing & Stock Qty Unavailable |  | Not Applicable
260-0689 | 260-0689 | UniRac, SM(E) End Clamp with Slide-in & Bolt, 36.5-51mm, Mill Finish, Qty. 1, 002011M | 6 |  | No | Racking | Vendor De-listing | 3.06 |  | De-Listing & Stock Qty Unavailable |  | Not Applicable
260-0690 | 260-0690 | UniRac, SM(E) Mid Clamp with Cam-in slider & Bolt, 24-38mm, Mill Finish, Qty. 1, 002105M | 5 |  | No | Racking | Vendor De-listing | 0 |  | De-Listing & Stock Qty Unavailable |  | Not Applicable
260-0691 | 260-0691 | UniRac, SM(E) Mid Clamp with Cam-in slider & Bolt, 36.5-51mm, Mill Finish, Qty. 1, 002106M | 5.24 |  | No | Racking | Vendor De-listing | 0 |  | De-Listing & Stock Qty Unavailable |  | Not Applicable
260-0692 | 260-0692 | S-5!, Clamp, Size N, fits 1" nail strip metal roof profiles including triangle type profiles, S-5-N | 8.7 |  | No | Racking | Vendor De-listing | 4.44 |  | De-Listing & Stock Qty Unavailable |  | Not Applicable
260-0693 | 260-0693 | S-5!, Clamp, Size N, Mini, fits 1" nail strip metal roof profiles including triangle type profiles, S-5-N Mini | 6.4 |  | No | Racking | Vendor De-listing | 0 |  | De-Listing & Stock Qty Unavailable |  | Not Applicable
260-0694 | 260-0694 | S-5!, KHD Clamp, 3" Insert, Qty. 1 (must order in minimum box quantity of 35), S-5-KHD 3 Inch | 6 |  | No | Racking | Soligent De-listing | 0 |  | De-Listing & Stock Qty Unavailable |  | Not Applicable
260-0695 | 260-0695 | S-5!, KHD Clamp, 6" Insert, Qty. 1 (must order in minimum box quantity of 25), S-5-KHD 6 Inch | 7 |  | No | Racking | Soligent De-listing | 0 |  | De-Listing & Stock Qty Unavailable |  | Not Applicable
260-0696 | 260-0696 | AET, T6 End Clamp Assembly, (40mm-41mm), Clear, Qty. 1, 80098-40/41 | 13 |  | No | Racking | Soligent De-listing | 0 |  | De-Listing & Stock Qty Unavailable |  | Not Applicable
260-0697 | 260-0697 | AET, T6 Mid Clamp Assembly, (35mm-51mm), Clear, Qty. 1, with WEEB, 80253 | 13 |  | No | Racking | Vendor De-listing | 0 |  | De-Listing & Stock Qty Unavailable |  | Not Applicable
260-0698 | 260-0698 | EJOT, Custom Quote, Pre-assembled Hanger Bolt and Storm Washer, Requires Quote/Consultation from ATF/EJOT, Enter Quote Number and Custom Price | 0 |  | No | Racking | Soligent De-listing | 0 |  | Not Applicable |  | Not Applicable
260-0699 | 260-0699 | DPW, PowerRail P6/P8/14 Mid Clamp with Turn Bolt, for 28-33mm frame, Clear, Qty. 1, MC-28-33-RAD | 5.79 |  | No | Racking | Soligent De-listing | 0 |  | De-Listing & Stock Qty Unavailable |  | Not Applicable
260-0700 | 260-0700 | DPW, PowerRail P6/P8/14 Mid Clamp with Turn Bolt , Specify Module, Clear, Qty. 1, MC-34-39-RAD | 2.57 |  | No | Racking | Soligent De-listing | 2.54 |  | De-Listing & Stock Qty Unavailable |  | Not Applicable
260-0701 | 260-0701 | DPW, PowerRail P6/P8/14 Mid Clamp with Turn Bolt, Specify Module, Clear, Qty. 1, MC-40-46-RAD | 3.38 |  | No | Racking | Vendor De-listing | 0 |  | De-Listing & Stock Qty Unavailable |  | Not Applicable
260-0702 | 260-0702 | DPW, PowerRail P6/P8/14 Mid Clamp with Turn Bolt, Specify Module, Clear, Qty. 1, MC-47-52-RAD | 5 |  | No | Racking | Soligent De-listing | 0 |  | De-Listing & Stock Qty Unavailable |  | Not Applicable
260-0703 | 260-0703 | DPW, PowerRail P6/P8/14 Mid Clamp with Turn Bolt, Specify Module, Clear, Qty. 1, MC-43-59-RAD | 5 |  | No | Racking | Soligent De-listing | 0 |  | De-Listing & Stock Qty Unavailable |  | Not Applicable
260-0704 | 260-0704 | IronRidge, BRM Module Clamp, Includes Hardware and WEEB, Fits 43.5mm-44.4mm, Qty. 1, BRM-MCL-44 | 6 |  | No | Racking | Vendor De-listing | 0 |  | De-Listing & Stock Qty Unavailable |  | Not Applicable
260-0705 | 260-0705 | IronRidge, BRM Module Clamp, Assembled with Hardware and WEEB, Fits 44.5mm-45.4mm, Qty. 1, BRM-MCL-45 | 6 |  | No | Racking | Vendor De-listing | 0 |  | De-Listing & Stock Qty Unavailable |  | Not Applicable
260-0706 | 260-0706 | IronRidge, BRM Module Clamp, Assembled with Hardware and WEEB, Fits 45.5mm-46.4mm, Qty. 1, BRM-MCL-46 | 6 |  | No | Racking | Vendor De-listing | 0 |  | De-Listing & Stock Qty Unavailable |  | Not Applicable
260-0707 | 260-0707 | IronRidge, BRM Module Clamp, Assembled with Hardware and WEEB, Fits 46.5mm-47.4mm, Qty. 1, BRM-MCL-47 | 6 |  | No | Racking | Vendor De-listing | 0 |  | De-Listing & Stock Qty Unavailable |  | Not Applicable
260-0708 | 260-0708 | IronRidge, BRM Module Clamp, Assembled with Hardware and WEEB, Fits 47.5mm-48.4mm, Qty. 1, BRM-MCL-48 | 6 |  | No | Racking | Vendor De-listing | 0 |  | De-Listing & Stock Qty Unavailable |  | Not Applicable
260-0709 | 260-0709 | IronRidge, BRM Module Clamp, Assembled with Hardware and WEEB, Fits 48.5mm-49.4mm, Qty. 1, BRM-MCL-49 | 6 |  | No | Racking | Vendor De-listing | 0 |  | De-Listing & Stock Qty Unavailable |  | Not Applicable
260-0710 | 260-0710 | IronRidge, BRM Module Clamp, Assembled with Hardware and WEEB, Fits 49.5mm-50.4mm, Qty. 1, BRM-MCL-50 | 6 |  | No | Racking | Vendor De-listing | 0 |  | De-Listing & Stock Qty Unavailable |  | Not Applicable
260-0711 | 260-0711 | IronRidge, BRM Module Clamp, Includes Hardware and WEEB, Fits 30.5mm-31.4mm, Qty. 1, BRM-MCL-31 | 6 |  | No | Racking | Vendor De-listing | 0 |  | De-Listing & Stock Qty Unavailable |  | Not Applicable
260-0712 | 260-0712 | IronRidge, BRM Module Clamp, Includes Hardware and WEEB, Fits 31.5mm-32.4mm, Qty. 1, BRM-MCL-32 | 6 |  | No | Racking | Vendor De-listing | 0 |  | De-Listing & Stock Qty Unavailable |  | Not Applicable
260-0713 | 260-0713 | IronRidge, BRM Module Clamp, Includes Hardware and WEEB, Fits 32.5mm-33.4mm, Qty. 1, BRM-MCL-33 | 6 |  | No | Racking | Vendor De-listing | 0 |  | De-Listing & Stock Qty Unavailable |  | Not Applicable
260-0714 | 260-0714 | IronRidge, BRM Module Clamp, Includes Hardware and WEEB, Fits 33.5mm-34.4mm, Qty. 1, BRM-MCL-34 | 6 |  | No | Racking | Vendor De-listing | 0 |  | De-Listing & Stock Qty Unavailable |  | Not Applicable
260-0715 | 260-0715 | IronRidge, BRM Module Clamp, Includes Hardware and WEEB, Fits 34.5mm-35.4mm, Qty. 1, BRM-MCL-35 | 6 |  | No | Racking | Vendor De-listing | 0 |  | De-Listing & Stock Qty Unavailable |  | Not Applicable
260-0716 | 260-0716 | IronRidge, BRM Module Clamp, Includes Hardware and WEEB, Fits 35.5mm-36.4mm, Qty. 1, BRM-MCL-36 | 6 |  | No | Racking | Vendor De-listing | 0 |  | De-Listing & Stock Qty Unavailable |  | Not Applicable
260-0717 | 260-0717 | IronRidge, BRM Module Clamp, Includes Hardware and WEEB, Fits 36.5mm-37.4mm, Qty. 1, BRM-MCL-37 | 6 |  | No | Racking | Vendor De-listing | 0 |  | De-Listing & Stock Qty Unavailable |  | Not Applicable
260-0718 | 260-0718 | IronRidge, BRM Module Clamp, Includes Hardware and WEEB, Fits 37.5mm-38.4mm, Qty. 1, BRM-MCL-38 | 6 |  | No | Racking | Vendor De-listing | 0 |  | De-Listing & Stock Qty Unavailable |  | Not Applicable
260-0719 | 260-0719 | IronRidge, BRM Module Clamp, Includes Hardware and WEEB, Fits 38.5mm-39.4mm, Qty. 1, BRM-MCL-39 | 6 |  | No | Racking | Vendor De-listing | 0 |  | De-Listing & Stock Qty Unavailable |  | Not Applicable
260-0720 | 260-0720 | IronRidge, BRM Module Clamp, Includes Hardware and WEEB, Fits 39.5mm-40.4mm, Qty. 1, BRM-MCL-40 | 6 |  | No | Racking | Vendor De-listing | 0 |  | De-Listing & Stock Qty Unavailable |  | Not Applicable
260-0721 | 260-0721 | IronRidge, BRM Module Clamp, Includes Hardware and WEEB, Fits 40.5mm-41.4mm, Qty. 1, BRM-MCL-41 | 6 |  | No | Racking | Vendor De-listing | 0 |  | De-Listing & Stock Qty Unavailable |  | Not Applicable
260-0722 | 260-0722 | IronRidge, BRM Module Clamp, Includes Hardware and WEEB, Fits 41.5mm-42.4mm, Qty. 1, BRM-MCL-42 | 6 |  | No | Racking | Vendor De-listing | 0 |  | De-Listing & Stock Qty Unavailable |  | Not Applicable
260-0723 | 260-0723 | IronRidge, BRM Module Clamp, Includes Hardware and WEEB, Fits 42.5mm-43.4mm, Qty. 1, BRM-MCL-43 | 6 |  | No | Racking | Vendor De-listing | 0 |  | De-Listing & Stock Qty Unavailable |  | Not Applicable
260-0724 | 260-0724 | S-5!, Snow retention mounting, S-5-A SF Clamp | 20 |  | No | Racking | Soligent De-listing | 0 |  | De-Listing & Stock Qty Unavailable |  | Not Applicable
260-0725 | 260-0725 | S-5!, Snow retention mounting, use one per 50' of assembly, uses 8/32 set screw to prevent lateral movement, S-5-AE | 4 |  | No | Racking | Soligent De-listing | 0 |  | De-Listing & Stock Qty Unavailable |  | Not Applicable
260-0727 | 260-0727 | S-5!, Clamp, ProteaBracket, for metal trapezoidal rib, includes L-flange, bolt, washer and 4 x Self-Tap SS screws, ProteaBracket | 16.16 |  | No | Racking | Vendor De-listing | 8.24 |  | De-Listing & Stock Qty Unavailable |  | Not Applicable
260-0728 | 260-0728 | IronRidge, Grounding Mid Clamp, with 2.00" T-Bolt, Clear, (31.0-34.8mm), UL 2703, Qty. 4, RS-GD-MCL-200 | 15 |  | No | Racking | Vendor De-listing | 0 |  | De-Listing & Stock Qty Unavailable |  | Not Applicable
260-0729 | 260-0729 | IronRidge, Grounding Mid Clamp, with 2.25" T-Bolt, Clear, (34.8-41.0mm), UL 2703, Qty. 4, RS-GD-MCL-225 | 11.2 |  | No | Racking | Vendor De-listing | 5.71 |  | De-Listing & Stock Qty Unavailable |  | Not Applicable
260-0730 | 260-0730 | IronRidge, Grounding Mid Clamp, with 2.50" T-Bolt, Clear, (41.1-47.0mm), UL 2703, Qty. 4, RS-GD-MCL-250 | 15 |  | No | Racking | Vendor De-listing | 0 |  | De-Listing & Stock Qty Unavailable |  | Not Applicable
260-0731 | 260-0731 | IronRidge, Grounding Mid Clamp, with 2.75" T-Bolt, Clear, (46.7-51.1mm), UL 2703, Qty. 4, RS-GD-MCL-275 | 6.53 |  | No | Racking | Vendor De-listing | 0 |  | De-Listing & Stock Qty Unavailable |  | Not Applicable
260-0732 | 260-0732 | IronRidge, Grounding Mid Clamp, with 2.00" T-Bolt, Black, (31.0-34.8mm), UL 2703, Qty. 4, RS-GD-MCL-200B | 16 |  | No | Racking | Vendor De-listing | 0 |  | De-Listing & Stock Qty Unavailable |  | Not Applicable
260-0733 | 260-0733 | IronRidge, Grounding Mid Clamp, with 2.25" T-Bolt, Black, (34.8-41.0mm), UL 2703, Qty. 4, RS-GD-MCL-225B | 16 |  | No | Racking | Vendor De-listing | 0 |  | De-Listing & Stock Qty Unavailable |  | Not Applicable
260-0734 | 260-0734 | IronRidge, Grounding Mid Clamp, with 2.50" T-Bolt, Black, (41.1-47.0mm), UL 2703, Qty. 4, RS-GD-MCL-250B | 16 |  | No | Racking | Vendor De-listing | 0 |  | De-Listing & Stock Qty Unavailable |  | Not Applicable
260-0735 | 260-0735 | IronRidge, Grounding Mid Clamp, with 2.75" T-Bolt, Black, (46.7-51.1mm), UL 2703, Qty. 4, RS-GD-MCL-275B | 16 |  | No | Racking | Vendor De-listing | 0 |  | De-Listing & Stock Qty Unavailable |  | Not Applicable
260-0736 | 260-0736 | IronRidge, Bonding Strap, for Rail Splice, Clear, UL 2703, Qty. 2, RS-GDST-001 | 19 |  | No | Racking | Vendor De-listing | 0 |  | De-Listing & Stock Qty Unavailable |  | Not Applicable
260-0737 | 260-0737 | IronRidge, Bonding Strap Expansion Joint, for Rail Splice, Clear, UL 2703, Qty. 1, RS-GDXP-001 | 12.05 |  | No | Racking | Vendor De-listing | 0 |  | De-Listing & Stock Qty Unavailable |  | Not Applicable
260-0738 | 260-0738 | ProSolar, Flashing Template for FastJack E-Series, TEMP-FJE | 30 |  | No | Racking | Soligent De-listing | 0 |  | De-Listing & Stock Qty Unavailable |  | Not Applicable
260-0739 | 260-0739 | EJOT, Solar Hook for tile roofs, front mount, use with all racking systems, aluminum, with (2) SS #14 6mm wood screws and E22 sealing washers, 9999215006, Qty. 1, ÊEJ00000002 | 15.88 |  | No | Racking | Soligent De-listing | 14.62 |  | De-Listing & Stock Qty Unavailable |  | Not Applicable
260-0740 | 260-0740 | S-5!, Clamp, Size K Grip, fits KlipRib and other bulb snap-together seams, requires insert sold separately, S-5-K Grip | 7.83 |  | No | Racking | Shippable | 7.39 |  | Shippable but Stock Qty Unavailable | USSSP110-1129 | Already Listed
260-0741 | 260-0741 | S-5!, Insert for S-5-K Grip clamp, fits KlipRib and other bulb snap-together seams, S-5-GX 10 Insert | 2.25 |  | No | Racking | Shippable | 2.13 |  | Shippable but Stock Qty Unavailable | USSSP110-1130 | Already Listed
260-0742 | 260-0742 | EJOT, Solar Hook for tile roofs, top mount, aluminum, with (2) SS #14 6mm wood screws and E22 sealing washers, 9999215007 , Qty. 1, ÊEJ00000003 | 32 |  | No | Racking | Soligent De-listing | 0 |  | De-Listing & Stock Qty Unavailable |  | Not Applicable
260-0743 | 260-0743 | S-5!, Clamp, Size R465, with opposing set screws, for Zambelli RIB-ROOF 465, McElroy Metal's Mirage II, and Rib Roof Metal Systems' Rib Roof, S-5-R465 | 9.45 |  | No | Racking | Shippable | 8.74 |  | Shippable but Stock Qty Unavailable |  | Not Applicable
260-0744 | 260-0744 | EJOT, DONOTUSE INVENTORY ITEM, Custom Quote, Pre-assembled Hanger Bolt and Storm Washer, Requires Quote/Consultation from ATF/EJOT, Enter Quote Number and Custom Price | 0 |  | No | Racking | Soligent De-listing | 0 |  | Not Applicable |  | Not Applicable
260-0745 | 260-0745 | S-5!, KHD Clamp, geared for snow retention systems and other heavy duty applications, Qty. 1 (must order in minimum box quantity of 35), S-5-KHD | 30 |  | No | Racking | Soligent De-listing | 0 |  | De-Listing & Stock Qty Unavailable |  | Not Applicable
260-0746 | 260-0746 | MSI, Roof Hook Universal - Side Mount, Mill finish, Qty. 1, 805-0072 | 22 |  | No | Racking | Soligent De-listing | 0 |  | De-Listing & Stock Qty Unavailable |  | Not Applicable
260-0747 | 260-0747 | MSI, A+, Mid-Clamp CS 38-50mm w/ set screw, Mill finish, Qty. 1, 700-0091 | 5 |  | No | Racking | Soligent De-listing | 0 |  | De-Listing & Stock Qty Unavailable |  | Not Applicable
260-0748 | 260-0748 | MSI, A+, Mid-Clamp 28-40mm w/ set screw, BLACK, Qty. 1, 700-0088 | 8.43 |  | No | Racking | Soligent De-listing | 0 |  | De-Listing & Stock Qty Unavailable |  | Not Applicable
260-0749 | 260-0749 | MSI, A+, End-Clamp CS 31mm, BLACK, Qty. 1, 702-0212 | 4 |  | No | Racking | Soligent De-listing | 0 |  | De-Listing & Stock Qty Unavailable |  | Not Applicable
260-0750 | 260-0750 | MSI, A+, End-Clamp CS 35mm, BLACK, Qty. 1, 702-0214 | 5 |  | No | Racking | Soligent De-listing | 0 |  | De-Listing & Stock Qty Unavailable |  | Not Applicable
260-0751 | 260-0751 | MSI, Roof Hook for Flat Tile - Top Mount, Mill finish, Qty. 1, 805-0018 | 12 |  | No | Racking | Soligent De-listing | 0 |  | De-Listing & Stock Qty Unavailable |  | Not Applicable
260-0752 | 260-0752 | MSI, Tau, Mid-clamp 41-45mm, Qty. 1, Mill Finish, 700-0019 | 2 |  | No | Racking | Soligent De-listing | 0 |  | De-Listing & Stock Qty Unavailable |  | Not Applicable
260-0753 | 260-0753 | MSI, Tau, Side clip, 50 pack, 720-0860 | 70 |  | No | Racking | Soligent De-listing | 0 |  | De-Listing & Stock Qty Unavailable |  | Not Applicable
260-0754 | 260-0754 | MSI, Suntop, End-clamp, 45mm, single, 702-0131 | 2 |  | No | Racking | Soligent De-listing | 0 |  | De-Listing & Stock Qty Unavailable |  | Not Applicable
260-0755 | 260-0755 | MSI, Roof Hook for Spanish Tile - Side Mount, Mill finish, Qty. 1, 805-0010 | 13 |  | No | Racking | Soligent De-listing | 0 |  | De-Listing & Stock Qty Unavailable |  | Not Applicable
260-0756 | 260-0756 | MSI, A+ End-Clamp CS 40mm, BLACK, Qty. 1, 702-0216 | 4 |  | No | Racking | Soligent De-listing | 0 |  | De-Listing & Stock Qty Unavailable |  | Not Applicable
260-0757 | 260-0757 | MSI, A+ End-Clamp CS 40mm, Mill finish, Qty. 1, 702-0207 | 2 |  | No | Racking | Soligent De-listing | 0 |  | De-Listing & Stock Qty Unavailable |  | Not Applicable
260-0758 | 260-0758 | S-5!, Clamp, Size Q, fits metal roof with large round Bulb seam up to 29 mm, S-5-Q | 11.91 |  | No | Racking | Shippable | 11.24 |  | Shippable but Stock Qty Unavailable |  | Not Applicable
260-0759 | 260-0759 | S-5!, Insert for S-5-K Grip clamp, fits Klip-Lok and other ROW bulb snap-together seams, S-5-GX 50 Insert | 5 |  | No | Racking | Vendor De-listing | 0 |  | De-Listing & Stock Qty Unavailable |  | Not Applicable
260-0760 : 260-0760 : 260-0760 : 260-0760_U | 260-0760 : 260-0760 : 260-0760_U | UniRac, SolarMount End Clamp, B, Preassembled, 30mm - 32mm, 2.00" Bolt, Clear, Qty. 1,302021C | 2.35 |  | No | Racking | Shippable | 2.21 |  | Shippable but Stock Qty Unavailable |  | Not Applicable
260-0761 : 260-0761 : 260-0761 : 260-0761_U | 260-0761 : 260-0761 : 260-0761_U | UniRac, SolarMount End Clamp, B, Preassembled, 30mm - 32mm, 2.00" Bolt, Dark, Qty. 1, 302021D | 2.66 |  | No | Racking | Shippable | 2.51 |  | Shippable but Stock Qty Unavailable |  | Not Applicable
260-0762 : 260-0762 : 260-0762 : 260-0762_U | 260-0762 : 260-0762 : 260-0762_U | UniRac, SolarMount End Clamp, C, Preassembled, 33mm - 36mm, 2.00" Bolt, Clear, Qty. 1,302022C | 2.35 |  | No | Racking | Shippable | 2.21 |  | Shippable but Stock Qty Unavailable |  | Not Applicable
260-0763 : 260-0763 : 260-0763 : 260-0763_U | 260-0763 : 260-0763 : 260-0763_U | UniRac, SolarMount End Clamp, C, Preassembled, 33mm - 36mm, 2.00" Bolt, Dark, Qty. 1, 302022D | 2.66 |  | No | Racking | Shippable | 2.51 |  | Shippable but Stock Qty Unavailable |  | Not Applicable
260-0764 : 260-0764 : 260-0764 : 260-0764_U | 260-0764 : 260-0764 : 260-0764_U | UniRac, SolarMount End Clamp, D, Preassembled, 38MM - 40MM, 2.25" Bolt, Clear, Qty. 1 ,302023C | 2.35 |  | No | Racking | Shippable | 2.21 |  | Shippable but Stock Qty Unavailable |  | Not Applicable
260-0765 : 260-0765 : 260-0765 : 260-0765_U | 260-0765 : 260-0765 : 260-0765_U | UniRac, SolarMount End Clamp, D, Preassembled, 38MM - 40MM, 2.25" Bolt, Dark, Qty. 1, 302023D | 2.66 |  | No | Racking | Shippable | 2.51 |  | Shippable but Stock Qty Unavailable |  | Not Applicable
260-0766 : 260-0766 : 260-0766 : 260-0766_U | 260-0766 : 260-0766 : 260-0766_U | UniRac, SolarMount End Clamp, E, Preassembled, 50MM - 52MM, 2.50" Bolt, Clear, Qty. 1 ,302024C | 2.35 |  | No | Racking | Shippable | 2.21 |  | Shippable but Stock Qty Unavailable |  | Not Applicable
260-0767 | 260-0767 | UniRac, SolarMount End Clamp, E, Preassembled, 50MM - 52MM, 2.50" Bolt, Dark, Qty. 1, 302024D | 2.8 |  | No | Racking | Vendor De-listing | 1.43 |  | De-Listing & Stock Qty Unavailable |  | Not Applicable
260-0768 : 260-0768 : 260-0768 : 260-0768_U | 260-0768 : 260-0768 : 260-0768_U | UniRac, SolarMount End Clamp, F, Preassembled, 45MM - 47MM, 2.50" Bolt, Clear, Qty. 1 ,302025C | 2.35 |  | No | Racking | Shippable | 2.21 |  | Shippable but Stock Qty Unavailable |  | Not Applicable
260-0769 : 260-0769 : 260-0769 : 260-0769_U | 260-0769 : 260-0769 : 260-0769_U | UniRac, SolarMount End Clamp, F, Preassembled, 45MM - 47MM, 2.50" Bolt, Dark, Qty. 1, 302025D | 2.66 |  | No | Racking | Shippable | 2.51 |  | Shippable but Stock Qty Unavailable |  | Not Applicable
260-0770 : 260-0770 : 260-0770 : 260-0770_U | 260-0770 : 260-0770 : 260-0770_U | UniRac, SolarMount End Clamp, K, Preassembled, 39MM - 41MM, 2.25" Bolt, Clear, Qty. 1 ,302026C | 2.35 |  | No | Racking | Shippable | 2.21 |  | Shippable but Stock Qty Unavailable |  | Not Applicable
260-0771 : 260-0771 : 260-0771 : 260-0771_U | 260-0771 : 260-0771 : 260-0771_U | UniRac, SolarMount End Clamp, K, Preassembled, 39MM - 41MM, 2.25" Bolt, Dark, Qty. 1, 302026D | 2.66 |  | No | Racking | Shippable | 2.51 |  | Shippable but Stock Qty Unavailable |  | Not Applicable
260-0772 : 260-0772 : 260-0772 : 260-0772_U | 260-0772 : 260-0772 : 260-0772_U | UniRac, SolarMount Mid Clamp, B-C, 30mm-36mm, Preassembled Integrated Bonding, Clear SS, Qty. 1 , 302027C | 2.75 |  | No | Racking | Shippable | 2.6 |  | Shippable but Stock Qty Unavailable |  | Not Applicable
260-0773 : 260-0773 : 260-0773 : 260-0773_U | 260-0773 : 260-0773 : 260-0773_U | UniRac, SolarMount Mid Clamp, B-C, 30mm-36mm, Preassembled Integrated Bonding, Dark SS, Qty. 1, 302027D | 3.31 |  | No | Racking | Shippable | 3.12 |  | Shippable but Stock Qty Unavailable |  | Not Applicable
260-0774 : 260-0774 : 260-0774 : 260-0774_U | 260-0774 : 260-0774 : 260-0774_U | UniRac, SolarMount Mid Clamp, E-F, 45mm-52mm, Preassembled Integrated Bonding, Clear SS, Qty. 1, 302028C | 2.75 |  | No | Racking | Shippable | 2.6 |  | Shippable but Stock Qty Unavailable |  | Not Applicable
260-0775 : 260-0775 : 260-0775 : 260-0775_U | 260-0775 : 260-0775 : 260-0775_U | UniRac, SolarMount Mid Clamp, E-F, 45mm-52mm, Preassembled Integrated Bonding, Dark SS, Qty. 1, 302028D | 3.31 |  | No | Racking | Shippable | 3.12 |  | Shippable but Stock Qty Unavailable |  | Not Applicable
260-0776 : 260-0776 : 260-0776 : 260-0776_U | 260-0776 : 260-0776 : 260-0776_U | UniRac, SolarMount Mid Clamp, D-K, 38mm-41mm, Preassembled Integrated Bonding, Clear SS, Qty. 1, 302029C | 2.75 |  | No | Racking | Shippable | 2.6 |  | Shippable but Stock Qty Unavailable |  | Not Applicable
260-0777 : 260-0777 : 260-0777 : 260-0777_U | 260-0777 : 260-0777 : 260-0777_U | UniRac, SolarMount Mid Clamp, D-K, 38mm-41mm, Preassembled Integrated Bonding, Dark SS, Qty. 1, 302029D | 3.31 |  | No | Racking | Shippable | 3.12 |  | Shippable but Stock Qty Unavailable |  | Not Applicable
260-0778 | 260-0778 | EJOT, Custom Quote, (NOT for Hanger bolt- Use #260-0698 ) Enter Quote Number and Custom Price | 0 |  | No | Racking | Soligent De-listing | 0 |  | Not Applicable |  | Not Applicable
260-0779 | 260-0779 | S-5!, Clamp, Size N, Mini, fits 1.5" nail strip metal roof profiles including triangle type profiles, S-5-N Mini 1.5 | 4.29 |  | No | Racking | Vendor De-listing | 4.03 |  | De-Listing & Stock Qty Unavailable |  | Not Applicable
260-0782 | 260-0782 | IronRidge, End Clamp, L, 1.30", 33mm, Clear, Qty. 4, 29-7000-130 | 13.15 |  | No | Racking | Vendor De-listing | 0 |  | De-Listing & Stock Qty Unavailable |  | Not Applicable
260-0783 | 260-0783 | IronRidge, End Clamp, L, 1.30", 33mm, Black, Qty. 4, 29-7000-130B | 15 |  | No | Racking | Vendor De-listing | 0 |  | De-Listing & Stock Qty Unavailable |  | Not Applicable
260-0784 | 260-0784 | ProSolar, End Clamp 1.293"-1.332" (32.9mm-33.5mm), Clear, Qty. 1, C1298EC-1 | 4.04 |  | No | Racking | Vendor De-listing | 0 |  | De-Listing & Stock Qty Unavailable |  | Not Applicable
260-0785 | 260-0785 | ProSolar, End Clamp 1.293"-1.332" (32.9mm-33.5mm), Black, Qty. 1, C1298EC-1B | 4.49 |  | No | Racking | Vendor De-listing | 0 |  | De-Listing & Stock Qty Unavailable |  | Not Applicable
260-0787 | 260-0787 | S-5!, Clamp, CorruBracket Mini mount for corrugated metal roofs,with butyl pad, (2) 10.41mm mounting holes and (1) M8-1.25 Threaded hole, Bolts and fasteners not included, CorruBracket 100T Mini | 3.35 |  | No | Racking | Soligent De-listing | 3.16 |  | De-Listing & Stock Qty Unavailable |  | Not Applicable
260-0788 | 260-0788 | S-5!, Clamp, Size H, Mini, fits metal roof profiles with Horizontal seam, S-5-H Mini | 8.53 |  | No | Racking | Vendor De-listing | 0 |  | De-Listing & Stock Qty Unavailable |  | Not Applicable
260-0790 | 260-0790 | S-5!, Clamp, RibBracket Mini mount for trapezoidal corrugated metal roofs, mount directly into the crest, with EPDM rubber gasket seal, (2) 8mm thru holes & (1) slotted .4" x 1.25" hole, attachment fasteners not included, RibBracket Mini | 14.62 |  | No | Racking | Vendor De-listing | 0 |  | De-Listing & Stock Qty Unavailable |  | Not Applicable
260-0791 : 260-0791 : 260-0791 : 260-0791_U | 260-0791 : 260-0791 : 260-0791_U | ProSolar, End Clamp, 1.205"-1.30" (30.7mm-32mm), Includes (1) non-bonding Channel Nut and hardware, Clear, Qty. 1, C1210EC-1-G | 2.77 |  | No | Racking | Shippable | 2.61 |  | Shippable but Stock Qty Unavailable |  | Not Applicable
260-0792 : 260-0792 : 260-0792 : 260-0792_U | 260-0792 : 260-0792 : 260-0792_U | ProSolar, End Clamp, 1.205"-1.30" (30.7mm-32mm), Includes (1) non-bonding Channel Nut and hardware, Black, Qty. 1, C1210EC-1B-G | 2.97 |  | No | Racking | Shippable | 2.8 |  | Shippable but Stock Qty Unavailable |  | Not Applicable
260-0793 : 260-0793 : 260-0793 : 260-0793_U | 260-0793 : 260-0793 : 260-0793_U | ProSolar, End Clamp, 1.293-1.318" (32.8mm-33.4mm), Includes (1) non-bonding Channel Nut and hardware, Clear, Qty. 1, C1298EC-1-G | 2.77 |  | No | Racking | Shippable | 2.61 |  | Shippable but Stock Qty Unavailable |  | Not Applicable
260-0794 | 260-0794 | ProSolar, End Clamp, 1.293-1.318" (32.8mm-33.4mm), Includes (1) non-bonding Channel Nut and hardware, Black, Qty. 1, C1298EC-1B-G | 2.97 |  | No | Racking | Shippable | 2.8 |  | Shippable but Stock Qty Unavailable |  | Not Applicable
260-0794 : 260-0794 : 260-0794 : 260-0794_U | 260-0794 : 260-0794 : 260-0794_U | ProSolar, End Clamp, 1.293-1.318" (32.8mm-33.4mm), Includes (1) non-bonding Channel Nut and hardware, Black, Qty. 1, C1298EC-1B-G | 2.97 |  | No | Racking | Shippable | 2.8 |  | Shippable but Stock Qty Unavailable |  | Not Applicable
260-0795 : 260-0795 : 260-0795 : 260-0795_U | 260-0795 : 260-0795 : 260-0795_U | ProSolar, End Clamp, 1.353"-1.378" (34.4mm-35.0mm), Includes (1) non-bonding Channel Nut and hardware, Clear, Qty. 1, C1358EC-1-G | 2.77 |  | No | Racking | Shippable | 2.61 |  | Shippable but Stock Qty Unavailable |  | Not Applicable
260-0796 : 260-0796 : 260-0796 : 260-0796_U | 260-0796 : 260-0796 : 260-0796_U | ProSolar, End Clamp, 1.353"-1.378" (34.4mm-35.0mm), Includes (1) non-bonding Channel Nut and hardware, Black, Qty. 1, C1358EC-1B-G | 2.97 |  | No | Racking | Shippable | 2.8 |  | Shippable but Stock Qty Unavailable |  | Not Applicable
260-0797 : 260-0797 : 260-0797 : 260-0797_U | 260-0797 : 260-0797 : 260-0797_U | ProSolar, End Clamp, 1.391"-1.416" (35.4mm-35.9mm), Includes (1) non-bonding Channel Nut and hardware, Clear, Qty. 1, C1396EC-1-G | 2.77 |  | No | Racking | Shippable | 2.61 |  | Shippable but Stock Qty Unavailable |  | Not Applicable
260-0798 | 260-0798 | ProSolar, End Clamp, 1.391"-1.416" (35.4mm-35.9mm), Includes (1) non-bonding Channel Nut and hardware, Black, Qty. 1, C1396EC-1B-G | 2.02 |  | No | Racking | Soligent De-listing | 1.89 |  | De-Listing & Stock Qty Unavailable |  | Not Applicable
260-0798 : 260-0798 : 260-0798_U | 260-0798 : 260-0798_U | ProSolar, End Clamp, 1.391"-1.416" (35.4mm-35.9mm), Includes (1) non-bonding Channel Nut and hardware, Black, Qty. 1, C1396EC-1B-G | 2.02 |  | No | Racking | Soligent De-listing | 1.89 |  | De-Listing & Stock Qty Unavailable |  | Not Applicable
260-0799 : 260-0799 : 260-0799 : 260-0799_U | 260-0799 : 260-0799 : 260-0799_U | ProSolar, End Clamp, 1.481"-1.520" (37.7mm-38.6mm), Includes (1) non-bonding Channel Nut and hardware, Clear, Qty. 1, C1486EC-1-G | 2.77 |  | No | Racking | Shippable | 2.61 |  | Shippable but Stock Qty Unavailable |  | Not Applicable
260-0800 : 260-0800 : 260-0800 : 260-0800_U | 260-0800 : 260-0800 : 260-0800_U | ProSolar, End Clamp, 1.481"-1.520" (37.7mm-38.6mm), Includes (1) non-bonding Channel Nut and hardware, Black, Qty. 1, C1486EC-1B-G | 2.97 |  | No | Racking | Shippable | 2.8 |  | Shippable but Stock Qty Unavailable |  | Not Applicable
260-0801 : 260-0801 : 260-0801 : 260-0801_U | 260-0801 : 260-0801 : 260-0801_U | ProSolar, End Clamp, 1.567"-1.592" (39.9mm-40.4mm), Includes (1) non-bonding Channel Nut and hardware, Clear, Qty. 1, C1572EC-1-G | 2.77 |  | No | Racking | Shippable | 2.61 |  | Shippable but Stock Qty Unavailable |  | Not Applicable
260-0802 : 260-0802 : 260-0802 : 260-0802_U | 260-0802 : 260-0802 : 260-0802_U | ProSolar, End Clamp, 1.567"-1.592" (39.9mm-40.4mm), Includes (1) non-bonding Channel Nut and hardware, Black, Qty. 1, C1572EC-1B-G | 2.97 |  | No | Racking | Shippable | 2.8 |  | Shippable but Stock Qty Unavailable |  | Not Applicable
260-0803 : 260-0803 : 260-0803 : 260-0803_U | 260-0803 : 260-0803 : 260-0803_U | ProSolar, End Clamp, 1.601"-1.626" (40.7mm-41.3mm), Includes (1) non-bonding Channel Nut and hardware, Clear, Qty. 1, C1606EC-1-G | 2.77 |  | No | Racking | Shippable | 2.61 |  | Shippable but Stock Qty Unavailable |  | Not Applicable
260-0804 | 260-0804 | ProSolar, End Clamp, 1.655"-1.680" (42.0mm-42.6mm), Includes (1) non-bonding Channel Nut and hardware, Clear, Qty. 1, C1660EC-1-G | 4.86 |  | No | Racking | Vendor De-listing | 0 |  | De-Listing & Stock Qty Unavailable |  | Not Applicable
260-0805 | 260-0805 | ProSolar, End Clamp, 1.655"-1.680" (42.0mm-42.6mm), Includes (1) non-bonding Channel Nut and hardware, Black, Qty. 1, C1660EC-1B-G | 5.3 |  | No | Racking | Soligent De-listing | 0 |  | De-Listing & Stock Qty Unavailable |  | Not Applicable
260-0806 | 260-0806 | ProSolar, End Clamp, 1.685"-1.710" (42.8mm-43.4mm), Includes (1) non-bonding Channel Nut and hardware, Clear, Qty. 1, C1707EC-1-G | 2.68 |  | No | Racking | Vendor De-listing | 2.53 |  | De-Listing & Stock Qty Unavailable |  | Not Applicable
260-0807 | 260-0807 | ProSolar, End Clamp, 1.685"-1.710" (42.8mm-43.4mm), Includes (1) non-bonding Channel Nut and hardware, Black, Qty. 1, C1707EC-1B-G | 2.7 |  | No | Racking | Vendor De-listing | 2.55 |  | De-Listing & Stock Qty Unavailable |  | Not Applicable
260-0808 : 260-0808 : 260-0808 : 260-0808_U | 260-0808 : 260-0808 : 260-0808_U | ProSolar, End Clamp, 1.757"-1.782" (44.7mm-45.2mm), Includes (1) non-bonding Channel Nut and hardware, Clear, Qty. 1, C1762EC-1-G | 2.77 |  | No | Racking | Shippable | 2.61 |  | Shippable but Stock Qty Unavailable |  | Not Applicable
260-0809 | 260-0809 | ProSolar, End Clamp, 1.757"-1.782" (44.7mm-45.2mm), Includes (1) non-bonding Channel Nut and hardware, Black, Qty. 1, C1762EC-1B-G | 5.3 |  | No | Racking | Soligent De-listing | 0 |  | De-Listing & Stock Qty Unavailable |  | Not Applicable
260-0810 : 260-0810 : 260-0810 : 260-0810_U | 260-0810 : 260-0810 : 260-0810_U | ProSolar, End Clamp, 1.805"-1.830" (45.9mm-46.4mm), Includes (1) non-bonding Channel Nut and hardware, Clear, Qty. 1, C1810EC-1-G | 2.77 |  | No | Racking | Shippable | 2.61 |  | Shippable but Stock Qty Unavailable |  | Not Applicable
260-0811 : 260-0811 : 260-0811 : 260-0811 : 260-0811_U | 260-0811 : 260-0811 : 260-0811 : 260-0811_U | ProSolar, End Clamp, 1.805"-1.830" (45.9mm-46.4mm), Includes (1) non-bonding Channel Nut and hardware, Black, Qty. 1, C1810EC-1B-G | 2.97 |  | No | Racking | Shippable | 2.8 |  | Shippable but Stock Qty Unavailable |  | Not Applicable
260-0812 : 260-0812 : 260-0812 : 260-0812_U | 260-0812 : 260-0812 : 260-0812_U | ProSolar, End Clamp, 1.963"-1.988" (49.9mm-50.4mm), Includes (1) non-bonding Channel Nut and hardware, Clear, Qty. 1, C1968EC-1-G | 2.77 |  | No | Racking | Shippable | 2.61 |  | Shippable but Stock Qty Unavailable |  | Not Applicable
260-0813 | 260-0813 | ProSolar, End Clamp, 1.963"-1.988" (49.9mm-50.4mm), Includes (1) non-bonding Channel Nut and hardware, Black, Qty. 1, C1968EC-1B-G | 2.06 |  | No | Racking | Vendor De-listing | 1.88 |  | De-Listing & Stock Qty Unavailable |  | Not Applicable
260-0814 : 260-0814 : 260-0814 : 260-0814_U | 260-0814 : 260-0814 : 260-0814_U | ProSolar, Mid Clamp, 1.175 – 1.3" (29.9mm to 32mm), Includes (1) Channel Nut with grounding buss bar, lock washer and hardware, Clear, Qty. 1, C200IMC-1-G | 2.77 |  | No | Racking | Shippable | 2.61 |  | Shippable but Stock Qty Unavailable |  | Not Applicable
260-0815 : 260-0815 : 260-0815 : 260-0815_U | 260-0815 : 260-0815 : 260-0815_U | ProSolar, Mid Clamp, 1.175 – 1.3" (29.9mm to 32mm), Includes (1) Channel Nut with grounding buss bar, lock washer and hardware, Black, Qty. 1, C200IMC-1B-G | 2.97 |  | No | Racking | Shippable | 2.8 |  | Shippable but Stock Qty Unavailable |  | Not Applicable
260-0816 : 260-0816 : 260-0816 : 260-0816_U | 260-0816 : 260-0816 : 260-0816_U | ProSolar, Mid Clamp, 2.25" (32.8mm-41.3mm), Includes (1) Channel Nut with grounding buss bar, lock washer and hardware, Clear, Qty. 1, C225IMC-1-G | 2.77 |  | No | Racking | Shippable | 2.61 |  | Shippable but Stock Qty Unavailable |  | Not Applicable
260-0817 : 260-0817 : 260-0817 : 260-0817_U | 260-0817 : 260-0817 : 260-0817_U | ProSolar, Mid Clamp, 2.25" (32.8mm-41.3mm), Includes (1) Channel Nut with grounding buss bar, lock washer and hardware, Black, Qty. 1, C225IMC-1B-G | 2.97 |  | No | Racking | Shippable | 2.8 |  | Shippable but Stock Qty Unavailable |  | Not Applicable
260-0818 : 260-0818 : 260-0818 : 260-0818_U | 260-0818 : 260-0818 : 260-0818_U | ProSolar, Mid Clamp, 2.50" (42.0mm to 46.4mm), Includes (1) Channel Nut with grounding buss bar, lock washer and hardware, Clear, Qty. 1, C250IMC-1-G | 2.77 |  | No | Racking | Shippable | 2.61 |  | Shippable but Stock Qty Unavailable |  | Not Applicable
260-0819 : 260-0819 : 260-0819 : 260-0819_U | 260-0819 : 260-0819 : 260-0819_U | ProSolar, Mid Clamp, 2.50" (42.0mm to 46.4mm), Includes (1) Channel Nut with grounding buss bar, lock washer and hardware, Black, Qty. 1, C250IMC-1B-G | 2.97 |  | No | Racking | Shippable | 2.8 |  | Shippable but Stock Qty Unavailable |  | Not Applicable
260-0820 : 260-0820 : 260-0820 : 260-0820_U | 260-0820 : 260-0820 : 260-0820_U | ProSolar, Mid Clamp, 2.75" (49.9mm to 50.4mm), Includes (1) Channel Nut with grounding buss bar, lock washer and hardware, Clear, Qty. 1, C275IMC-1-G | 2.77 |  | No | Racking | Shippable | 2.61 |  | Shippable but Stock Qty Unavailable |  | Not Applicable
260-0821 : 260-0821 : 260-0821 : 260-0821_U | 260-0821 : 260-0821 : 260-0821_U | ProSolar, Mid Clamp, 2.75" (49.9mm to 50.4mm), Includes (1) Channel Nut with grounding buss bar, lock washer and hardware, Black, Qty. 1, C275IMC-1B-G | 2.97 |  | No | Racking | Shippable | 2.8 |  | Shippable but Stock Qty Unavailable |  | Not Applicable
260-0823 | 260-0823 | IronRidge, End Clamp, M, 1.50", 38.1mm, Black, Qty. 4, 29-7000-150B | 15 |  | No | Racking | Vendor De-listing | 0 |  | De-Listing & Stock Qty Unavailable |  | Not Applicable
260-0825 | 260-0825 | ProSolar, Mid Clamp, 2.25" (34.4mm-41.3mm), self-bonding, Includes Channel Nuts with grounding buss bar, lock washer, No bolts, Clear, Box of 24, C225IMC-24 CUSTOM | 47.55 |  | No | Racking | Vendor De-listing | 44.87 |  | De-Listing & Stock Qty Unavailable |  | Not Applicable
260-0826 | 260-0826 | ProSolar, End Clamp, 1.353"-1.378" (34.4mm-35.0mm), Includes non-bonding Channel Nuts, washer, No bolts, Clear, Box of 24, C1358EC-24 CUSTOM | 50.2 |  | No | Racking | Vendor De-listing | 47.37 |  | De-Listing & Stock Qty Unavailable |  | Not Applicable
260-0827 | 260-0827 | IronRidge, Universal Bonding Module Clamp, Clear, Qty. 4, UFO-CL-001 | 7.16 |  | No | Racking | Vendor De-listing | 0 |  | De-Listing & Stock Qty Unavailable |  | Not Applicable
260-0828 | 260-0828 | IronRidge, Universal Bonding Module Clamp, Black, Qty. 4, UFO-CL-001-B | 7.69 |  | No | Racking | Soligent De-listing | 0 |  | De-Listing & Stock Qty Unavailable |  | Not Applicable
260-0829 | 260-0829 | IronRidge, Stopper Sleeve, 32mm, Clear, Qty. 4, UFO-STP-32MM | 1.84 |  | No | Racking | Soligent De-listing | 0 |  | De-Listing & Stock Qty Unavailable |  | Not Applicable
260-0830 | 260-0830 | IronRidge, Stopper Sleeve, 33mm, Clear, Qty. 4, UFO-STP-33MM | 1.6 |  | No | Racking | Soligent De-listing | 0.81 |  | De-Listing & Stock Qty Unavailable |  | Not Applicable
260-0831 | 260-0831 | IronRidge, Stopper Sleeve, 35mm, Clear, Qty. 4, UFO-STP-35MM | 1.6 |  | No | Racking | Soligent De-listing | 0 |  | De-Listing & Stock Qty Unavailable |  | Not Applicable
260-0832 | 260-0832 | IronRidge, Stopper Sleeve, 38mm, Clear, Qty. 4, UFO-STP-38MM | 1.02 |  | No | Racking | Soligent De-listing | 0 |  | De-Listing & Stock Qty Unavailable |  | Not Applicable
260-0833 | 260-0833 | IronRidge, Stopper Sleeve, 40mm, Clear, Qty. 4, UFO-STP-40MM | 1.02 |  | No | Racking | Soligent De-listing | 0 |  | De-Listing & Stock Qty Unavailable |  | Not Applicable
260-0834 | 260-0834 | IronRidge, Stopper Sleeve, 46mm, Clear, Qty. 4, UFO-STP-46MM | 1.02 |  | No | Racking | Soligent De-listing | 0 |  | De-Listing & Stock Qty Unavailable |  | Not Applicable
260-0835 | 260-0835 | IronRidge, Stopper Sleeve, 32mm, Black, Qty. 4, UFO-STP-32MM-B | 1.8 |  | No | Racking | Soligent De-listing | 0 |  | De-Listing & Stock Qty Unavailable |  | Not Applicable
260-0836 | 260-0836 | IronRidge, Stopper Sleeve, 33mm, Black, Qty. 4, UFO-STP-33MM-B | 1.8 |  | No | Racking | Soligent De-listing | 0 |  | De-Listing & Stock Qty Unavailable |  | Not Applicable
260-0837 | 260-0837 | IronRidge, Stopper Sleeve, 35mm, Black, Qty. 4, UFO-STP-35MM-B | 1.16 |  | No | Racking | Soligent De-listing | 0 |  | De-Listing & Stock Qty Unavailable |  | Not Applicable
260-0838 | 260-0838 | IronRidge, Stopper Sleeve, 38mm, Black, Qty. 4, UFO-STP-38MM-B | 2.08 |  | No | Racking | Soligent De-listing | 0 |  | De-Listing & Stock Qty Unavailable |  | Not Applicable
260-0839 | 260-0839 | IronRidge, Stopper Sleeve, 40mm, Black, Qty. 4, UFO-STP-40MM-B | 1.99 |  | No | Racking | Soligent De-listing | 0 |  | De-Listing & Stock Qty Unavailable |  | Not Applicable
260-0840 | 260-0840 | IronRidge, Stopper Sleeve, 46mm, Black, Qty. 4, UFO-STP-46MM-B | 2.08 |  | No | Racking | Soligent De-listing | 0 |  | De-Listing & Stock Qty Unavailable |  | Not Applicable
260-0842 | 260-0842 | MSI, A+, Universal End Clamp, 31-40mm, Black, Qty. 1, 702-0228 | 6 |  | No | Racking | Soligent De-listing | 0 |  | De-Listing & Stock Qty Unavailable |  | Not Applicable
260-0843 | 260-0843 | MSI, A+, Mid Clamp with Bonding, 31-40mm, Black, Qty. 1, 700-0103 | 6 |  | No | Racking | Soligent De-listing | 0 |  | De-Listing & Stock Qty Unavailable |  | Not Applicable
260-0844 | 260-0844 | MSI, A+, Universal End Clamp with Bonding, 31-40mm, Mill Finish, Qty. 1, 702-0238 | 4 |  | No | Racking | Soligent De-listing | 0 |  | De-Listing & Stock Qty Unavailable |  | Not Applicable
260-0845 | 260-0845 | MSI, A+, Mid Clamp with Bonding, 30-40mm, Mill Finish, Qty. 1, 700-0102 | 4 |  | No | Racking | Soligent De-listing | 0 |  | De-Listing & Stock Qty Unavailable |  | Not Applicable
260-0846 | 260-0846 | MSI, A+, Universal End Clamp with Bonding, 31-40mm, Black, Qty. 1, 702-0241 | 7 |  | No | Racking | Soligent De-listing | 0 |  | De-Listing & Stock Qty Unavailable |  | Not Applicable
260-0847 | 260-0847 | IronRidge, Stopper Sleeve, 30mm, Clear, Qty. 4, UFO-STP-30MM | 1.02 |  | No | Racking | Soligent De-listing | 0 |  | De-Listing & Stock Qty Unavailable |  | Not Applicable
260-0848 | 260-0848 | IronRidge, Stopper Sleeve, 30mm, Black, Qty. 4, UFO-STP-30MM-B | 3.99 |  | No | Racking | Vendor De-listing | 0 |  | De-Listing & Stock Qty Unavailable |  | Not Applicable
260-0849 | 260-0849 | IronRidge, Stopper Sleeve, 42mm, Clear, Qty. 4, UFO-STP-42MM | 2.99 |  | No | Racking | Vendor De-listing | 0 |  | De-Listing & Stock Qty Unavailable |  | Not Applicable
260-0850 | 260-0850 | IronRidge, Stopper Sleeve, 42mm, Black, Qty. 4, UFO-STP-42MM-B | 1.99 |  | No | Racking | Vendor De-listing | 0 |  | De-Listing & Stock Qty Unavailable |  | Not Applicable
260-0852 | 260-0852 | S-5!, Clamp, Size N, Mini, fits 1" nail strip metal roof profiles including triangle type profiles, S-5-N Mini (New) | 5.87 |  | No | Racking | Vendor De-listing | 5.54 |  | De-Listing & Stock Qty Unavailable |  | Not Applicable
260-0856 | 260-0856 | S-5!, Clamp, Size E, Mini, fits Butler roof with rolled top seam, S-5-E mini | 3.2 |  | No | Racking | Shippable | 3.16 |  | Shippable but Stock Qty Unavailable | USSSP110-1128 | Already Listed
260-0862 | 260-0862 | S-5!, Clamp, Size T, Mini, fits utility roof with T-Shaped Seam, S-5-T mini | 6.45 |  | No | Racking | Shippable | 5.94 |  | Shippable but Stock Qty Unavailable | USSSP110-1135 | Already Listed
260-0863 | 260-0863 | S-5!, Clamp, Size Z, Mini, for metal roofs with "Bulb" Seams, S-5-Z mini | 6.19 |  | No | Racking | Soligent De-listing | 5.7 |  | De-Listing & Stock Qty Unavailable |  | Not Applicable
260-0865 | 260-0865 | S-5!, Clamp, Size B, Mini, Brass Clamp, S-5-B mini | 14.11 |  | No | Racking | Soligent De-listing | 12.99 |  | De-Listing & Stock Qty Unavailable |  | Not Applicable
260-0866 | 260-0866 | UniRac, Standing Seam Clamp, Mini, 1 Set Screw, 004130M | 7.7 |  | No | Racking | Soligent De-listing | 7.09 |  | De-Listing & Stock Qty Unavailable |  | Not Applicable
260-0868 | 260-0868 | UniRac, Standing Seam Clamp, Wide, 2 Set Screws, 004132M | 9.55 |  | No | Racking | Soligent De-listing | 8.79 |  | De-Listing & Stock Qty Unavailable |  | Not Applicable
260-0869 | 260-0869 | DPW,PowerRail P6/P8/14 Mid AMP Clamp with RAD Turn Bolt, 34-40mm, Clear, Qty. 1, PA-GMC-34-40-RAD | 2.45 |  | No | Racking | Soligent De-listing | 2.26 |  | De-Listing & Stock Qty Unavailable |  | Not Applicable
260-0871 | 260-0871 | S-5!, Clamp, Size V, Mini, for Vertical-Folded Seam Profiles No Bolt, S-5-V Mini | 4.24 |  | No | Racking | Shippable | 3.64 |  | Shippable but Stock Qty Unavailable |  | Not Applicable
260-0874 | 260-0874 | UniRac, Ecolibrium, MetalX Standing Seam Clamp, Standard, 2 Set Screws, 5/16” Threaded Attachment Hole, ES10674 | 6.66 |  | No | Racking | Shippable | 6.29 |  | Shippable but Stock Qty Unavailable | USMS100-0387 | Already Listed
260-0881 | 260-0881 | UniRac, Solar-Mount Pro-Series, Universal End Clamp, with Rail End Cap, Preassembled, Qty. 1 Pack of 4, 302035M | 2.99 |  | No | Racking | Soligent De-listing | 2.82 |  | De-Listing & Stock Qty Unavailable |  | Not Applicable
260-0889 | 260-0889 | SnapNrack, 38-51mm Bonding Mid Clamp, Silver, 242-2052 | 1.99 |  | No | Racking | Shippable | 1.96 |  | Shippable but Stock Qty Unavailable |  | Not Applicable
260-0890 | 260-0890 | SnapNrack, 49-57mm Bonding Mid Clamp, Silver, 242-2056 | 1.99 |  | No | Racking | Shippable | 1.96 |  | Shippable but Stock Qty Unavailable |  | Not Applicable
260-0891 | 260-0891 | SnapNrack, 49-57mm Bonding Mid Clamp, Black, 242-2057 | 2.24 |  | No | Racking | Shippable | 2.21 |  | Shippable but Stock Qty Unavailable |  | Not Applicable
260-0892 | 260-0892 | SnapNrack, 30-38mm Bonding Adjustable End Clamp 242-2065 | 3.57 |  | No | Racking | Shippable | 3.52 |  | Shippable but Stock Qty Unavailable |  | Not Applicable
260-0894 | 260-0894 | SnapNrack, 30-38mm Bonding Mid Clamp, Silver, 242-2050 | 1.99 |  | No | Racking | Shippable | 1.96 |  | Shippable but Stock Qty Unavailable |  | Not Applicable
260-1135 | 260-1135 | SnapNrack, Ultra Rail End Clamp , Black, 242-02073 | 0.13 |  | No | Racking | Shippable | 0.13 |  | Shippable but Stock Qty Unavailable |  | Not Applicable
260-9086 | 260-9086 | K2, End Clamp, 30-50mm, Dark Finish, 4000430 | 2.86 |  | No | Racking | Shippable | 2.49 |  | Shippable but Stock Qty Unavailable |  | Not Applicable
260-9090 | 260-9090 | QuickMount, QMR, Universal Bonding Mid Clamp, 30-45mm, Mill Finish, Qty. 1, QMR-UMC3045-A-20 | 2.59 |  | No | Racking | Vendor De-listing | 2.56 |  | De-Listing & Stock Qty Unavailable |  | Not Applicable
270-0004 : 270-0004 : 270-0004 : 270-0004_U | 270-0004 : 270-0004 : 270-0004_U | ProSolar, FastJack 2X Bracket, Clear, Qty. 1, A-FJT-1 | 6.26 |  | No | Racking | Shippable | 6.18 |  | Shippable but Stock Qty Unavailable |  | Not Applicable
270-0005 | 270-0005 | UniRac, Hanger Bolt, 8" x 3/8", Clear, Qty. 1, 030021C | 11.19 |  | No | Racking | Vendor De-listing | 0 |  | De-Listing & Stock Qty Unavailable |  | Not Applicable
270-0006 | 270-0006 | UniRac, Hanger Bolt Driver, 8" x 3/8", Clear, Qty. 1, 030022C | 25.2 |  | No | Racking | Vendor De-listing | 0 |  | De-Listing & Stock Qty Unavailable |  | Not Applicable
270-0007 | 270-0007 | UniRac, Flat MOQ Break Fee Per Order, for GFT, DGFT, GF Products | 250 |  | No | Racking | Shippable | 0 |  | Shippable but Stock Qty Unavailable |  | Not Applicable
270-0016 | 270-0016 | UniRac, Star Key, 3/8", Qty. 1, 030026C | 22.02 |  | No | Racking | Soligent De-listing | 0 |  | De-Listing & Stock Qty Unavailable |  | Not Applicable
270-0021 | 270-0021 | UniRac, Starhead Bolt, 1/4" x 3/4", Stainless Steel, Qty. 20, 321220 | 1.48 |  | No | Racking | Soligent De-listing | 0 |  | De-Listing & Stock Qty Unavailable |  | Not Applicable
270-0031 | 270-0031 | UniRac, U-LA Brace, 7 ft, 3", Aluminum, Qty. 1, 403301C | 109 |  | No | Racking | Vendor De-listing | 0 |  | De-Listing & Stock Qty Unavailable |  | Not Applicable
270-0032 | 270-0032 | UniRac, U-LA Brace, 10.5 ft, 3", Aluminum, Qty. 1, 403302C | 178 |  | No | Racking | Vendor De-listing | 0 |  | De-Listing & Stock Qty Unavailable |  | Not Applicable
270-0033 | 270-0033 | UniRac, U-LA Brace, 14 ft, 3", Aluminum, Qty. 1, 403303C | 84.57 |  | No | Racking | Vendor De-listing | 0 |  | De-Listing & Stock Qty Unavailable |  | Not Applicable
270-0053 | 270-0053 | UniRac, Bolt with Flange Nut, 3/8" x 1-1/4", Stainless Steel, Qty. 20, 990338 | 10.57 |  | No | Racking | Vendor De-listing | 0 |  | De-Listing & Stock Qty Unavailable |  | Not Applicable
270-0054 | 270-0054 | IronRidge, FX, Rail-Less Trim, Black, 32mm, For 2 60 Cell Portrait Module, 2008mm, ~79", Qty 1, FX-TRIM-32MM-B-2P | 29.28 |  | No | Racking | Shippable | 28.91 |  | Shippable but Stock Qty Unavailable |  | Not Applicable
270-0057 | 270-0057 | UniRac, RapidFoot Ferrules 4' cut as needed, Qty. 1, 030019C | 26 |  | No | Racking | Vendor De-listing | 0 |  | De-Listing & Stock Qty Unavailable |  | Not Applicable
270-0059 | 270-0059 | UniRac, RapidFoot Patch for Membrane roofs, EPDM, Peel & Stick, Black, Qty. 1, 004017D | 8 |  | No | Racking | Vendor De-listing | 0 |  | De-Listing & Stock Qty Unavailable |  | Not Applicable
270-0061 | 270-0061 | UniRac, RapidFoot Assembly, Qty. 1, 622069C | 57.4 |  | No | Racking | Vendor De-listing | 0 |  | De-Listing & Stock Qty Unavailable |  | Not Applicable
270-0063 | 270-0063 | UniRac, RapidFoot Concealor Screw DP1 - 1-1/2",Qty. 25, 990420 | 5.62 |  | No | Racking | Vendor De-listing | 0 |  | De-Listing & Stock Qty Unavailable |  | Not Applicable
270-0091 | 270-0091 | UniRac, 2" Plastic Pipe Cap, Grey, Qty. 1, 403210P | 0.41 |  | No | Racking | Vendor De-listing | 0 |  | De-Listing & Stock Qty Unavailable |  | Not Applicable
270-0093 | 270-0093 | UniRac, Rush Fee, 990203 - Min $20/15%, Call for Quote, Enter Quote Number and Custom Price, | 0 |  | Yes | Other | Soligent De-listing | 0 |  | Not Applicable as per Item Classification |  | Not Applicable
270-0094 | 270-0094 | UniRac, Minimum Order fee PLP | 100 |  | Yes | Other | Soligent De-listing | 0 |  | Not Applicable as per Item Classification |  | Not Applicable
270-0095 | 270-0095 | DPW, Cancellation Fee, Custom Calculation, Enter Quote Number and Custom Price | 0 |  | Yes | Other | Soligent De-listing | 0 |  | Not Applicable as per Item Classification |  | Not Applicable
270-0096 | 270-0096 | Zomeworks, Rush Fee, Call for Quote, Enter Quote Number and Custom Price, | 0 |  | Yes | Other | Soligent De-listing | 0 |  | Not Applicable as per Item Classification |  | Not Applicable
270-0097 | 270-0097 | DO NOT USE IronRidge, Replacement Tek Screws (self-drilling) for Splice Kit, Qty. 1 Pack of 80 Screws, 48-1214-625-Q80 | 0.23 |  | No | Racking | Soligent De-listing | 0 |  | De-Listing & Stock Qty Unavailable |  | Not Applicable
270-0098 | 270-0098 | IronRidge, Replacement Tek Screws (self-drilling) for Splice Kit, Qty. 1 Pack of 80 Screws, 48-1214-625-Q80 | 18.8 |  | No | Racking | Soligent De-listing | 13.76 |  | De-Listing & Stock Qty Unavailable |  | Not Applicable
270-0106 | 270-0106 | UniRac, Sample SunFrame Dark, Qty. 1, 990075 | 70 |  | No | Racking | Vendor De-listing | 0 |  | De-Listing & Stock Qty Unavailable |  | Not Applicable
270-0107 | 270-0107 | UniRac, Sample SolarMount Clear, Qty. 1, 990050 | 70 |  | No | Racking | Vendor De-listing | 0 |  | De-Listing & Stock Qty Unavailable |  | Not Applicable
270-0109 | 270-0109 | QuickMount, Roofing bar 24", COMPONENT, Qty. 1, QMRB 1 | 75 |  | No | Racking | Soligent De-listing | 0 |  | De-Listing & Stock Qty Unavailable |  | Not Applicable
270-0110 | 270-0110 | IronRidge, Custom Quote, Enter Quote Number and Custom Price | 0 |  | No | Racking | Vendor De-listing | 0 |  | Not Applicable |  | Not Applicable
270-0111 | 270-0111 | ProSolar, EZ Drill Guide, Red Anodized, for 3/16" & 1/4" FastJack pilot hole drilling, FJ-DRILL | 130 |  | No | Racking | Soligent De-listing | 0 |  | De-Listing & Stock Qty Unavailable |  | Not Applicable
270-0113 | 270-0113 | DPW, Minimum Order Fee, Custom Calculation, Enter Quote Number and Custom Price | 0 |  | Yes | Other | Shippable | 0 |  | Not Applicable as per Item Classification |  | Not Applicable
270-0115 | 270-0115 | UniRac, Cancellation Fee | 50 |  | Yes | Other | Soligent De-listing | 0 |  | Not Applicable as per Item Classification |  | Not Applicable
270-0117 | 270-0117 | SunTop, CMS-10059 Flat Tile Roof Hook, Qty. 1, CMS-10059-01 | 26.64 |  | No | Racking | Soligent De-listing | 0 |  | De-Listing & Stock Qty Unavailable |  | Not Applicable
270-0118 | 270-0118 | SunTop, CMS-10057 Barrel/Spanish Tile Roof Hook, Qty. 1, CMS-10057-01 | 26 |  | No | Racking | Soligent De-listing | 0 |  | De-Listing & Stock Qty Unavailable |  | Not Applicable
270-0119 | 270-0119 | UniRac, Break Away Nut, 3/8", Clear, Qty. 1, 030002C | 0.8 |  | No | Racking | Vendor De-listing | 0 |  | De-Listing & Stock Qty Unavailable |  | Not Applicable
270-0121 | 270-0121 | UniRac, RapidFoot Concealor Screw 1-1/2", DP1, Qty. 1, 030004C | 0.12 |  | No | Racking | Vendor De-listing | 0 |  | De-Listing & Stock Qty Unavailable |  | Not Applicable
270-0122 | 270-0122 | UniRac, RapidFoot Concealor Screw 4", DP1, Qty. 1, 030010C | 0.36 |  | No | Racking | Vendor De-listing | 0 |  | De-Listing & Stock Qty Unavailable |  | Not Applicable
270-0123 | 270-0123 | UniRac, RapidFoot Concealor Screw 7-3/4", DP4, Qty. 1, 030018C | 1 |  | No | Racking | Soligent De-listing | 0 |  | De-Listing & Stock Qty Unavailable |  | Not Applicable
270-0124 | 270-0124 | UniRac, Lag Bolt, 5/16 x 3 1/2", Qty. 1, 030023C | 0.59 |  | No | Racking | Vendor De-listing | 0 |  | De-Listing & Stock Qty Unavailable |  | Not Applicable
270-0125 | 270-0125 | UniRac, Starhead Bolt, 3/8"-16 x 1-1/4", Stainless Steel, Qty. 1, 030024C | 1.51 |  | No | Racking | Vendor De-listing | 0 |  | De-Listing & Stock Qty Unavailable |  | Not Applicable
270-0127 | 270-0127 | UniRac, SunFrame Cap Strip Screws, 1", use with F & G, Dark, Qty. 1, 209001D | 1.07 |  | No | Racking | Soligent De-listing | 0 |  | De-Listing & Stock Qty Unavailable |  | Not Applicable
270-0128 | 270-0128 | UniRac, SunFrame Cap Strip Screws, 1-1/4", use with E, Clear, Qty. 1, 209002C | 0.37 |  | No | Racking | Soligent De-listing | 0 |  | De-Listing & Stock Qty Unavailable |  | Not Applicable
270-0129 | 270-0129 | UniRac, SunFrame Cap Strip Screws, 1-1/4", use with E, Dark, Qty. 1, 209002D | 1.41 |  | No | Racking | Soligent De-listing | 0 |  | De-Listing & Stock Qty Unavailable |  | Not Applicable
270-0130 | 270-0130 | UniRac, SunFrame Cap Strip Screws, 1 1/2", use with L, Clear, Qty. 1, 209003C | 1 |  | No | Racking | Soligent De-listing | 0 |  | De-Listing & Stock Qty Unavailable |  | Not Applicable
270-0131 | 270-0131 | UniRac, SunFrame Cap Strip Screws, 1 1/2", use with L, Dark , Qty. 1, 209003D | 0.99 |  | No | Racking | Vendor De-listing | 0 |  | De-Listing & Stock Qty Unavailable |  | Not Applicable
270-0132 | 270-0132 | UniRac, Shim, 1-1/2" x 2" x 1/16", Blue Plastic, Qty. 1, 009001D | 0.5 |  | No | Racking | Vendor De-listing | 0 |  | De-Listing & Stock Qty Unavailable |  | Not Applicable
270-0133 | 270-0133 | UniRac, Shim, 1-1/2" x 2" x 1/4", Black Plastic, Qty. 1, 009002D | 0.5 |  | No | Racking | Vendor De-listing | 0 |  | De-Listing & Stock Qty Unavailable |  | Not Applicable
270-0134 | 270-0134 | UniRac, Shim, 1-1/2" x 2" x 1/8", Red Plastic, Qty. 1, 009003D | 0.5 |  | No | Racking | Vendor De-listing | 0 |  | De-Listing & Stock Qty Unavailable |  | Not Applicable
270-0135 | 270-0135 | UniRac, Shim, 1-1/2" x 3" x 3/8", Black Plastic, Tapered, Qty. 1, 009004D | 0.97 |  | No | Racking | Vendor De-listing | 0 |  | De-Listing & Stock Qty Unavailable |  | Not Applicable
270-0136 | 270-0136 | UniRac, Push Mount Cable Tie, Black, Qty. 1, 309001D | 0.41 |  | No | Racking | Vendor De-listing | 0 |  | De-Listing & Stock Qty Unavailable |  | Not Applicable
270-0137 | 270-0137 | UniRac, T-Bolt with Flange Nut, 1/4" x 2", Stainless Steel, Clear, Qty. 1, 330001C | 1 |  | No | Racking | Vendor De-listing | 0 |  | De-Listing & Stock Qty Unavailable |  | Not Applicable
270-0138 | 270-0138 | UniRac, T-Bolt with Flange Nut, 1/4" x 2", Stainless Steel, Dark, Qty. 1, 330002D | 1.78 |  | No | Racking | Vendor De-listing | 0 |  | De-Listing & Stock Qty Unavailable |  | Not Applicable
270-0139 | 270-0139 | UniRac, T-Bolt with Flange Nut, 1/4" x 2.5", Stainless Steel, Clear, Qty. 1, 330003C | 2 |  | No | Racking | Vendor De-listing | 0 |  | De-Listing & Stock Qty Unavailable |  | Not Applicable
270-0140 | 270-0140 | UniRac, T-Bolt with Flange Nut, 1/4" x 2.5", Stainless Steel, Dark, Qty. 1, 330004D | 2 |  | No | Racking | Soligent De-listing | 0 |  | De-Listing & Stock Qty Unavailable |  | Not Applicable
270-0141 | 270-0141 | UniRac, MicroRail, 46mm, 9" Splice, includes: base, cap, (3) cap screws, and bonding pins, Qty. 1, 230146B | 13.67 |  | No | Racking | Vendor De-listing | 0 |  | De-Listing & Stock Qty Unavailable |  | Not Applicable
270-0143 | 270-0143 | UniRac, MicroRail, 46mm, Trimrail 66", Dark, Qty. 1 package of 4, 240146B | 77.99 |  | No | Racking | Vendor De-listing | 0 |  | De-Listing & Stock Qty Unavailable |  | Not Applicable
270-0144 | 270-0144 | UniRac, MicroRail, 46mm, Trimrail 132", Dark, Qty. 1 package of 4, 240246B | 414.3 |  | No | Racking | Vendor De-listing | 0 |  | De-Listing & Stock Qty Unavailable |  | Not Applicable
270-0146 | 270-0146 | QuickMount, L-Mount, 9 X 12” Flashing with Single Slot L-Foot, 5/16 X 4” Lag and EDPM Washer, Black Finish, Qty. 1, QMLM-B-12 | 6.62 |  | No | Racking | Vendor De-listing | 6.25 |  | De-Listing & Stock Qty Unavailable |  | Not Applicable
270-0148 | 270-0148 | UniRac, MicroRail, 35mm, Trimrail 132", Dark, Qty. 1 package of 4, 240235B | 60.42 |  | No | Racking | Vendor De-listing | 54.93 |  | De-Listing & Stock Qty Unavailable |  | Not Applicable
270-0150 | 270-0150 | UniRac, MicroRail, 32mm, Trimrail 132", Dark, Qty. 1 package of 4, 240232B | 60.42 |  | No | Racking | Vendor De-listing | 54.93 |  | De-Listing & Stock Qty Unavailable |  | Not Applicable
270-0151 | 270-0151 | UniRac, Lag Bolt, 5/16 x 4-1/2", SS, Qty. 1, 030028C | 1.16 |  | No | Racking | Shippable | 1.15 |  | Shippable but Stock Qty Unavailable | USSSP110-1486 | Already Listed
270-0153 | 270-0153 | S-5!, ¼-14 X 1-1/2” Metal to Wood, 3/8” Hex Washer Head Milled Point Screw, Bag of 50, 1.5” Metal to Wood Screw | 12.66 |  | No | Racking | Vendor De-listing | 12.5 |  | De-Listing & Stock Qty Unavailable |  | Not Applicable
270-0154 | 270-0154 | S-5!, ¼-14 X 2-1/2” Metal to Wood, 3/8” Hex Washer Head Milled Point Screw, Bag of 50, 2.5” Metal to Wood Screw | 12.66 |  | No | Racking | Soligent De-listing | 12.5 |  | De-Listing & Stock Qty Unavailable |  | Not Applicable
270-0155 | 270-0155 | S-5!, ¼-14 X 1-1/2” Metal to Metal, 3/8” Hex Washer Head Self Drilling Screw, Bag of 50, 1.5" Metal to Metal Screw | 12.66 |  | No | Racking | Vendor De-listing | 12.5 |  | De-Listing & Stock Qty Unavailable |  | Not Applicable
270-0156 | 270-0156 | S-5!, ¼-14 X 2” Metal to Metal, 3/8” Hex Washer Head Self Drilling Screw, Bag of 50, 2” Metal to Metal Screw | 12.66 |  | No | Racking | Soligent De-listing | 12.5 |  | De-Listing & Stock Qty Unavailable |  | Not Applicable
270-0162 | 270-0162 | Heyco, SunScreen (Critter-Guard) Stainless Steel Wire Mesh Clip, Color: Grey, Qty.1 Box of 100, 18-S6437 | 67.09 |  | No | Racking | Soligent De-listing | 66.25 |  | De-Listing & Stock Qty Unavailable | USMS100-0505 | Already Listed
270-0167 | 270-0167 | QuickBolt, Stone Coated Steel Roof Hook, Side Mount Rails, 5mm thickness, 76.2mm Batten Bridge, 34.9mm Batten Height Non Adjustable, 10mm x 38mm rail attachment slot, includes 20 Hooks and 40 5/16 x 3" SS screws, Qty. 1 box of 20, 17624 | 155.08 |  | No | Racking | Soligent De-listing | 153.14 |  | De-Listing & Stock Qty Unavailable |  | Not Applicable
270-0169 | 270-0169 | QuickMount, Flashing, Conduit Penetration Replacement Tile Flashing, for Flat Tile, Mill Finish, CONDUIT, Qty. 1, QMCPT-F A | 12.7 |  | No | Racking | Vendor De-listing | 0 |  | De-Listing & Stock Qty Unavailable |  | Not Applicable
270-0170 | 270-0170 | QuickMount, Flashing, Conduit Penetration Replacement Tile Flashing, for Flat Tile, Black Finish, CONDUIT, Qty. 1, QMCPT-F B | 13.9 |  | No | Racking | Vendor De-listing | 0 |  | De-Listing & Stock Qty Unavailable |  | Not Applicable
270-0171 | 270-0171 | QuickMount, Flashing, Conduit Penetration Replacement Tile Flashing, for W Tile, Mill Finish, CONDUIT, Qty. 1, QMCPT-W A | 12.7 |  | No | Racking | Vendor De-listing | 0 |  | De-Listing & Stock Qty Unavailable |  | Not Applicable
270-0172 | 270-0172 | QuickMount, Flashing, Conduit Penetration Replacement Tile Flashing, for W Tile, Black Finish, CONDUIT, Qty. 1, QMCPT-W B | 13.9 |  | No | Racking | Vendor De-listing | 0 |  | De-Listing & Stock Qty Unavailable |  | Not Applicable
270-0173 | 270-0173 | QuickMount, Flashing, Conduit Penetration Replacement Tile Flashing, for S Tile, Mill Finish, CONDUIT, Qty. 1, QMCPT-S A | 12.7 |  | No | Racking | Vendor De-listing | 0 |  | De-Listing & Stock Qty Unavailable |  | Not Applicable
270-0174 | 270-0174 | QuickMount, Flashing, Conduit Penetration Replacement Tile Flashing, for S Tile, Black Finish, CONDUIT, Qty. 1, QMCPT-S B | 13.9 |  | No | Racking | Vendor De-listing | 0 |  | De-Listing & Stock Qty Unavailable |  | Not Applicable
270-0178 | 270-0178 | QuickBolt, Microflashing, 4” with 5 ¼” Hanger Bolt and Flanged Hex Nut, Qty. 1, 20 Kit Pack, 17721SS |  |  | No | Racking | Soligent De-listing | 0 |  | Not Applicable |  | Not Applicable
270-0179 | 270-0179 | QuickBolt, Microflashing, 3” with 5 ¼” Hanger Bolt and Flanged Hex Nut, Qty. 1, 25 Kit Pack, 17667SS | 109.8 |  | No | Racking | Soligent De-listing | 108.42 |  | De-Listing & Stock Qty Unavailable |  | Not Applicable
270-0180 | 270-0180 | QuickBolt, Microflashing, 4” with 5 ¼” Hanger Bolt and Flanged Hex Nut, Qty. 1, 20 Kit Pack, 17721SS | 119.33 |  | No | Racking | Soligent De-listing | 117.84 |  | De-Listing & Stock Qty Unavailable |  | Not Applicable
270-0183 | 270-0183 | QuickMount, Quick Hook HSS, Standard Height Hook for Side Mounted Rails, Mill Finish, No Flashing, Qty. 1, QMHSS-NF-A-12 | 11.23 |  | No | Racking | Soligent De-listing | 10.6 |  | De-Listing & Stock Qty Unavailable | USMS100-0156 | Already Listed
270-0184 | 270-0184 | QuickMount, QMR Quick Rail, Skirt 14’, QMR-QS14-B-24 | 61.99 |  | No | Racking | Soligent De-listing | 58.5 |  | De-Listing & Stock Qty Unavailable | USMS100-0145 | Already Listed
270-0185 | 270-0185 | QuickMount, QMR Quick Rail, Skirt End Cap, 1 Pair, QMR-QSE-B-12 | 14.07 |  | No | Racking | Soligent De-listing | 13.28 |  | De-Listing & Stock Qty Unavailable | USMS100-0147 | Already Listed
270-0186 | 270-0186 | QuickMount, QMR Quick Rail, Skirt Splice, QMR-QSS-A-12 | 1.93 |  | No | Racking | Soligent De-listing | 1.83 |  | De-Listing & Stock Qty Unavailable | USMS100-0146 | Already Listed
270-0187 | 270-0187 | QuickMount, QMR Quick Rail, Shared Rail Mount, 9 X 12” Comp Flashing, with L-Foot and Lags, Black, Qty. 1, QMSRC-B-12 | 14.2 |  | No | Racking | Soligent De-listing | 13.4 |  | De-Listing & Stock Qty Unavailable | USMS100-0183 | Already Listed
270-0188 | 270-0188 | Aerocompact, Custom Quote, Enter Quote Number and Custom Price |  |  | No | Racking | Shippable | 0 |  | Shippable but Stock Qty Unavailable |  | Not Applicable
270-0194 | 270-0194 | S-5!, ¼-14 X 2” Metal to Metal, 3/8” Hex Washer Head Self Drilling Screw, Qty. 1 pack of 50, 2” Metal to Metal Screw | 12.66 |  | No | Racking | Shippable | 12.5 |  | Shippable but Stock Qty Unavailable |  | Not Applicable
270-0195 | 270-0195 | S-5!, ¼-14 X 1-1/2” Metal to Metal, 3/8” Hex Washer Head Self Drilling Screw, Qty. 1 pack of 50, 1.5" Metal to Metal Screw | 12.66 |  | No | Racking | Soligent De-listing | 12.5 |  | De-Listing & Stock Qty Unavailable |  | Not Applicable
270-0196 | 270-0196 | S-5!, ¼-14 X 2-1/2” Metal to Wood, 3/8” Hex Washer Head Milled Point Screw, Qty. 1 pack of 50, 2.5” Metal to Wood Screw | 12.66 |  | No | Racking | Soligent De-listing | 12.5 |  | De-Listing & Stock Qty Unavailable |  | Not Applicable
270-0197 | 270-0197 | S-5!, ¼-14 X 1-1/2” Metal to Wood, 3/8” Hex Washer Head Milled Point Screw, Qty. 1 pack of 50, 1.5” Metal to Wood Screw | 12.66 |  | No | Racking | Soligent De-listing | 12.5 |  | De-Listing & Stock Qty Unavailable |  | Not Applicable
270-0610 | 270-0610 | DPW, Rush Fee - Min $50, Enter Quote Number and Custom Price, | 0 |  | No | Other | Soligent De-listing | 0 |  | Not Applicable as per Item Classification |  | Not Applicable
270-0629 | 270-0629 | Englert, Grommets for PVL Cable tray, Qty. 10, 089U072 | 1.78 |  | No | Electrical BOS | Soligent De-listing | 0 |  | De-Listing & Stock Qty Unavailable |  | Not Applicable
270-0630 | 270-0630 | QuickMount, Socket Adapter, 3/8" square drive male, COMPONENT, Qty. 1, QMSA-3/8 1 | 9.17 |  | No | Racking | Vendor De-listing | 0 |  | De-Listing & Stock Qty Unavailable |  | Not Applicable
270-0632 | 270-0632 | QuickMount, Torque Wrench, COMPONENT, Qty. 1, QMTW 1 | 74 |  | No | Racking | Vendor De-listing | 0 |  | De-Listing & Stock Qty Unavailable |  | Not Applicable
270-0636 | 270-0636 | UniRac, Break Away Nut, 1/4", Clear, Qty. 1 | 0.05 |  | No | Racking | Vendor De-listing | 0 |  | De-Listing & Stock Qty Unavailable |  | Not Applicable
270-0645 | 270-0645 | QuickMount, Hanger Bolts 6", 5/16" Stainless Steel with nuts and washers COMPONENT, Qty. 1, QMHS-5/16x6 SS 1 | 5.74 |  | No | Racking | Vendor De-listing | 2.93 |  | De-Listing & Stock Qty Unavailable |  | Not Applicable
270-0646 | 270-0646 | QuickMount, Hanger Bolts 8", 5/16" Stainless Steel with nuts and washers COMPONENT, Qty. 1, QMHS-5/16x8 SS 1 | 9.96 |  | No | Racking | Vendor De-listing | 5.08 |  | De-Listing & Stock Qty Unavailable |  | Not Applicable
270-0647 | 270-0647 | QuickMount, Hanger Bolts 10", 5/16" Stainless Steel with nuts and washers COMPONENT, Qty. 1, QMHS-5/16x10 SS 1 | 7.02 |  | No | Racking | Vendor De-listing | 0 |  | De-Listing & Stock Qty Unavailable |  | Not Applicable
270-0648 | 270-0648 | Outback, Minimum Order Fee for Drop-Ship orders under $1000 | 125 |  | Yes | Other | Shippable | 0 |  | Not Applicable as per Item Classification |  | Not Applicable
270-0649 | 270-0649 | IronRidge, Minimum Order Quantity Fee | 50 |  | Yes | Other | Vendor De-listing | 0 |  | Not Applicable as per Item Classification |  | Not Applicable
270-0650 | 270-0650 | IronRidge, Cancellation Fee, 30%, Enter Quote Number and Custom Price, | 0 |  | Yes | Other | Soligent De-listing | 0 |  | Not Applicable as per Item Classification |  | Not Applicable
270-0652 | 270-0652 | Oatey, Flashing, 1.25" to 1.5" dia, 9" x 12.5" Aluminum base, Clear, Qty. 1, 12920 | 6.37 |  | No | Racking | Soligent De-listing | 0 |  | De-Listing & Stock Qty Unavailable |  | Not Applicable
270-0653 | 270-0653 | Oatey, Flashing, 1.25" to 1.5" dia, 18" x 18" Aluminum base, Clear, Qty. 1, 12836 | 8.43 |  | No | Racking | Soligent De-listing | 7.91 |  | De-Listing & Stock Qty Unavailable |  | Not Applicable
270-0654 | 270-0654 | Zep Solar, Installation Tool, Qty. 1, ZS-ZTL-1 | 24.7 |  | No | Racking | Vendor De-listing | 0 |  | De-Listing & Stock Qty Unavailable |  | Not Applicable
270-0656 | 270-0656 | QuickMount, Hanger Bolts 12", 5/16" Stainless Steel with nuts and washers, COMPONENT, Qty. 1, QMHS-5/16x12 SS 1 | 19 |  | No | Racking | Soligent De-listing | 0 |  | De-Listing & Stock Qty Unavailable |  | Not Applicable
270-0659 | 270-0659 | ProSolar, EZ Drill Guide Base, Red anodized aluminum base with bronze bushings, GT-DRILL BASE | 79.47 |  | No | Racking | Soligent De-listing | 73.17 |  | De-Listing & Stock Qty Unavailable |  | Not Applicable
270-0660 | 270-0660 | ProSolar, GroundTrac EZ Drill Bit Extension, Stainless Steel and 1/2" Irwin UniBit, GT-DRILL BIT | 92.19 |  | No | Racking | Shippable | 84.88 |  | Shippable but Stock Qty Unavailable |  | Not Applicable
270-0664 | 270-0664 | ProSolar, Washer, Black for Bolts, HD3000B | 0.08 |  | No | Racking | Vendor De-listing | 0 |  | De-Listing & Stock Qty Unavailable |  | Not Applicable
270-0665 | 270-0665 | ProSolar, Threaded Stud, Long 3/8" X 6", HWR400 | 1.76 |  | No | Racking | Vendor De-listing | 0 |  | De-Listing & Stock Qty Unavailable |  | Not Applicable
270-0666 | 270-0666 | ProSolar, Threaded Stud, Short 3/8" X 1 1/2", HWR401 | 0.36 |  | No | Racking | Vendor De-listing | 0 |  | De-Listing & Stock Qty Unavailable |  | Not Applicable
270-0668 | 270-0668 | UniRac, Star Key, 1/4", Qty. 1, 030025C | 3 |  | No | Racking | Vendor De-listing | 0 |  | De-Listing & Stock Qty Unavailable |  | Not Applicable
270-0672 | 270-0672 | UniRac, Bolt with Flange Nut, 3/8" x 3/4", Stainless Steel, Qty. 1, 990335 | 0.45 |  | No | Racking | Vendor De-listing | 0 |  | De-Listing & Stock Qty Unavailable |  | Not Applicable
270-0674 | 270-0674 | UniRac, Bolt with Flange Nut 6mm, Qty. 4, 321198 | 0.1 |  | No | Racking | Vendor De-listing | 0 |  | De-Listing & Stock Qty Unavailable |  | Not Applicable
270-0678 | 270-0678 | DPW, Add on to drill holes to mount Enphase Inverters | 197 |  | No | Racking | Vendor De-listing | 0 |  | De-Listing & Stock Qty Unavailable |  | Not Applicable
270-0682 | 270-0682 | ProSolar, EZ Speed Drill bit, 3/4" hole, Unibit #3MT (6mm-18mm), for SolarWedge Support Rail locking hole, Self starting, Titanium, Qty. 1, A-UNIBIT 3/4 | 150 |  | No | Racking | Soligent De-listing | 0 |  | De-Listing & Stock Qty Unavailable |  | Not Applicable
270-0688 | 270-0688 | Tamper Proof Screws Tmpr Prf Aluminum Brkaway Nut 5/16" | 2 |  | No | Racking | Soligent De-listing | 0 |  | De-Listing & Stock Qty Unavailable |  | Not Applicable
270-0689 | 270-0689 | Tamper Proof Screws Bttn Head Screw 5/16" x 1" | 2 |  | No | Racking | Soligent De-listing | 0 |  | De-Listing & Stock Qty Unavailable |  | Not Applicable
270-0690 | 270-0690 | UniRac, Clamp Set for 3 modules, size "B", SunTech, 320033 | 1.59 |  | No | Racking | Vendor De-listing | 0 |  | De-Listing & Stock Qty Unavailable |  | Not Applicable
270-0692 | 270-0692 | Oatey, Flashing, 2" dia, 9" x 12.5" Galvanized base, Clear, Qty. 1, 11853 | 0.37 |  | No | Racking | Soligent De-listing | 0 |  | De-Listing & Stock Qty Unavailable |  | Not Applicable
270-0695 | 270-0695 | Oatey, Flashing, 3" dia, 11" x 14.5", Galvanized base, Clear, Qty. 1, 11866 | 1.58 |  | No | Racking | Soligent De-listing | 0 |  | De-Listing & Stock Qty Unavailable |  | Not Applicable
270-0696 | 270-0696 | Oatey, Flashing, 2" dia, 18" X18" Galvanized base /Shake roof , Clear, Qty. 1, 11934 | 0.78 |  | No | Racking | Soligent De-listing | 0 |  | De-Listing & Stock Qty Unavailable |  | Not Applicable
270-0698 | 270-0698 | Oatey, Flashing, Collar, Rubber, converts 1.5" - 2" openning to .5" - 1", 00373 | 1.87 |  | No | Racking | Soligent De-listing | 0 |  | De-Listing & Stock Qty Unavailable |  | Not Applicable
270-0699 | 270-0699 | Tamper Proof Breakaway Nut 1/4' | 1.2 |  | No | Racking | Vendor De-listing | 0 |  | De-Listing & Stock Qty Unavailable |  | Not Applicable
270-0700 | 270-0700 | Tamper Proof Screws 1/4',20,1/2' | 1 |  | No | Racking | Soligent De-listing | 0 |  | De-Listing & Stock Qty Unavailable |  | Not Applicable
270-0702 | 270-0702 | Lag Screw 5/16" - 6" Stainless Steel Tamper Proof Screws Tmpr Prf Aluminum Brkaway Nut 5/16" | 1.066 |  | No | Racking | Soligent De-listing | 0 |  | De-Listing & Stock Qty Unavailable |  | Not Applicable
270-0704 | 270-0704 | Zep Solar, Flat Installation Tool, updated, ZSII / ZSIII, Qty. 1, 850-1199-001 | 25.65 |  | No | Racking | Vendor De-listing | 0 |  | De-Listing & Stock Qty Unavailable |  | Not Applicable
270-0705 | 270-0705 | Zep Solar, Zep Tool, ZSII / ZSIII, Qty. 1, 850-1201-001 | 151 |  | No | Racking | Soligent De-listing | 0 |  | De-Listing & Stock Qty Unavailable |  | Not Applicable
270-0706 | 270-0706 | EcoFasten, Green-Fasten Assembly, Flashing with 2" x 2" CP Square, 8" x 12" Aluminum base, for single bracket, Black, Qty. 1 |  |  | No | Racking | Soligent De-listing | 0 |  | Not Applicable |  | Not Applicable
270-0707 | 270-0707 | EcoFasten, Green-Fasten Assembly, Flashing with 2" x 2" CP Square, 8" x 12" Aluminum base, for single bracket, Mill Finish, Qty. 1 |  |  | No | Racking | Soligent De-listing | 0 |  | Not Applicable |  | Not Applicable
270-0709 | 270-0709 | EcoFasten, GreenFasten1, Flashing, 8" x 12", Aluminum base for single bracket, Matte Black, includes one 5/16" ID bonded washer, Qty. 1, GF1-BLK-0812 | 3.77 |  | No | Racking | Vendor De-listing | 2.76 |  | De-Listing & Stock Qty Unavailable |  | Not Applicable
270-0710 | 270-0710 | EcoFasten, Compression Bracket Adaptor Plate, CP 2" x 2" square with one hole, use for GF1/QF/SimpleSeal, Mill Finish, Qty. 1, CP-SQ | 5.55 |  | No | Racking | Soligent De-listing | 0 |  | De-Listing & Stock Qty Unavailable |  | Not Applicable
270-0711 | 270-0711 | UniRac, RapidFoot Concealor Screw DP1 - 2", Qty. 1, 030005C | 0.28 |  | No | Racking | Soligent De-listing | 0 |  | De-Listing & Stock Qty Unavailable |  | Not Applicable
270-0712 | 270-0712 | UniRac, RapidFoot Concealor Screw DP1 - 3", Qty. 1, 030007C | 0.25 |  | No | Racking | Vendor De-listing | 0 |  | De-Listing & Stock Qty Unavailable |  | Not Applicable
270-0713 | 270-0713 | UniRac, RapidFoot Concealor Screw DP1 - 4-1/2", Qty. 1, 030011C | 0.16 |  | No | Racking | Vendor De-listing | 0 |  | De-Listing & Stock Qty Unavailable |  | Not Applicable
270-0714 | 270-0714 | UniRac, RapidFoot Concealor Screw DP1 - 5", Qty. 1, 030013C | 1 |  | No | Racking | Soligent De-listing | 0 |  | De-Listing & Stock Qty Unavailable |  | Not Applicable
270-0715 | 270-0715 | UniRac, RapidFoot Concealor Screw DP1 - 6", Qty. 1, 030015C | 0.22 |  | No | Racking | Vendor De-listing | 0 |  | De-Listing & Stock Qty Unavailable |  | Not Applicable
270-0716 | 270-0716 | UniRac, RapidFoot Concealor Screw DP1 - 7", Qty. 1, 030017C | 0.8 |  | No | Racking | Vendor De-listing | 0 |  | De-Listing & Stock Qty Unavailable |  | Not Applicable
270-0717 | 270-0717 | UniRac, RapidFoot Concealor Screw DP4 - 1-3/8", Qty. 1, 030009C | 1 |  | No | Racking | Soligent De-listing | 0 |  | De-Listing & Stock Qty Unavailable |  | Not Applicable
270-0718 | 270-0718 | UniRac, RapidFoot Concealor Screw DP4 - 2-3/4", Qty. 1, 030006C | 1 |  | No | Racking | Soligent De-listing | 0 |  | De-Listing & Stock Qty Unavailable |  | Not Applicable
270-0719 | 270-0719 | UniRac, RapidFoot Concealor Screw DP4 - 3-3/4", Qty. 1, 030008C | 1 |  | No | Racking | Soligent De-listing | 0 |  | De-Listing & Stock Qty Unavailable |  | Not Applicable
270-0720 | 270-0720 | UniRac, RapidFoot Concealor Screw DP4 - 4-3/4", Qty. 1, 030012C | 1 |  | No | Racking | Soligent De-listing | 0 |  | De-Listing & Stock Qty Unavailable |  | Not Applicable
270-0721 | 270-0721 | UniRac, RapidFoot Concealor Screw DP4 - 5-3/4", Qty. 1, 030014C | 0.82 |  | No | Racking | Vendor De-listing | 0 |  | De-Listing & Stock Qty Unavailable |  | Not Applicable
270-0722 | 270-0722 | UniRac, RapidFoot Concealor Screw DP4 - 6-3/4", Qty. 1, 030016C | 1 |  | No | Racking | Soligent De-listing | 0 |  | De-Listing & Stock Qty Unavailable |  | Not Applicable
270-0723 | 270-0723 | QuickMount, Flashing, for Low Slope Roof mounts, Aluminum, 17" x 17" x 4", Mill Finish, QBASE, Qty. 1, QMLSF-17x4 A 1 | 17.36 |  | No | Racking | Vendor De-listing | 16.3 |  | De-Listing & Stock Qty Unavailable |  | Not Applicable
270-0724 | 270-0724 | QuickMount, Flashing, for Low Slope Roof mounts, Aluminum, 17" x 17" x 8", for built- up asphalt & tar roof, Mill Finish, QBASE, Qty. 1, QMLSF-17x8 A 1 | 52 |  | No | Racking | Soligent De-listing | 0 |  | De-Listing & Stock Qty Unavailable |  | Not Applicable
270-0725 : 270-0725 : 270-0725 : 270-0725_U | 270-0725 : 270-0725 : 270-0725_U | QuickMount, Flashing, Composition Mounts, 12" x 12", 3 1/4" post + 1/2" Q-Base, Mill Finish, Qty. 1, QMNC-A-12 | 22.46 |  | No | Racking | Shippable | 21.2 |  | Shippable but Stock Qty Unavailable |  | Not Applicable
270-0726 | 270-0726 | QuickMount, Flashing, New Roof Composition Mounts, 12" x 12", Bronze, QBASE, Qty. 1, QMNC B 1 | 77 |  | No | Racking | Soligent De-listing | 0 |  | De-Listing & Stock Qty Unavailable |  | Not Applicable
270-0727 | 270-0727 | QuickMount, OntFIT, Flashing, Classic Composition Mounts, 12" x 12", Mill Finish, Qty. 1, 0800 QMSC A 1 OntFIT | 33 |  | No | Racking | Soligent De-listing | 0 |  | De-Listing & Stock Qty Unavailable |  | Not Applicable
270-0729 | 270-0729 | ProSolar, EZ Speed Drill bit, 1/2" hole, Unibit #10, for Support Rail locking hole Qty. 1, A-UNIBIT | 27.21 |  | No | Racking | Soligent De-listing | 25.05 |  | De-Listing & Stock Qty Unavailable |  | Not Applicable
270-0730 | 270-0730 | Oatey, Flashing, 1.5" to 3" dia, 12.75" x 9.75" Aluminum base , AURORA NO-CALK SOLAR FLASHINGS, Clear, Qty. 1, 12804 | 1.77 |  | No | Racking | Soligent De-listing | 0 |  | De-Listing & Stock Qty Unavailable |  | Not Applicable
270-0731 | 270-0731 | QuickMount, Flashing, UPDATED Flat Tile Mounts, 12" x 17", with aluminum primary flashing, Mill Finish, QBASE, Qty. 1, QMFTM A 1-updated | 63.99 |  | No | Racking | Vendor De-listing | 0 |  | De-Listing & Stock Qty Unavailable |  | Not Applicable
270-0732 | 270-0732 | QuickMount, Flashing, UPDATED Flat Tile Mounts, 12" x 17", with aluminum primary flashing, Bronze, QBASE, Qty. 1, QMFTM B 1 | 106 |  | No | Racking | Soligent De-listing | 0 |  | De-Listing & Stock Qty Unavailable |  | Not Applicable
270-0734 | 270-0734 | Oatey, Flashing, 1.5" to 3" dia, 9.5" x 12.5" Galvanized base , AURORA NO-CALK SOLAR FLASHINGS, Clear, Qty. 1, 12803 | 16.99 |  | No | Racking | Soligent De-listing | 0 |  | De-Listing & Stock Qty Unavailable |  | Not Applicable
270-0736 | 270-0736 | Oatey, SideFlash, 0.5" to 2.5" dia, 8" x 8.5" Aluminum base, Clear, Qty. 1, 12805 | 1.22 |  | No | Racking | Soligent De-listing | 0 |  | De-Listing & Stock Qty Unavailable |  | Not Applicable
270-0737 | 270-0737 | Oatey, SideFlash, 3" to 6" dia, 12" x 12.5" Plastic base, Clear, Qty. 1, 12806 | 11 |  | No | Racking | Soligent De-listing | 0 |  | De-Listing & Stock Qty Unavailable |  | Not Applicable
270-0739 | 270-0739 | Zep Solar, ZSIII, Tool Adapter Set, Qty. 1 set, 850-1205-001 | 30 |  | No | Racking | Vendor De-listing | 0 |  | De-Listing & Stock Qty Unavailable |  | Not Applicable
270-0740 | 270-0740 | IronRidge, Mounting Kit for Microinverters (Enphase), includes two 1/4" x 3/4" SS hex bolts and nuts, Qty. 1, 29-5003-005 | 1.4 |  | No | Racking | Vendor De-listing | 0.71 |  | De-Listing & Stock Qty Unavailable |  | Not Applicable
270-0741 | 270-0741 | UniRac, Replacement part, 1/4" X 1" Stainless Steel HEX HEAD BOLT & 1/4" Stainless Steel FLANGE NUT, (for #210-0419 SolarMount Two-tier Junction Plate UR P/N32120), 999007-040 | 0.95 |  | No | Racking | Vendor De-listing | 0 |  | De-Listing & Stock Qty Unavailable |  | Not Applicable
270-0742 | 270-0742 | IronRidge, Demo Kit, 80-0000-000 | 197 |  | No | Racking | Soligent De-listing | 0 |  | De-Listing & Stock Qty Unavailable |  | Not Applicable
270-0744 | 270-0744 | IronRidge, 2.5" T-Bolt ONLY, for F-G-K Mid Clamp, Qty. 1, 23-25TB-250 | 3 |  | No | Racking | Vendor De-listing | 0 |  | De-Listing & Stock Qty Unavailable |  | Not Applicable
270-0745 | 270-0745 | EcoFasten, SimpleSeal, L Bracket, 3" tall, for corrugated metal roof, includes Simple Seal bushing, bonded washer, 3/8-16 x 1-1/4" bolt & flange nut, Mill Finish, Qty. 1, SIM-L-102-3 | 12.77 |  | No | Racking | Vendor De-listing | 0 |  | De-Listing & Stock Qty Unavailable |  | Not Applicable
270-0746 : 270-0746 : 270-0746 : 270-0746_U | 270-0746 : 270-0746 : 270-0746_U | QuickMount, Flashing, New Roof Shake and Slate Mounts, 18" x 18", with 3.25" post/ net 3.75, Mill Finish, QBASE, Qty. 1, QMNS-A-12 | 32.64 |  | No | Racking | Shippable | 30.8 |  | Shippable but Stock Qty Unavailable |  | Not Applicable
270-0747 | 270-0747 | QuickMount, Flashing, New Roof Shake and Slate Mounts, 18" x 18", with 3.25" post/ net 3.75, Bronze, QBASE, Qty. 1, QMNS B 1 | 98 |  | No | Racking | Soligent De-listing | 0 |  | De-Listing & Stock Qty Unavailable |  | Not Applicable
270-0748 : 270-0748 : 270-0748 : 270-0748_U | 270-0748 : 270-0748 : 270-0748_U | ProSolar, Aluminum FastJack Flashing and Collar for All sizes FastJack E-Series, Black, Qty. 1, FJE-Flash-1 | 5.22 |  | No | Racking | Shippable | 4.93 |  | Shippable but Stock Qty Unavailable |  | Not Applicable
270-0750 | 270-0750 | UniRac, SunFrame Cap Strip Screws, 3/4", use with, Dark, Qty. 1, 209000D | 0.55 |  | No | Racking | Vendor De-listing | 0 |  | De-Listing & Stock Qty Unavailable |  | Not Applicable
270-0751 | 270-0751 | EJOT, Minimum Order Fee, Custom Calculation, Enter Quote Number and Custom Price | 0 |  | Yes | Other | Soligent De-listing | 0 |  | Not Applicable as per Item Classification |  | Not Applicable
270-0753 | 270-0753 | Episolar, DO NOT USE - WRONG ITEM TYPE. Custom Quote, Enter Quote Number and Custom Price | 0 |  | No | Electrical BOS | Soligent De-listing | 0 |  | Not Applicable |  | Not Applicable
270-0754 | 270-0754 | UniRac, Flat Washer, 5/16", Clear, SS, 030020C | 0.17 |  | No | Racking | Vendor De-listing | 0 |  | De-Listing & Stock Qty Unavailable |  | Not Applicable
270-0755 | 270-0755 | EcoFasten, SimpleSeal, L Bracket, 3" tall, for corrugated metal roof, includes Simple Seal bushing, bonded washer, 3/8-16 x 1-1/4" bolt & flange nut, Black Finish, Qty. 1, SIM-L-102-3-BLK | 14 |  | No | Racking | Vendor De-listing | 0 |  | De-Listing & Stock Qty Unavailable |  | Not Applicable
270-0757 | 270-0757 | EcoFasten, QuikFoot, Flashing, 8" x 12", includes one EPDM flat washer, Matte Black, QFL-BLK-0812 | 11 |  | No | Racking | Soligent De-listing | 0 |  | De-Listing & Stock Qty Unavailable |  | Not Applicable
270-0758 | 270-0758 | EcoFasten, QuikFoot, Base Plate, includes one 3/8" ID bonded washer & hex nut, Qty. 1, QF-L | 12 |  | No | Racking | Soligent De-listing | 0 |  | De-Listing & Stock Qty Unavailable |  | Not Applicable
270-0759 | 270-0759 | S-5!, Snow retention mounting, SnoClip II | 7 |  | No | Racking | Soligent De-listing | 0 |  | De-Listing & Stock Qty Unavailable |  | Not Applicable
270-0760 | 270-0760 | S-5!, Snow retention mounting, SnoPost - SS | 11 |  | No | Racking | Soligent De-listing | 0 |  | De-Listing & Stock Qty Unavailable |  | Not Applicable
270-0761 | 270-0761 | S-5!, Snow retention mounting, Aluminum Coupling | 3 |  | No | Racking | Soligent De-listing | 0 |  | De-Listing & Stock Qty Unavailable |  | Not Applicable
270-0762 | 270-0762 | S-5!, Snow retention mounting, uses 8/32 set screw to prevent lateral movement, SnoPost E | 13 |  | No | Racking | Soligent De-listing | 0 |  | De-Listing & Stock Qty Unavailable |  | Not Applicable
270-0764 | 270-0764 | S-5!, Snow retention mounting, SnoClip III | 8 |  | No | Racking | Soligent De-listing | 0 |  | De-Listing & Stock Qty Unavailable |  | Not Applicable
270-0765 | 270-0765 | S-5!, Snow retention mounting, VersaClip | 6 |  | No | Racking | Soligent De-listing | 0 |  | De-Listing & Stock Qty Unavailable |  | Not Applicable
270-0766 | 270-0766 | S-5!, Snow retention mounting, Colorguard UnPunched | 43 |  | No | Racking | Soligent De-listing | 0 |  | De-Listing & Stock Qty Unavailable |  | Not Applicable
270-0767 | 270-0767 | S-5!, Snow retention mounting, VersaClip 12" | 11 |  | No | Racking | Soligent De-listing | 0 |  | De-Listing & Stock Qty Unavailable |  | Not Applicable
270-0768 | 270-0768 | S-5!, Snow retention mounting, Colorguard Punched | 31 |  | No | Racking | Soligent De-listing | 0 |  | De-Listing & Stock Qty Unavailable |  | Not Applicable
270-0769 | 270-0769 | Wattsun, Extended Warranty from Standard Two Year to a Five Year Warranty. Per Tracker, must be ordered with the tracker | 150 |  | Yes | Other | Vendor De-listing | 0 |  | Not Applicable as per Item Classification |  | Not Applicable
270-0770 | 270-0770 | QuickMount, Flashing with Flat Tile Hook, Mill Finish, QHOOK, Qty. 1, QMFTH A 1 | 40 |  | No | Racking | Vendor De-listing | 0 |  | De-Listing & Stock Qty Unavailable |  | Not Applicable
270-0771 | 270-0771 | QuickMount, Flashing with Flat Tile Hook, Bronze, Qty. 1, QMFTH B 1 | 0 |  | No | Racking | Vendor De-listing | 0 |  | Not Applicable |  | Not Applicable
270-0772 | 270-0772 | QuickMount, Flashing with Flat Tile Hook, Clear Finish, Qty. 1, QMFTH C 1 | 0 |  | No | Racking | Vendor De-listing | 0 |  | Not Applicable |  | Not Applicable
270-0773 | 270-0773 | QuickMount, Flashing with Curved Tile Hook, Mill Finish, QHOOK, Qty. 1, QMHSS A 1 | 10.19 |  | No | Racking | Vendor De-listing | 9.36 |  | De-Listing & Stock Qty Unavailable |  | Not Applicable
270-0773 : 270-0773 : 270-0773_U | 270-0773 : 270-0773_U | QuickMount, Flashing with Curved Tile Hook, Mill Finish, QHOOK, Qty. 1, QMHSS A 1 | 10.19 |  | No | Racking | Vendor De-listing | 9.36 |  | De-Listing & Stock Qty Unavailable |  | Not Applicable
270-0774 | 270-0774 | QuickMount, Flashing with Curved Tile Hook, Clear Finish, Qty. 1, QMCTH C 1 | 0 |  | No | Racking | Vendor De-listing | 0 |  | Not Applicable |  | Not Applicable
270-0775 | 270-0775 | QuickMount, Flashing with Curved Tile Hook, Bronze, Qty. 1, QMCTH B 1 | 0 |  | No | Racking | Vendor De-listing | 0 |  | Not Applicable |  | Not Applicable
270-0776 : 270-0776 : 270-0776 : 270-0776_U | 270-0776 : 270-0776 : 270-0776_U | QuickMount, Flashing, Conduit Penetration Flashings, Mill Finish, CONDUIT, Qty. 1, QMCPC-A-12 | 11.88 |  | No | Racking | Shippable | 11.21 |  | Shippable but Stock Qty Unavailable |  | Not Applicable
270-0777 | 270-0777 | QuickMount, Flashing, Conduit Penetration Flashings, Bronze, Qty. 1, QMCPC B 1 | 0 |  | No | Racking | Vendor De-listing | 0 |  | Not Applicable |  | Not Applicable
270-0778_U | 270-0778_U | Quickmount, Flashing, Base Standard Flat Tile Mount, with 4.5" post, 18" x 18", Mill Finish, QBASE, Qty. 1, QMSFT A 1 | 20.53 |  | No | Racking | Vendor De-listing | 18.86 |  | De-Listing & Stock Qty Unavailable |  | Not Applicable
270-0779 | 270-0779 | QuickMount, Flashing, Classic Composition Mounts, 12" x 12", Mill Finish, Qty. 4, QMSC A 4 | 0 |  | No | Racking | Soligent De-listing | 0 |  | Not Applicable |  | Not Applicable
270-0780 | 270-0780 | Quickmount, Flashing, Universal Tile Mounts, 18" x 18", Mill Finish, Qty. 4, QMUTM A 4 | 0 |  | No | Racking | Soligent De-listing | 0 |  | Not Applicable |  | Not Applicable
270-0781 | 270-0781 | QuickMount, Flashing, New Roof Composition Mounts, 12" x 12", Mill Finish, Qty. 4, QMNC A 4 | 0 |  | No | Racking | Soligent De-listing | 0 |  | Not Applicable |  | Not Applicable
270-0782 | 270-0782 | Zep Solar, GRIP for attaching Array Skirt, Qty. 1, 850-1421-001 | 4 |  | No | Racking | Soligent De-listing | 0 |  | De-Listing & Stock Qty Unavailable |  | Not Applicable
270-0783 | 270-0783 | EJOT, Breakdown Fee for Less than Box Quantity, $20.00 per box | 20 |  | Yes | Other | Soligent De-listing | 0 |  | Not Applicable as per Item Classification |  | Not Applicable
270-0784 | 270-0784 | EcoFasten, SimpleSeal, 1" x 3" Aluminum Bracket w/ Center Lift, 2 CS Fastener Holes & One 3/8" - 16 Stud, SIM-Support | 0 |  | No | Racking | Soligent De-listing | 0 |  | Not Applicable |  | Not Applicable
270-0785 | 270-0785 | EcoFasten, Eco-65, Flashing, 10" x 10", for built-up roofs, Galvalume Finish, Qty. 1, EFL-GAL-1010 | 9 |  | No | Racking | Soligent De-listing | 0 |  | De-Listing & Stock Qty Unavailable |  | Not Applicable
270-0786 | 270-0786 | EcoFasten, Compression Bracket Adaptor Plate, Slotted, CP 2" x 2" square with one hole, use for GF1/QF/SimpleSeal, Mill Finish, Qty. 1,CP-SQ-Slotted | 2.19 |  | No | Racking | Vendor De-listing | 2.01 |  | De-Listing & Stock Qty Unavailable |  | Not Applicable
270-0787 | 270-0787 | S-5!, Replacement, Set screw, 3/8-24 X .80”, Qty. 1 bag of 50, 0.80 Round Point Setscrew | 13.91 |  | No | Racking | Vendor De-listing | 12.8 |  | De-Listing & Stock Qty Unavailable |  | Not Applicable
270-0788 | 270-0788 | ProSolar, FastJack Shim, 0.20" tall, aluminum, includes (20) 3/8" x 1-1/4"SS bolts (used for 2-4 shims), Qty. 1 pkg of 100 shims, A-SHIM-100 | 26.33 |  | No | Racking | Shippable | 26 |  | Shippable but Stock Qty Unavailable | USMS100-0479 | Already Listed
270-0788_U | 270-0788_U | ProSolar, FastJack Shim, 0.20" tall, aluminum, includes (20) 3/8" x 1-1/4"SS bolts (used for 2-4 shims), Qty. 1 pkg of 100 shims, A-SHIM-100 | 26.33 |  | No | Racking | Soligent De-listing | 26 |  | De-Listing & Stock Qty Unavailable |  | Not Applicable
270-0789 | 270-0789 | ProSolar, FastJack, Shim Bolt, 3/8" x 1-1/4", Stainless Steel, Qty. 1 pkg of 50 bolts, A-SHIM-BOLT-50 | 29 |  | No | Racking | Vendor De-listing | 0 |  | De-Listing & Stock Qty Unavailable |  | Not Applicable
270-0790 | 270-0790 | ProSolar, RoofTrac Installer tool, Qty. 1, A-RoofTrac 2 in 1 tool | 21 |  | No | Racking | Vendor De-listing | 0 |  | De-Listing & Stock Qty Unavailable |  | Not Applicable
270-0791 | 270-0791 | IronRidge, Flashing, Flashfoot kit with L-foot and hardware, Mill Finish, Qty. 1 box of 6 flashings, RF-FLSH-001 | 139 |  | No | Racking | Vendor De-listing | 0 |  | De-Listing & Stock Qty Unavailable |  | Not Applicable
270-0792 | 270-0792 | IronRidge, Flashing, Flashfoot kit with L-foot and hardware, Black, Qty. 1 box of 6 flashings, RF-FLSH-001B | 152 |  | No | Racking | Vendor De-listing | 0 |  | De-Listing & Stock Qty Unavailable |  | Not Applicable
270-0793 | 270-0793 | EcoFasten, Z Bracket, 2.75" tall with one Counter Sunk Hole at bottom and One Slotted 3/8” Hole in the top, for GF1/QF, Mill finish, Qty. 1, Z-101 | 13 |  | No | Racking | Soligent De-listing | 0 |  | De-Listing & Stock Qty Unavailable |  | Not Applicable
270-0794 | 270-0794 | QuickMount, Flashing, Standard Flat tile Mounts, 18" x 18", with 4.5" post/ net 5", Bronze Finish, QBASE, Qty. 1, QMSFT B 1 | 98 |  | No | Racking | Soligent De-listing | 0 |  | De-Listing & Stock Qty Unavailable |  | Not Applicable
270-0795 | 270-0795 | IronRidge, Duplicate item, Re-use item number | 0 |  | No | Racking | Soligent De-listing | 0 |  | Not Applicable |  | Not Applicable
270-0796 | 270-0796 | IronRidge, Duplicate Item, Re-use item number | 0 |  | No | Racking | Soligent De-listing | 0 |  | Not Applicable |  | Not Applicable
270-0797 | 270-0797 | IronRidge, 4pcs, Slotted L-Foot, Mill, Qty. 4, RS-LFT-001 | 19 |  | No | Racking | Vendor De-listing | 0 |  | De-Listing & Stock Qty Unavailable |  | Not Applicable
270-0798 | 270-0798 | IronRidge, 4pcs, Slotted L-Foot, Black, Qty. 4, RS-LFT-001B | 21 | -999 | No | Racking | Vendor De-listing | 0 |  | De-Listing & Stock Qty Unavailable |  | Not Applicable
270-0799 | 270-0799 | IronRidge, Grounding Lug with 1/4" T-Bolt and nut, bag of 2, RS-GDLG-002 | 15 |  | No | Racking | Vendor De-listing | 0 |  | De-Listing & Stock Qty Unavailable |  | Not Applicable
270-0800 | 270-0800 | IronRidge, Mounting Kit for Microinverters & optimizers, includes two 1/4" x 3/4" SS T-Bolt and hardware, Qty. 1, 29-50TB-005 | 3.43 |  | No | Racking | Vendor De-listing | 0 |  | De-Listing & Stock Qty Unavailable |  | Not Applicable
270-0801 | 270-0801 | SolarEdge, Zep Mounting Brackets Kit, for Power Optimizer, Qty. 10 units, SE-ZEP-OP | 128 |  | No | Inverters | Soligent De-listing | 0 |  | De-Listing & Stock Qty Unavailable |  | Not Applicable
270-0802 | 270-0802 | ProSolar, Custom Quote, Enter Quote Number and Custom Price | 0 |  | No | Racking | Shippable | 0 |  | Shippable but Price & Stock Qty Unavailable |  | Not Applicable
270-0803 | 270-0803 | Quickmount,Comp Shingle PV Mount, QMSC A 12 | 395 |  | No | Racking | Soligent De-listing | 0 |  | De-Listing & Stock Qty Unavailable |  | Not Applicable
270-0804 | 270-0804 | Quick Mount PV, Custom Quote, Enter Quote Number and Custom Price | 0 |  | No | Racking | Soligent De-listing | 0 |  | Not Applicable |  | Not Applicable
270-0805 | 270-0805 | MSI, 3/16" x 3" screws for roof hook to rafter Singles, 806-0072 | 0.4 |  | No | Racking | Soligent De-listing | 0 |  | De-Listing & Stock Qty Unavailable |  | Not Applicable
270-0806 | 270-0806 | MSI, Microinverter Attachment, T-Bolt w/Nut, Singles, 712-0147 | 0.75 |  | No | Racking | Vendor De-listing | 0 |  | De-Listing & Stock Qty Unavailable |  | Not Applicable
270-0807 | 270-0807 | MSI, EPDM strips, 40x20x1, 100 pack, 720-0809 | 52 |  | No | Racking | Soligent De-listing | 0 |  | De-Listing & Stock Qty Unavailable |  | Not Applicable
270-0808 | 270-0808 | MSI, Self-tap mount screws, 100 pack, 720-0520 | 110 |  | No | Racking | Soligent De-listing | 0 |  | De-Listing & Stock Qty Unavailable |  | Not Applicable
270-0809 | 270-0809 | MSI, Custom Quote, #SQ14MSU10392 | 0 |  | No | Racking | Soligent De-listing | 0 |  | Not Applicable |  | Not Applicable
270-0810 | 270-0810 | MSI, Hanger Bolt, M10x200 w/seal, SINGLES, 806-0055 | 4 |  | No | Racking | Soligent De-listing | 0 |  | De-Listing & Stock Qty Unavailable |  | Not Applicable
270-0811 | 270-0811 | MSI, Custom Quote, #SQ14MSU10376 | 0 |  | No | Racking | Soligent De-listing | 0 |  | Not Applicable |  | Not Applicable
270-0812 | 270-0812 | MSI, Conergy Quickstone for SunTop Singles | 0 |  | No | Racking | Soligent De-listing | 0 |  | Not Applicable |  | Not Applicable
270-0813 | 270-0813 | MSI, Custom Quote, #SQ14MSU10211 | 0 |  | No | Racking | Soligent De-listing | 0 |  | Not Applicable |  | Not Applicable
270-0814 | 270-0814 | MSI, Tau+ Side Clip w/EPDM | 1 |  | No | Racking | Soligent De-listing | 0 |  | De-Listing & Stock Qty Unavailable |  | Not Applicable
270-0815 | 270-0815 | MSI, Self-Tapping JT3-2-6x25-E16/2 A2 w/EPDM | 1 |  | No | Racking | Soligent De-listing | 0 |  | De-Listing & Stock Qty Unavailable |  | Not Applicable
270-0816 | 270-0816 | MSI, EPDM 40x20x1 | 1 |  | No | Racking | Soligent De-listing | 0 |  | De-Listing & Stock Qty Unavailable |  | Not Applicable
270-0817 | 270-0817 | MSI, MEC CS RH 46mm | 2 |  | No | Racking | Soligent De-listing | 0 |  | De-Listing & Stock Qty Unavailable |  | Not Applicable
270-0818 | 270-0818 | MSI, Tau+ 20' Rail | 72 |  | No | Racking | Soligent De-listing | 0 |  | De-Listing & Stock Qty Unavailable |  | Not Applicable
270-0819 | 270-0819 | MSI, Tau+ Bonded Splice | 5 |  | No | Racking | Soligent De-listing | 0 |  | De-Listing & Stock Qty Unavailable |  | Not Applicable
270-0820 | 270-0820 | QuickMount, Hardware Kit, 5/16", Post to Rack, 18-8 SS, COMPONENT, Qty. 1, QMC-P2R SS 1 | 2.02 |  | No | Racking | Vendor De-listing | 0 |  | De-Listing & Stock Qty Unavailable |  | Not Applicable
270-0821 | 270-0821 | QuickMount, Hardware Kit, 5/16" X 3", Lag Screws, Zinc, COMPONENT, Qty. 1, QMC-LS Z 1 | 1 |  | No | Racking | Soligent De-listing | 0 |  | De-Listing & Stock Qty Unavailable |  | Not Applicable
270-0822 : 270-0822 : 270-0822 : 270-0822_U | 270-0822 : 270-0822 : 270-0822_U | QuickMount, Counter Flashing, 1-1/4" ID, EPDM, COMPONENT, Qty. 1, QMC-QC1.25 R 1 | 1.57 |  | No | Racking | Shippable | 1.44 |  | Shippable but Stock Qty Unavailable |  | Not Applicable
270-0823 | 270-0823 | QuickMount, Quick Rack, Base Mount Assembly, 9" X 12", Mill Finish, Qty. 1 Box of 6, QMQR-BM A 6 | 88 |  | No | Racking | Vendor De-listing | 0 |  | De-Listing & Stock Qty Unavailable |  | Not Applicable
270-0824 | 270-0824 | QuickMount, Quick Rack, Clamp Assembly 8" , 40mm, Bronze, Qty. 1 Box of 6, QMQR-CP40.8 B 6 | 41.09 |  | No | Racking | Soligent De-listing | 38.57 |  | De-Listing & Stock Qty Unavailable |  | Not Applicable
270-0825 | 270-0825 | QuickMount, Quick Rack, Clamp Assembly 8" , 35mm, Bronze, Qty. 1 Box of 6, QMQR-CP35.8 B 6 | 63 |  | No | Racking | Vendor De-listing | 0 |  | De-Listing & Stock Qty Unavailable |  | Not Applicable
270-0826 | 270-0826 | QuickMount, Quick Rack, Clamp Assembly 2" , 40mm, Bronze, Qty. 1 Box of 24, QMQR-CP40.2 B 24 | 101.07 |  | No | Racking | Soligent De-listing | 92.82 |  | De-Listing & Stock Qty Unavailable |  | Not Applicable
270-0827 | 270-0827 | QuickMount, Quick Rack, Clamp Assembly 2" , 35mm, Bronze, Qty. 1 Box of 24, QMQR-CP35.2 B 24 | 151.6 |  | No | Racking | Vendor De-listing | 0 |  | De-Listing & Stock Qty Unavailable |  | Not Applicable
270-0828 | 270-0828 | QuickMount, Quick Rack, Landscape Skirt, 65.8", Bronze, Qty. 1 Box of 4, QMQR-SL 65.8 B 4 | 79.13 |  | No | Racking | Soligent De-listing | 74.29 |  | De-Listing & Stock Qty Unavailable |  | Not Applicable
270-0829 : 270-0829 : 270-0829_U | 270-0829 : 270-0829_U | QuickMount, Quick Rack, Skirt End Cap pair, includes hardware, Bronze, Qty. 1 Pair, QMQR-SC B 1 | 6.29 |  | No | Racking | Vendor De-listing | 5.91 |  | De-Listing & Stock Qty Unavailable |  | Not Applicable
270-0830 | 270-0830 | QuickMount, Quick Rack, Hardware Kit, 5/16" X 5-1/8", GRK Lag Screws, Steel, Climatek Coating, Qty. 1, QMC-LS CLIMATEK 1 | 3 |  | No | Racking | Soligent De-listing | 0 |  | De-Listing & Stock Qty Unavailable |  | Not Applicable
270-0831 | 270-0831 | QuickMount, Quick Rack, Enphase Bracket Assembly, 40mm, Flat, Lid, Qty. 1, QMQR-EF40 B 1 | 26 |  | No | Racking | Vendor De-listing | 0 |  | De-Listing & Stock Qty Unavailable |  | Not Applicable
270-0832 | 270-0832 | MSI, Microinverter Attachment, for Groundmount Rail Pi85 system, M8x25mm bolt, washer, and quickstone, 712-0021 | 1.49 |  | No | Racking | Soligent De-listing | 0 |  | De-Listing & Stock Qty Unavailable |  | Not Applicable
270-0833 : 270-0833 : 270-0833 : 270-0833_U | 270-0833 : 270-0833 : 270-0833_U | UniRac, SolarMount Integrated Bonding, T-Bolt & Nut, 1/4"X2.00", Dark SS, Qty. 1, 330050D | 1.3 |  | No | Racking | Shippable | 1.2 |  | Shippable but Stock Qty Unavailable |  | Not Applicable
270-0834 : 270-0834 : 270-0834 : 270-0834_U | 270-0834 : 270-0834 : 270-0834_U | UniRac, SolarMount Integrated Bonding, T-Bolt & Nut, 1/4"X2.00", Clear SS, Qty. 1, 330050S | 1.12 |  | No | Racking | Shippable | 1.03 |  | Shippable but Stock Qty Unavailable |  | Not Applicable
270-0835 | 270-0835 | UniRac, SolarMount Integrated Bonding, T-Bolt & Nut, 1/4"X2.25", Dark SS, Qty. 1, 330051D | 1.5 |  | No | Racking | Vendor De-listing | 1.29 |  | De-Listing & Stock Qty Unavailable |  | Not Applicable
270-0836 | 270-0836 | UniRac, SolarMount Integrated Bonding, T-Bolt & Nut, 1/4"X2.25", Clear SS, Qty. 1, 330051S | 1.49 |  | No | Racking | Soligent De-listing | 0 |  | De-Listing & Stock Qty Unavailable |  | Not Applicable
270-0837 | 270-0837 | UniRac, SolarMount Integrated Bonding, T-Bolt & Nut, 1/4"X2.50", Dark SS, Qty. 1, 330052D | 1.64 |  | No | Racking | Vendor De-listing | 0.84 |  | De-Listing & Stock Qty Unavailable |  | Not Applicable
270-0838 : 270-0838 : 270-0838 : 270-0838_U | 270-0838 : 270-0838 : 270-0838_U | UniRac, SolarMount Integrated Bonding, T-Bolt & Nut, 1/4"X2.50", Clear SS, Qty. 1, 330052S | 1.3 |  | No | Racking | Shippable | 1.2 |  | Shippable but Stock Qty Unavailable |  | Not Applicable
270-0839 | 270-0839 | UniRac, SolarMount Integrated Bonding, Micro Mount, T-Bolt, 1/4"X1", Clear SS, neoprene washer not needed, Qty. 1, 008011S | 1.74 |  | No | Racking | Vendor De-listing | 0 |  | De-Listing & Stock Qty Unavailable |  | Not Applicable
270-0840 | 270-0840 | UniRac, SolarMount Integrated Bonding, Splice TEK Screw, #12-14 X3/4", SS, Qty. 1, 009010S | 0.48 |  | No | Racking | Vendor De-listing | 0.44 |  | De-Listing & Stock Qty Unavailable |  | Not Applicable
270-0840 : 270-0840 : 270-0840 : 270-0840_U | 270-0840 : 270-0840 : 270-0840_U | UniRac, SolarMount Integrated Bonding, Splice TEK Screw, #12-14 X3/4", SS, Qty. 1, 009010S | 0.51 |  | No | Racking | Shippable | 0.47 |  | Shippable but Stock Qty Unavailable | USMS100-0334 | Already Listed
270-0841 : 270-0841 : 270-0841 : 270-0841_U | 270-0841 : 270-0841 : 270-0841_U | UniRac, SolarMount Integrated Bonding, T-Bolt & Nut, 3/8" X 3/4", Clear SS, Qty. 1, 009020S | 0.88 |  | No | Racking | Shippable | 0.81 |  | Shippable but Stock Qty Unavailable |  | Not Applicable
270-0842 | 270-0842 | QuickMount, Seamless Sub-Flashing, 9" x 9", Mill Finish, Qty. 1, QMC-F9X9-A-1 | 6.23 |  | No | Racking | Shippable | 5.73 |  | Shippable but Stock Qty Unavailable | USMS100-0434 | Already Listed
270-0842 : 270-0842 : 270-0842 : 270-0842_U | 270-0842 : 270-0842 : 270-0842_U | QuickMount, Seamless Sub-Flashing, 9" x 9", Mill Finish, Qty. 1, QMC-F9X9-A-1 | 7.03 |  | No | Racking | Shippable | 6.48 |  | Shippable but Stock Qty Unavailable |  | Not Applicable
270-0843 | 270-0843 | ProSolar, Custom Mid and End clamps with no hardware, CUSTOM one-time use | 17110 |  | No | Racking | Soligent De-listing | 0 |  | De-Listing & Stock Qty Unavailable |  | Not Applicable
270-0844 | 270-0844 | QuickMount, Quick Hook LS, Low Height Hook for Side Mounted Rails, Mill Finish, QHOOK, Qty. 1, QMHLS A 1 | 18.34 |  | No | Racking | Vendor De-listing | 9.36 |  | De-Listing & Stock Qty Unavailable |  | Not Applicable
270-0845 | 270-0845 | QuickMount, Quick Hook SS, Standard Height Hook for Side Mounted Rails, Mill Finish, QHOOK, Qty. 1, QMHSS A 1 | 43 |  | No | Racking | Soligent De-listing | 0 |  | De-Listing & Stock Qty Unavailable |  | Not Applicable
270-0846 : 270-0846 : 270-0846_U | 270-0846 : 270-0846_U | QuickMount, Quick Rack, Grounding Lug Assembly, Qty. 1, QMQR-GL A 1 | 3.93 |  | No | Racking | Vendor De-listing | 3.61 |  | De-Listing & Stock Qty Unavailable |  | Not Applicable
270-0847 | 270-0847 | QuickMount, Seamless Sub-Flashing, 12" x 12", Mill Finish, Qty. 1, QMC-F12X12-A-1 | 9.56 |  | No | Racking | Vendor De-listing | 9.02 |  | De-Listing & Stock Qty Unavailable | USMS100-0233 | Already Listed
270-0848 | 270-0848 | ProSolar, front skirt, 4-1/2” tall, 84” long, 3” minimum clearance from bottom of module to roof, Black, Qty. 1, A-FS450-84 | 43 |  | No | Racking | Vendor De-listing | 0 |  | De-Listing & Stock Qty Unavailable |  | Not Applicable
270-0849 : 270-0849 : 270-0849 : 270-0849_U | 270-0849 : 270-0849 : 270-0849_U | ProSolar, front skirt, 2-3/4” tall, 84” long, 1-1/2” minimum clearance from bottom of module to roof, Black, Qty. 1, A-FS275-84 | 26 |  | No | Racking | Shippable | 25.67 |  | Shippable but Stock Qty Unavailable |  | Not Applicable
270-0850 : 270-0850 : 270-0850 : 270-0850_U | 270-0850 : 270-0850 : 270-0850_U | ProSolar, front skirt bracket, single, (1) 5/16” x 3/8” SS set screw, (1) 5/16” x 1” SS set screw, 2 per module, Black, Qty. 1, A-FSB-SINGLE-1 | 3.16 |  | No | Racking | Shippable | 3.13 |  | Shippable but Stock Qty Unavailable |  | Not Applicable
270-0851 : 270-0851 : 270-0851 : 270-0851_U | 270-0851 : 270-0851 : 270-0851_U | ProSolar, front skirt bracket, double (used at joint between two skirts), (1) 5/16” x 3/8” SS set screw, (1) 5/16” x 1” SS set screw, Black, Qty. 1, A-FSB-DOUBLE-1 | 4.95 |  | No | Racking | Shippable | 4.89 |  | Shippable but Stock Qty Unavailable |  | Not Applicable
270-0852 | 270-0852 | Enphase, Frame Mount,for Enphase IQ & M-Series, NOT for S-Series, 35mm module frame, Qty. 1, EFM-35MM | 6.6 |  | No | Electrical BOS | Soligent De-listing | 0 |  | De-Listing & Stock Qty Unavailable |  | Not Applicable
270-0853 | 270-0853 | Enphase, Frame Mount, for Enphase IQ & M-Series, NOT for S-Series, 40mm module frame, Qty. 1, EFM-40MM | 8.57 |  | No | Electrical BOS | Soligent De-listing | 0 |  | De-Listing & Stock Qty Unavailable |  | Not Applicable
270-0854 | 270-0854 | QuickMount, Post, 1-1/4" OD X 4", Mill finish, COMPONENT, Qty. 1, QMC-SP4 A 1 | 3.98 |  | No | Racking | Vendor De-listing | 0 |  | De-Listing & Stock Qty Unavailable |  | Not Applicable
270-0855 | 270-0855 | QuickMount, Counter Flashing, for Conduit Penetration Flashing, Compatible with ½", ¾", and 1" diameter conduit, EPDM, COMPONENT, Qty. 1, QMC-QCM R 1 | 2.27 |  | No | Racking | Vendor De-listing | 0 |  | De-Listing & Stock Qty Unavailable |  | Not Applicable
270-0856 | 270-0856 | ProSolar, front skirt, 4-1/2” tall, 136” long, 3” minimum clearance from bottom of module to roof, Black, Qty. 1, A-FS450-136 | 39.03 |  | No | Racking | Vendor De-listing | 0 |  | De-Listing & Stock Qty Unavailable |  | Not Applicable
270-0857 | 270-0857 | ProSolar, front skirt, 2-3/4” tall, 136” long, 1-1/2” minimum clearance from bottom of module to roof, Black, Qty. 1, A-FS275-136 | 43.99 |  | No | Racking | Vendor De-listing | 0 |  | De-Listing & Stock Qty Unavailable |  | Not Applicable
270-0858 | 270-0858 | EcoFasten, Custom Quote, Enter Quote Number and Custom Price | 0 |  | No | Racking | Shippable | 0 |  | Shippable but Price & Stock Qty Unavailable |  | Not Applicable
270-0859 | 270-0859 | MSI, Black end caps for 13/52 rail, set of 2, MSI-10052 | 5.57 |  | No | Racking | Soligent De-listing | 0 |  | De-Listing & Stock Qty Unavailable |  | Not Applicable
270-0860 | 270-0860 | QuickMount, Post, 1-1/4" OD X 4-1/2", Mill finish, COMPONENT, Qty. 1, QMC-SP4.5 A 1 | 4.2 |  | No | Racking | Vendor De-listing | 0 |  | De-Listing & Stock Qty Unavailable |  | Not Applicable
270-0861 | 270-0861 | QuickMount, Post, 1-1/4" OD X 11-1/2", Mill finish, COMPONENT, Qty. 1, QMC-SP11.5 A 1 | 8.72 |  | No | Racking | Vendor De-listing | 0 |  | De-Listing & Stock Qty Unavailable |  | Not Applicable
270-0862 | 270-0862 | QuickMount, Post, 1-1/4" OD X 17-1/2", Mill finish, COMPONENT, Qty. 1, QMC-SP17.5 A 1 | 11.1 |  | No | Racking | Vendor De-listing | 0 |  | De-Listing & Stock Qty Unavailable |  | Not Applicable
270-0863 | 270-0863 | EcoFasten, SimpleSeal, Bushing with bonded washer, Qty. 1, POLY KIT SIMPLE SEAL | 1.22 |  | No | Racking | Vendor De-listing | 0 |  | De-Listing & Stock Qty Unavailable |  | Not Applicable
270-0864 | 270-0864 | QuickMount, Accessory Frame Mount Bracket, for Solaredge Series 5 Optimizer, 33mm module frame, racking agnostic, UL2703, Bronze finish, COMPONENT, Qty. 1, QMAFB-33 B 1 | 5.72 |  | No | Racking | Vendor De-listing | 5.2 |  | De-Listing & Stock Qty Unavailable |  | Not Applicable
270-0865_U | 270-0865_U | QuickMount, Accessory Frame Mount Bracket, for Solaredge Series 5 Optimizer, 35mm module frame, racking agnostic, UL2703, Bronze finish, COMPONENT, Qty. 1, QMAFB-35 B 1 | 5.6 |  | No | Racking | Vendor De-listing | 5.26 |  | De-Listing & Stock Qty Unavailable |  | Not Applicable
270-0866 | 270-0866 | QuickMount, Accessory Frame Mount Bracket, for Solaredge Series 5 Optimizer, 40mm module frame, racking agnostic, UL2703, Bronze finish, COMPONENT, Qty. 1, QMAFB-40 B 1 | 14 |  | No | Racking | Vendor De-listing | 0 |  | De-Listing & Stock Qty Unavailable |  | Not Applicable
270-0867 | 270-0867 | ProSolar, Malco Turbo Shear Drill Accessory-Turbo Shear EZ cut in, #TSS1, 14.4V drill min, Qty. 1, A-MALCO | 231.79 |  | No | Racking | Soligent De-listing | 213.41 |  | De-Listing & Stock Qty Unavailable |  | Not Applicable
270-0869 | 270-0869 | QuickMount, Post, 1-1/4" OD X 6-1/2", Mill finish, COMPONENT, Qty. 1, QMC-SP6.5 A 1 | 8.79 |  | No | Racking | Vendor De-listing | 0 |  | De-Listing & Stock Qty Unavailable |  | Not Applicable
270-0870 : 270-0870 : 270-0870 : 270-0870_U | 270-0870 : 270-0870 : 270-0870_U | QuickMount, Flashing, Conduit Penetration Flashings, for Tile, Mill Finish, Qty. 1, QMCPT-A-12 | 19.96 |  | No | Racking | Shippable | 18.84 |  | Shippable but Stock Qty Unavailable |  | Not Applicable
270-0871 | 270-0871 | QuickMount, Quick Rack, Clamp Assembly 2" , 33mm, Bronze, Qty. 1 Box of 24, QMQR-CP33.2 B 24 | 98.87 |  | No | Racking | Soligent De-listing | 92.82 |  | De-Listing & Stock Qty Unavailable |  | Not Applicable
270-0872 | 270-0872 | QuickMount, Quick Rack, Clamp Assembly 8" , 33mm, Bronze, Qty. 1 Box of 6, QMQR-CP33.8 B 6 | 63 |  | No | Racking | Vendor De-listing | 0 |  | De-Listing & Stock Qty Unavailable |  | Not Applicable
270-0873 : 270-0873 : 270-0873 : 270-0873 : 270-0873_U | 270-0873 : 270-0873 : 270-0873 : 270-0873_U | UniRac, SolarMount Integrated Bonding, Micro Mount, T-Bolt, 1/4"X 3/4", Clear SS, neoprene washer not needed, Qty. 1, 008013S | 1 |  | No | Racking | Shippable | 0.92 |  | Shippable but Stock Qty Unavailable |  | Not Applicable
270-0874 | 270-0874 | QuickMount, Quick Hook SB, Standard Height Hook for Bottom Mounted Rails, Mill Finish, QHOOK, Qty. 1, QMHSB A 1 | 11.37 |  | No | Racking | Vendor De-listing | 10.67 |  | De-Listing & Stock Qty Unavailable |  | Not Applicable
270-0874 : 270-0874 : 270-0874_U | 270-0874 : 270-0874_U | QuickMount, Quick Hook SB, Standard Height Hook for Bottom Mounted Rails, Mill Finish, QHOOK, Qty. 1, QMHSB A 1 | 11.37 |  | No | Racking | Vendor De-listing | 10.67 |  | De-Listing & Stock Qty Unavailable |  | Not Applicable
270-0875 | 270-0875 | QuickMount, Quick Hook LB, Low Height Hook For Bottom Mounted Rails, Mill Finish, QHOOK, Qty. 1, QMHLB A 1 | 21.45 |  | No | Racking | Vendor De-listing | 0 |  | De-Listing & Stock Qty Unavailable |  | Not Applicable
270-0876 | 270-0876 | Anchor, Custom Quote, Enter Quote Number and Custom Price | 0 |  | No | Racking | Soligent De-listing | 0 |  | Not Applicable |  | Not Applicable
270-0877 : 270-0877 : 270-0877 : 270-0877_U | 270-0877 : 270-0877 : 270-0877_U | QuickBolt, All Tile Roof Hook, Side Mount Rails, for flat and Spanish tile, 6mm thickness, 8mm adjustable height, 140 mm wide base, 9mm x 18 mm mounting screw slots, 10mm x 46mm rail attachment slot, includes (2) 1/4 x 3" SS screws, Qty. 1, 17589(1) | 8.85 |  | No | Racking | Shippable | 7.58 |  | Shippable but Stock Qty Unavailable |  | Not Applicable
270-0878 : 270-0878 : 270-0878 : 270-0878_U | 270-0878 : 270-0878 : 270-0878_U | QuickBolt, All Tile Roof Hook, Bottom Mount Rails, for flat and Spanish tile, 6mm thickness, 9mm adjustable height, 140 mm wide base, 9mm x 18 mm mounting screw slots, 10mm x 38mm rail attachment slot, includes (2) 5/16 x 3" SS screws, Qty. 1, 17600(1) | 15.52 |  | No | Racking | Shippable | 13.3 |  | Shippable but Stock Qty Unavailable |  | Not Applicable
270-0882 | 270-0882 | Solar Roof Hook, Flashing, Wide Based Hook Flashing, Aluminum, 9" x 14", Qty. 1, 15893(1) | 4.98 |  | No | Racking | Vendor De-listing | 0 |  | De-Listing & Stock Qty Unavailable |  | Not Applicable
270-0883 | 270-0883 | QuickMount, Expedite Fee, $100 | 100 |  | Yes | Other | Shippable | 0 |  | Not Applicable as per Item Classification |  | Not Applicable
270-0884 | 270-0884 | QuickMount, Quick Rack, Landscape Skirt, 66.7", Bronze, Qty. 1 Box of 4, QMQR-SL 66.7 B4 | 79.13 |  | No | Racking | Soligent De-listing | 74.29 |  | De-Listing & Stock Qty Unavailable |  | Not Applicable
270-0885 : 270-0885 : 270-0885_U | 270-0885 : 270-0885_U | QuickMount, Quick Rack, Frame Mount Bracket, for Enphase M-Series, NOT for S-Series, 33mm module frame, racking agnostic, UL2703, Mill finish, COMPONENT, Qty. 1, QM-EFM-33 A 1 | 4.89 |  | No | Racking | Vendor De-listing | 4.59 |  | De-Listing & Stock Qty Unavailable |  | Not Applicable
270-0886 : 270-0886 : 270-0886_U | 270-0886 : 270-0886_U | QuickMount, Quick Rack, Frame Mount Bracket, for Enphase M-Series, NOT for S-Series, 33mm module frame, racking agnostic, UL2703, Bronze finish, COMPONENT, Qty. 1, QM-EFM-33 B 1 | 5.28 |  | No | Racking | Vendor De-listing | 4.8 |  | De-Listing & Stock Qty Unavailable |  | Not Applicable
270-0887 | 270-0887 | QuickMount, Accessory Frame Mount Bracket, for Solaredge Power Optimizer, 40mm module frame, racking agnostic, UL2703, Mill finish, COMPONENT, Qty. 1, QMAFB-40 A 1 | 14 |  | No | Racking | Soligent De-listing | 0 |  | De-Listing & Stock Qty Unavailable |  | Not Applicable
270-0888 : 270-0888 : 270-0888_U | 270-0888 : 270-0888_U | QuickMount, Accessory Frame Mount Bracket, for Solaredge Power Optimizer, 35mm module frame, racking agnostic, UL2703, Mill finish, COMPONENT, Qty. 1, QMAFB-35 A 1 | 5.27 |  | No | Racking | Vendor De-listing | 4.95 |  | De-Listing & Stock Qty Unavailable |  | Not Applicable
270-0889 : 270-0889 : 270-0889_U | 270-0889 : 270-0889_U | QuickMount, Accessory Frame Mount Bracket, for Solaredge Power Optimizer, 33mm module frame, racking agnostic, UL2703, Mill finish, COMPONENT, Qty. 1, QMAFB-33 A 1 | 5.39 |  | No | Racking | Vendor De-listing | 4.9 |  | De-Listing & Stock Qty Unavailable |  | Not Applicable
270-0890 | 270-0890 | UniRac, Solarmount End Cap, for Light rail, UV Black, Qty. 1, 309002P | 0.84 |  | No | Racking | Vendor De-listing | 0 |  | De-Listing & Stock Qty Unavailable |  | Not Applicable
270-0891 | 270-0891 | UniRac, Solarmount End Cap, for Standard rail, UV Black, Qty. 1, 309001P | 0.86 |  | No | Racking | Vendor De-listing | 0 |  | De-Listing & Stock Qty Unavailable |  | Not Applicable
270-0893 | 270-0893 | IronRidge, Flashing, Flashfoot kit with L-foot and Bonding hardware, Black, UFO series, Qty. 1 box of 6 flashings, FM-FF1-002B | 154 |  | No | Racking | Vendor De-listing | 0 |  | De-Listing & Stock Qty Unavailable |  | Not Applicable
270-0894 | 270-0894 | IronRidge, Mounting Kit for Microinverters & optimizers, includes two Bonding 1/4" x 3/4" SS T-Bolt and hardware, UFO series, Qty. 1 Kit, MI-BHW | 1.84 |  | No | Racking | Vendor De-listing | 0 |  | De-Listing & Stock Qty Unavailable |  | Not Applicable
270-0895 | 270-0895 | UniRac, SolarMount Trim, 168", Black, (Must sell multiples of 8 so items can ship in original packaging), Qty. 1, 206072D-B | 64.52 |  | No | Racking | Soligent De-listing | 63.72 |  | De-Listing & Stock Qty Unavailable |  | Not Applicable
270-0896 : 270-0896 : 270-0896 : 270-0896_U | 270-0896 : 270-0896 : 270-0896_U | ProSolar, End Cap, 1.5", UV resistant plastic, Black, Qty. 1, A-ENDCAP-1-B | 0.57 |  | No | Racking | Shippable | 0.57 |  | Shippable but Stock Qty Unavailable |  | Not Applicable
270-0897 : 270-0897 : 270-0897 : 270-0897_U | 270-0897 : 270-0897 : 270-0897_U | ProSolar, End Cap, 2.5", Deep Channel, UV resistant plastic, Black, Qty. 1, A-ENDCAPD-1-B | 0.72 |  | No | Racking | Shippable | 0.71 |  | Shippable but Stock Qty Unavailable |  | Not Applicable
270-0898 | 270-0898 | QuickMount, Base Mount, for use with Tile Replacement, Mill Finish, QBLOCK, Qty. 1, QMTR-BM-A-12 | 14.37 |  | No | Racking | Soligent De-listing | 14.19 |  | De-Listing & Stock Qty Unavailable |  | Not Applicable
270-0899 : 270-0899 : 270-0899 : 270-0899_U | 270-0899 : 270-0899 : 270-0899_U | QuickMount, Flashing, Tile Replacement, Flat Tile, 3-1/4" Post, order with Base Mount #270-0898, Mill Finish, Qty. 1, QMTR-F3.25-A-12 | 11.59 |  | No | Racking | Shippable | 10.94 |  | Shippable but Stock Qty Unavailable |  | Not Applicable
270-0900 : 270-0900 : 270-0900 : 270-0900_U | 270-0900 : 270-0900 : 270-0900_U | QuickMount, Flashing, Tile Replacement, W-Tile, 4" Post, order with Base Mount #270-0898, Mill Finish, Qty. 1, QMTR-W4-A-12 | 11.59 |  | No | Racking | Shippable | 10.94 |  | Shippable but Stock Qty Unavailable |  | Not Applicable
270-0901 : 270-0901 : 270-0901 : 270-0901_U | 270-0901 : 270-0901 : 270-0901_U | QuickMount, Flashing, Tile Replacement, S-Tile, 3-1/4" Post, order with Base Mount #270-0898, Mill Finish, Qty. 1, QMTR-S3.25-A-12 | 11.59 |  | No | Racking | Shippable | 10.94 |  | Shippable but Stock Qty Unavailable |  | Not Applicable
270-0902 : 270-0902 : 270-0902 : 270-0902_U | 270-0902 : 270-0902 : 270-0902_U | QuickMount, Conduit Mount for Tile, Mill Finish, QBLOCK, Qty. 1, QMCMT-A-12 | 6.65 |  | No | Racking | Shippable | 6.12 |  | Shippable but Stock Qty Unavailable |  | Not Applicable
270-0903 | 270-0903 | QuickMount, Hardware Kit for Tile Replacement, includes 5/16" x 4"GRK RSS Lag Screw and Sealing Washer, QBLOCK, Qty. pack of 24,QMC-TRLS 24 | 20.87 |  | No | Racking | Soligent De-listing | 19.59 |  | De-Listing & Stock Qty Unavailable |  | Not Applicable
270-0904 | 270-0904 | QuickMount, Hardware Kit, Serrated Flange Cap Screw, 5/16" x 1", Grade 8 Zinc, QBLOCK, Qty. pack of 12, QMC-G8SF 12 | 3.26 |  | No | Racking | Soligent De-listing | 3.06 |  | De-Listing & Stock Qty Unavailable |  | Not Applicable
270-0905 | 270-0905 | QuickMount, Flashing, E-Mount, 9" x 12", with Lag bolt, Bronze, QBLOCK, Qty. 1, QMSE-LAG B 1 | 11.07 |  | No | Racking | Vendor De-listing | 10.16 |  | De-Listing & Stock Qty Unavailable |  | Not Applicable
270-0905 : 270-0905 : 270-0905_U | 270-0905 : 270-0905_U | QuickMount, Flashing, E-Mount, 9" x 12", with Lag bolt, Bronze, QBLOCK, Qty. 1, QMSE-LAG B 1 | 11.07 |  | No | Racking | Vendor De-listing | 10.16 |  | De-Listing & Stock Qty Unavailable |  | Not Applicable
270-0906 : 270-0906 : 270-0906 : 270-0906_U | 270-0906 : 270-0906 : 270-0906_U | ProSolar, End Cap, 1.5", UV resistant plastic, Clear, Qty. 1, A-ENDCAP-1 | 0.57 |  | No | Racking | Shippable | 0.57 |  | Shippable but Stock Qty Unavailable |  | Not Applicable
270-0907 | 270-0907 | ProSolar, End Cap, 2.5", UV resistant plastic, Clear, Qty. 1, A-ENDCAPD-1 | 0.72 |  | No | Racking | Vendor De-listing | 0.71 |  | De-Listing & Stock Qty Unavailable |  | Not Applicable
270-0907 : 270-0907 : 270-0907 : 270-0907_U | 270-0907 : 270-0907 : 270-0907_U | ProSolar, End Cap, 2.5", UV resistant plastic, Clear, Qty. 1, A-ENDCAPD-1 | 0.72 |  | No | Racking | Shippable | 0.71 |  | Shippable but Stock Qty Unavailable |  | Not Applicable
270-0908 : 270-0908 : 270-0908 : 270-0908_U | 270-0908 : 270-0908 : 270-0908_U | ProSolar, End Cap, 3", UV resistant plastic, Clear, Qty. 1, A-ENDCAPXD-1 | 0.74 |  | No | Racking | Shippable | 0.73 |  | Shippable but Stock Qty Unavailable |  | Not Applicable
270-0909 : 270-0909 : 270-0909 : 270-0909_U | 270-0909 : 270-0909 : 270-0909_U | ProSolar, End Cap, 3", Deep Channel, UV resistant plastic, Black, Qty. 1, A-ENDCAPXD-1B | 0.74 |  | No | Racking | Shippable | 0.73 |  | Shippable but Stock Qty Unavailable |  | Not Applicable
270-0910 | 270-0910 | S-5!, Breakdown Fee for Less than Box Quantity, $15.00 per box | 15 |  | No | Racking | Shippable | 0 |  | Shippable but Stock Qty Unavailable |  | Not Applicable
270-0911 | 270-0911 | ProSolar, EZ Rail Mark, Red Anodized, for marking drill points on RoofTrac rail, use with FastJack, A-FJ-EZ Rail Mark | 9.93 |  | No | Racking | Soligent De-listing | 9.15 |  | De-Listing & Stock Qty Unavailable |  | Not Applicable
270-0912 | 270-0912 | ProSolar, EZ Rail Lock (FJ), Red Anodized, for locking RoofTrac rail in place while marking drill points, use with FastJack, A-FJ-EZ Rail Lock | 26.49 |  | No | Racking | Soligent De-listing | 24.39 |  | De-Listing & Stock Qty Unavailable |  | Not Applicable
270-0913 | 270-0913 | ProSolar, EZ Rail Lock (TT), , Red Anodized, for locking RoofTrac rail in place while marking drill points, use with TileTrac, A-TT-EZ Rail Lock | 21.19 |  | No | Racking | Soligent De-listing | 19.51 |  | De-Listing & Stock Qty Unavailable |  | Not Applicable
270-0914 | 270-0914 | ProSolar, EZ RT Install Kit, Red Anodized, includes: FastJack EZ Rail Lock/ FastJack EZ Rail Mark/ TileTrac EZ Rail Lock/ and RoofTrac Rail Spreader, A-RT Install Kit | 67.81 |  | No | Racking | Soligent De-listing | 62.44 |  | De-Listing & Stock Qty Unavailable |  | Not Applicable
270-0915 | 270-0915 | IronRidge, Flashing, Flashfoot2 kit with Cap-foot, 9" x 12", includes: 5/16" x 4.75" SS Lag Bolt and EPDM washer, Mill, UFO series, Qty. 1 box of 4 flashings, FM-FF2-001 | 58.88 |  | No | Racking | Vendor De-listing | 0 |  | De-Listing & Stock Qty Unavailable |  | Not Applicable
270-0916 | 270-0916 | IronRidge, Flashing, Flashfoot2 kit with Cap-foot, 9" x 12", includes: 5/16" x 4.75" SS Lag Bolt and EPDM washer, Black, UFO series, Qty. 1 box of 4 flashings, FM-FF2-001-B | 66.24 |  | No | Racking | Soligent De-listing | 0 |  | De-Listing & Stock Qty Unavailable |  | Not Applicable
270-0918 | 270-0918 | Tamarack, Custom Quote, Enter Quote Number and Custom Price | 0 |  | No | Racking | Soligent De-listing | 0 |  | Not Applicable |  | Not Applicable
270-0922 | 270-0922 | UniRac, MicroRail, 40mm, Trimrail 66", Dark, Qty. 1, 240140B | 77.99 |  | No | Racking | Vendor De-listing | 0 |  | De-Listing & Stock Qty Unavailable |  | Not Applicable
270-0924 | 270-0924 | UniRac, MicroRail, Trimrail Splice, Dark, Qty. 1, 240903D | 8.99 |  | No | Racking | Vendor De-listing | 0 |  | De-Listing & Stock Qty Unavailable |  | Not Applicable
270-0925 | 270-0925 | UniRac, MicroRail, Trim Roof Attachment, includes: Roof attachment, T-bolt, Tri-drive nut, Dovetail Locks, Square Nut, Clamp Bolt, 3" Slider, Qty. 1 assembly, 240904D | 10.22 |  | No | Racking | Vendor De-listing | 0 |  | De-Listing & Stock Qty Unavailable |  | Not Applicable
270-0926 | 270-0926 | UniRac, MicroRail, MLPE Mounting Assembly, for microinverters or optimizers, Qty. 1, 008014M | 2.87 |  | No | Racking | Vendor De-listing | 0 |  | De-Listing & Stock Qty Unavailable |  | Not Applicable
270-0927 | 270-0927 | MSI, A+, Array Skirt, 39", Black, Qty. 1, 814-0515 | 31.68 |  | No | Racking | Vendor De-listing | 0 |  | De-Listing & Stock Qty Unavailable |  | Not Applicable
270-0928 | 270-0928 | MSI, A+, Array Skirt, 66" ,Black, Qty. 1, 814-0511 | 46.17 |  | No | Racking | Vendor De-listing | 0 |  | De-Listing & Stock Qty Unavailable |  | Not Applicable
270-0929 | 270-0929 | MSI, A+, Skirt Attachment Hardware Kit, (1 at each end of skirt, can share), Qty. 1, 712-0158 | 22.99 |  | No | Racking | Soligent De-listing | 0 |  | De-Listing & Stock Qty Unavailable |  | Not Applicable
270-0930 | 270-0930 | Suncrest, BOLT: 3/8-16x3/4 HEX, STAINLESS STEEL, HDW-0010 | 0 |  | No | Racking | Vendor De-listing | 0 |  | Not Applicable |  | Not Applicable
270-0931 | 270-0931 | UniRac, MicroRail, 32mm, 3" Microrail, includes: 3" Base, 3" Cap, Socket-head cap screw, Bonding pin, Helix, Tower, 6.75" slider, Use with Raised Seal Flashing, 230332F | 21.99 |  | No | Racking | Vendor De-listing | 0 |  | De-Listing & Stock Qty Unavailable |  | Not Applicable
270-0932 | 270-0932 | UniRac, MicroRail, 35mm, 3" Microrail, includes: 3" Base, 3" Cap, Socket-head cap screw, Bonding pin, Helix, Tower, 6.75" slider, Use with Raised Seal Flashing, 230335F | 21.99 |  | No | Racking | Vendor De-listing | 0 |  | De-Listing & Stock Qty Unavailable |  | Not Applicable
270-0935 | 270-0935 | UniRac, MicroRail, 32mm, 9" Splice, includes: base, cap, (3) cap screws, and bonding pins, Use with Raised Seal Flashing, 230932F | 14.51 |  | No | Racking | Vendor De-listing | 13.32 |  | De-Listing & Stock Qty Unavailable |  | Not Applicable
270-0941 : 270-0941 : 270-0941 : 270-0941_U | 270-0941 : 270-0941 : 270-0941_U | QuickMount, Accessory Frame Mount Bracket Universal, UL2703 for SolarEdge Optimizer, or Enphase IQ, module frame thickness and racking agnostic, Mill finish, Qty. 1, QMAFBU-A-25 | 4.85 |  | No | Racking | Shippable | 4.46 |  | Shippable but Stock Qty Unavailable |  | Not Applicable
270-0943 | 270-0943 | QuickMount, Q-Base Sub Kit with 5/16-18-8 SS Bolt, COMPONENT, Qty. 1, QMC-QBG8 | 15.15 |  | No | Racking | Vendor De-listing | 0 |  | De-Listing & Stock Qty Unavailable |  | Not Applicable
270-0997 | 270-0997 | ProSolar, EZ Rail Lock, Used to lock RoofTrac® rail in place while marking drill points,for use with SolarWedge® Roof Attachments, Used in pairs, Qty.1, A-SW-EZ Rail Lock | 0 |  | Yes | Other | Shippable | 0 |  | Not Applicable as per Item Classification |  | Not Applicable
270-0998 | 270-0998 | ProSolar, EZ Rail Lock, Used to lock RoofTrac® rail in place while marking drill points,for use with SolarWedge® Roof Attachments, Used in pairs, Qty.1, A-SW-EZ Rail Lock | 10.07 |  | No | Racking | Vendor De-listing | 9.27 |  | De-Listing & Stock Qty Unavailable |  | Not Applicable
270-0999 : 270-0999 : 270-0999 : 270-0999_U | 270-0999 : 270-0999 : 270-0999_U | QuickBolt, Flashing, Wide Based Hook Flashing, Galvolume (Coated Steel), 9" x 14", Qty. 1, 15890 | 3.96 |  | No | Racking | Shippable | 3.4 |  | Shippable but Stock Qty Unavailable |  | Not Applicable
270-1000 : 270-1000 : 270-1000_U | 270-1000 : 270-1000_U | QuickMount, L-Mount, 9 X 12” Flashing with Single Slot L-Foot, 5/16 X 4-1/2” Structural Screw, (T-30 or ½” socket), and EDPM Washer, Mill Finish, Qty. 1, QMLM-ST-A | 5.04 |  | No | Racking | Vendor De-listing | 4.73 |  | De-Listing & Stock Qty Unavailable |  | Not Applicable
270-1001 | 270-1001 | QuickMount, L-Mount, 9 X 12” Flashing with Single Slot L-Foot, 5/16 X 4-1/2” Structural Screw, (T-30 or ½” socket), and EDPM Washer, Black Finish, Qty. 1, QMLM-ST-B-12 | 6.62 |  | No | Racking | Vendor De-listing | 6.25 |  | De-Listing & Stock Qty Unavailable |  | Not Applicable
270-1002 : 270-1002 : 270-1002 : 270-1002_U | 270-1002 : 270-1002 : 270-1002_U | IronRidge, FX, Rail-Less Mount 35mm, Black, Qty 1, FX-MOUNT-35MM-B | 10.86 |  | No | Racking | Shippable | 9.53 |  | Shippable but Stock Qty Unavailable |  | Not Applicable
270-1003 | 270-1003 | IronRidge, FX, Rail-Less Bridge, 35mm Black, Qty 1, FX-BRIDGE-35MM-B | 18.62 |  | No | Racking | Vendor De-listing | 8.22 |  | De-Listing & Stock Qty Unavailable |  | Not Applicable
270-1004 : 270-1004 : 270-1004 : 270-1004_U | 270-1004 : 270-1004 : 270-1004_U | IronRidge, FX, Rail-Less Trim, Black, 35mm, For 1 60 Cell Landscape Module, 1663mm, ~65.5", Qty 1, FX-TRIM-35MM-B-L | 24.47 |  | No | Racking | Shippable | 21.48 |  | Shippable but Stock Qty Unavailable |  | Not Applicable
270-1005 : 270-1005 : 270-1005 : 270-1005_U | 270-1005 : 270-1005 : 270-1005_U | IronRidge, FX, Rail-Less Trim, Black, 35mm, For 2 60 Cell Portrait Module, 2008mm, ~79", Qty 1, FX-TRIM-35MM-B-2P | 29.28 |  | No | Racking | Shippable | 25.7 |  | Shippable but Stock Qty Unavailable |  | Not Applicable
270-1006 : 270-1006 : 270-1006 : 270-1006_U | 270-1006 : 270-1006 : 270-1006_U | QuickMount, Hardware Kit, 5/16" X 5-1/2" Lag Screw, with Sealing Plug and Fender Washer, COMPONENT, Qty. 1, QMC-LS5.5SP | 2.51 |  | No | Racking | Shippable | 2.31 |  | Shippable but Stock Qty Unavailable |  | Not Applicable
270-1007 | 270-1007 | ProSolar, EZ Module Alignment Tool, Use to align module to roofs eave. Includes: two machined and anodized guides with stainless steel adjusting rods and ball point hex driver, Qty. 1, EZ Module Alignment Tool | 21.19 |  | No | Racking | Vendor De-listing | 19.51 |  | De-Listing & Stock Qty Unavailable |  | Not Applicable
270-1007 : 270-1007 : 270-1007 : 270-1007_U | 270-1007 : 270-1007 : 270-1007_U | ProSolar, EZ Module Alignment Tool, Use to align module to roofs eave. Includes: two machined and anodized guides with stainless steel adjusting rods and ball point hex driver, Qty. 1, EZ Module Alignment Tool | 21.19 |  | No | Racking | Shippable | 19.51 |  | Shippable but Stock Qty Unavailable |  | Not Applicable
270-1008 | 270-1008 | UniRac, MicroRail, Trim Rail Splice, Dark, Qty. 1,240906D | 3.39 |  | No | Racking | Vendor De-listing | 3.18 |  | De-Listing & Stock Qty Unavailable |  | Not Applicable
270-1009 | 270-1009 | UniRac, MicroRail, Flash Kit Trim, Includes: Roof Attachment, Flashing, T-bolt, Tri-drive nut, Dovetail Locks, Square Nut, Clamp Bolt, 3" Slider, Qty. 1 assembly, 004100D | 17.34 |  | No | Racking | Vendor De-listing | 0 |  | De-Listing & Stock Qty Unavailable |  | Not Applicable
270-1010 | 270-1010 | UniRac, MicroRail, 32mm, 9" Splice , includes: base, cap, (3) cap screws, and bonding pins, Qty. 1, 230132R | 13.67 |  | No | Racking | Vendor De-listing | 0 |  | De-Listing & Stock Qty Unavailable |  | Not Applicable
270-1011 | 270-1011 | UniRac, MicroRail, 35mm, 9" Splice , includes: base, cap, (3) cap screws, and bonding pins, Qty. 1, 230135R | 13.67 |  | No | Racking | Vendor De-listing | 0 |  | De-Listing & Stock Qty Unavailable |  | Not Applicable
270-1012 | 270-1012 | UniRac, MicroRail, 40mm, 9" Splice , includes: base, cap, (3) cap screws, and bonding pins, Qty. 1, 230140R | 13.67 |  | No | Racking | Vendor De-listing | 0 |  | De-Listing & Stock Qty Unavailable |  | Not Applicable
270-1013 | 270-1013 | UniRac, MicroRail, 46mm, 9" Splice, includes: base, cap, (3) cap screws, and bonding pins, Qty. 1, 230146R | 13.67 |  | No | Racking | Vendor De-listing | 0 |  | De-Listing & Stock Qty Unavailable |  | Not Applicable
270-1014 | 270-1014 | UniRac, MicroRail, 32mm, 3" Micro Rail, includes: 3" Base, 3" Cap, Socket-head cap screw, 230332R | 9.5 |  | No | Racking | Vendor De-listing | 0 |  | De-Listing & Stock Qty Unavailable |  | Not Applicable
270-1015 | 270-1015 | UniRac, MicroRail, 35mm, 3" Micro Rail, includes: 3" Base, 3" Cap, Socket-head cap screw, 230335R | 9.5 |  | No | Racking | Vendor De-listing | 0 |  | De-Listing & Stock Qty Unavailable |  | Not Applicable
270-1016 | 270-1016 | UniRac, MicroRail, 40mm, 3" Micro rail, includes: 3" Base, 3" Cap, Socket-head cap screw, 230340R | 9.5 |  | No | Racking | Vendor De-listing | 0 |  | De-Listing & Stock Qty Unavailable |  | Not Applicable
270-1017 | 270-1017 | UniRac, MicroRail, 46mm, 3" Micro Rail, includes: 3" Base, 3" Cap, Socket-head cap screw, 230346R | 9.5 |  | No | Racking | Vendor De-listing | 0 |  | De-Listing & Stock Qty Unavailable |  | Not Applicable
270-1018 | 270-1018 | UniRac, MicroRail, 32mm, 9" Splice, includes: base, cap, cap screws, and bonding pins, 230932R | 18.41 |  | No | Racking | Vendor De-listing | 0 |  | De-Listing & Stock Qty Unavailable |  | Not Applicable
270-1019 | 270-1019 | UniRac, MicroRail, 35mm, 9" Splice, includes: base, cap, cap screws, and bonding pins, 230935R | 18.41 |  | No | Racking | Vendor De-listing | 0 |  | De-Listing & Stock Qty Unavailable |  | Not Applicable
270-1020 | 270-1020 | UniRac, MicroRail, 40mm, 9" Splice, includes: base, cap, cap screws, and bonding pins, 230940R | 18.41 |  | No | Racking | Vendor De-listing | 0 |  | De-Listing & Stock Qty Unavailable |  | Not Applicable
270-1021 | 270-1021 | UniRac, MicroRail, 46mm, 9" Splice, includes: base, cap, cap screws, and bonding pins, 230946R | 18.41 |  | No | Racking | Vendor De-listing | 0 |  | De-Listing & Stock Qty Unavailable |  | Not Applicable
270-1022 | 270-1022 | UniRac, MicroRail, 32mm, Trim Rail 66", Dark, Qty. 1 package of 4, 240332R | 47.35 |  | No | Racking | Vendor De-listing | 0 |  | De-Listing & Stock Qty Unavailable |  | Not Applicable
270-1023 | 270-1023 | UniRac, MicroRail, 35mm, Trim Rail 66", Dark, Qty. 1 package of 4, 240335R | 47.35 |  | No | Racking | Vendor De-listing | 0 |  | De-Listing & Stock Qty Unavailable |  | Not Applicable
270-1024 | 270-1024 | UniRac, MicroRail, 40mm, Trim Rail 66", Dark, Qty. 1, 240340R | 47.35 |  | No | Racking | Vendor De-listing | 0 |  | De-Listing & Stock Qty Unavailable |  | Not Applicable
270-1025 | 270-1025 | UniRac, MicroRail, 46mm, Trim Rail 66", Dark, Qty. 1 package of 4, 240346R | 47.35 |  | No | Racking | Vendor De-listing | 0 |  | De-Listing & Stock Qty Unavailable |  | Not Applicable
270-1026 | 270-1026 | UniRac, MicroRail, Trim Rail Splice, Dark, Qty. 1, 240906D | 5.2 |  | No | Racking | Vendor De-listing | 0 |  | De-Listing & Stock Qty Unavailable |  | Not Applicable
270-1027 : 270-1027 : 270-1027 : 270-1027_U | 270-1027 : 270-1027 : 270-1027_U | UniRac, MicroRail, MLPE Mounting Assembly, for micro inverters or optimizers, Qty. 1, 008114M | 2.14 |  | No | Racking | Shippable | 2.12 |  | Shippable but Stock Qty Unavailable |  | Not Applicable
270-1028 : 270-1028 : 270-1028 : 270-1028_U | 270-1028 : 270-1028 : 270-1028_U | UniRac, Solarmount End Cap, for Standard rail, UV Black, Qty. 1, 309003P | 0.71 |  | No | Racking | Shippable | 0.7 |  | Shippable but Stock Qty Unavailable |  | Not Applicable
270-1031 | 270-1031 | QuickMount, Seamless Sub-Flashing, 18" x 18", Mill Finish, Qty. 1, QMC-F18X18-A-1 | 13.38 |  | No | Racking | Soligent De-listing | 12.32 |  | De-Listing & Stock Qty Unavailable | USMS100-0234 | Already Listed
270-1036 | 270-1036 | ProSolar, Membrane Roof Chip Catcher, Contains Chips when Drilling Rail, commonly used with SolarWedge, A-MRCC | 84.77 |  | No | Racking | Soligent De-listing | 78.05 |  | De-Listing & Stock Qty Unavailable |  | Not Applicable
270-1038 | 270-1038 | UniRac, U-LA Rail Mounting Bracket, U-Bolt, M30822 | 2.28 |  | No | Racking | Soligent De-listing | 2.1 |  | De-Listing & Stock Qty Unavailable |  | Not Applicable
270-1039 | 270-1039 | UniRac, U-LA Rail Mounting Bracket, 3/8-16 X ¾ T-Bolt, M30306 | 0.48 |  | No | Racking | Soligent De-listing | 0.44 |  | De-Listing & Stock Qty Unavailable |  | Not Applicable
270-1040 | 270-1040 | UniRac, U-LA Rail Mounting Bracket, 3/8-16 Flanged Nut, M31184 | 0.79 |  | No | Racking | Soligent De-listing | 0.73 |  | De-Listing & Stock Qty Unavailable |  | Not Applicable
270-1041 | 270-1041 | EcoFasten, GreenFasten1, Flashing, 8" x 12", Galvalume base for single bracket, Mill Finish, includes one 5/16" ID bonded washer, Qty. 1, GF1-GAL-MLL-812 | 2.17 |  | No | Racking | Shippable | 2 |  | Shippable but Stock Qty Unavailable | USMS100-0551 | Already Listed
270-1042 | 270-1042 | EcoFasten,Conduit Mount for Tile, includes 1 Tek screw, 1 Hole Pipe Strap not included,Qty. 1, CONDUITMOUNT-TILE | 3.47 |  | No | Racking | Soligent De-listing | 3.2 |  | De-Listing & Stock Qty Unavailable |  | Not Applicable
270-1043 | 270-1043 | QuickBolt, Microflashing, QB2, 3” with 4” Flanged Quick Bolt, and Black L-Foot, Qty. 1, 25 Kit Pack, 17862 | 134.3 |  | No | Racking | Vendor De-listing | 123.66 |  | De-Listing & Stock Qty Unavailable |  | Not Applicable
270-1047 | 270-1047 | QuickMount, L-Mount, 9 X 12” Flashing with Open Slot L-Foot, 5/16 X 4-1/2” Structural Screw, (T-30 or ½” socket), and EDPM Washer, Mill Finish, Qty. 1, QM-LMST-01-M1 | 8.33 |  | No | Racking | Soligent De-listing | 6.58 |  | De-Listing & Stock Qty Unavailable |  | Not Applicable
270-1049 | 270-1049 | S-5!, Replacement, Set screw, 3/8-24 X .50”, Qty. 1 bag of 50, 0.50 Torque Setscrew | 13.25 |  | No | Racking | Vendor De-listing | 12.5 |  | De-Listing & Stock Qty Unavailable |  | Not Applicable
270-1050 | 270-1050 | QuickBolt,Curved Tile Roof Hook, Side Mount Rails, 5mm thickness fixed height, 180 mmwide base, 7.5mm x 37 mm mounting screw slots, 10mm x 46mm rail attachmentslot, includes (2) 1/4 x 3" SS screws, Box of 20, 17510 | 107.31 |  | No | Racking | Soligent De-listing | 101.27 |  | De-Listing & Stock Qty Unavailable |  | Not Applicable
270-1053 | 270-1053 | QuickMount, IronRidge, Seamless Tile Hook Flashing, 9 X 14”, Mill Finish, for QM-HLS/HSS and IronRidge all Tile Hook Qty. 1, QM-THDF-01-M1 | 2.37 |  | No | Racking | Shippable | 2.24 |  | Shippable but Stock Qty Unavailable | USMS100-0118 | Already Listed
270-1055 | 270-1055 | ProSolar, End Cap, for 2.0 Rail, UV Resistant Plastic, Clear, Qty. 1, A-2.0 ENDCAP-24 | 0.72 |  | No | Racking | Shippable | 0.71 |  | Shippable but Stock Qty Unavailable |  | Not Applicable
270-1057 | 270-1057 | ProSolar, Tile Trac Drill Kit, for 2.0 rail includes Drill Jig and EZ Rail Lock for Perfect Hole Alignment, T-TileTrac drill kit 2.0 | 45.57 |  | No | Racking | Shippable | 45 |  | Shippable but Stock Qty Unavailable |  | Not Applicable
270-1059 | 270-1059 | SunModo, Top Tile Mount, Rafter Attachment, 5” Stand-Off, K10466-005 | 16.62 |  | No | Racking | Soligent De-listing | 15.69 |  | De-Listing & Stock Qty Unavailable |  | Not Applicable
270-1060 | 270-1060 | SunModo, Top Tile Mount, Rafter Attachment, 7” Stand-Off, K10466-007 | 18.2 |  | No | Racking | Soligent De-listing | 17.18 |  | De-Listing & Stock Qty Unavailable |  | Not Applicable
270-1063 | 270-1063 | SunModo, Top Tile Mount, Deck Attachment, 7” Stand-Off, K10461-107 | 28.21 |  | No | Racking | Soligent De-listing | 26.63 |  | De-Listing & Stock Qty Unavailable |  | Not Applicable
270-1064 | 270-1064 | SunModo, Top Tile Mount, Deck Attachment, 8” Stand-Off, K10461-108 | 29.68 |  | No | Racking | Soligent De-listing | 29.31 |  | De-Listing & Stock Qty Unavailable |  | Not Applicable
270-1065 | 270-1065 | SunModo, Top Tile Mount Spacer 1”, A20452-001 | 1.97 |  | No | Racking | Soligent De-listing | 1.86 |  | De-Listing & Stock Qty Unavailable |  | Not Applicable
270-1066 | 270-1066 | QuickMount, Hardware Kit for Tile Replacement, includes 5/16" x 4"GRK RSS Lag Screw and Sealing Washer, QBLOCK, Qty.1,QMC-TRLS 24 | 0.87 |  | No | Racking | Vendor De-listing | 0.82 |  | De-Listing & Stock Qty Unavailable |  | Not Applicable
270-1068 | 270-1068 | QuickBolt, Microflashing, 4” with 5 ¼” Hanger Bolt and Flanged Hex Nut, Qty. 1, 17721SS | 119.33 |  | No | Racking | Shippable | 117.84 |  | Shippable but Stock Qty Unavailable |  | Not Applicable
270-1073 | 270-1073 | QuickMount, Quick Rack, Landscape Skirt, 66.7", Bronze, Qty. 1 , QMQR-SL 66.7 B4 | 79.13 |  | No | Racking | Vendor De-listing | 0 |  | De-Listing & Stock Qty Unavailable |  | Not Applicable
270-1074 | 270-1074 | QuickMount, Hardware Kit for Tile Replacement, includes 5/16" x 4"GRK RSS Lag Screw and Sealing Washer, QBLOCK, Qty. 1,QMC-TRLS 24 | 9.32 |  | No | Racking | Vendor De-listing | 0 |  | De-Listing & Stock Qty Unavailable |  | Not Applicable
270-1078 | 270-1078 | QuickBolt, Conduit Mounting Bracket, for Tile Roof, 17734 | 3.47 |  | No | Racking | Shippable | 2.97 |  | Shippable but Stock Qty Unavailable |  | Not Applicable
270-1115 | 270-1115 | SnapNrack, Array Edge Screen Kit, 4” x 100’, 40 Clips, 015-11176 | 84.66 |  | No | Racking | Shippable | 83.6 |  | Shippable but Stock Qty Unavailable |  | Not Applicable
270-1116 | 270-1116 | SnapNrack, Sealing Washer Wood Screw, #14 x 2¾”, SS, 242-02175 | 0.46 |  | No | Racking | Shippable | 0.44 |  | Shippable but Stock Qty Unavailable |  | Not Applicable
270-1119 | 270-1119 | SnapNrack, SpeedSeal EMT Conduit Mounting Kit, for 1in EMT, 242-05165 | 6.61 |  | No | Racking | Shippable | 5.89 |  | Shippable but Stock Qty Unavailable |  | Not Applicable
270-2000 | 270-2000 | Heyco, SunScreener (Critter-Guard) Stainless Steel Wire Mesh Clip, Color: Grey, Qty.1 Box of 100, 18-S6437 | 67.09 |  | No | Racking | Shippable | 66.25 |  | Shippable but Stock Qty Unavailable |  | Not Applicable
270-4000 | 270-4000 | K2, EverFlash Flat Tile Replacement Mill Finish, 4000130 | 6.76 |  | No | Racking | Shippable | 5.87 |  | Shippable but Stock Qty Unavailable |  | Not Applicable
270-9087 | 270-9087 | CR MC Dark, 30-47mm, 13mm Hex, 4000602-H | 3.67 |  | No | Racking | Soligent De-listing | 3.18 |  | De-Listing & Stock Qty Unavailable |  | Not Applicable
270-9088 | 270-9088 | K2, End Clamp, 30-50mm, Dark Finish, 4000430 |  |  | No | Racking | Soligent De-listing | 0 |  | Not Applicable |  | Not Applicable
270-9091 | 270-9091 | IronRidge, Aire Cap, A2, AE-A2CAP-01-B1 | 0.51 |  | No | Racking | Shippable | 0.5 |  | Shippable but Stock Qty Unavailable |  | Not Applicable
270-9094 | 270-9094 | UniRac, #12-14 X 2.50 SS Screw, for FlashLoc, FlashLoc Duo, 003250W | 0.62 |  | No | Racking | Soligent De-listing | 0.61 |  | De-Listing & Stock Qty Unavailable |  | Not Applicable
270-9095 | 270-9095 | SnapNrack, 1 in. EMT Conduit Support Assembly, for Comp Roof, 242-02731 | 7.32 |  | No | Racking | Shippable | 5.63 |  | Shippable but Stock Qty Unavailable |  | Not Applicable
270-9096 | 270-9096 | SnapNrack, 1 in. EMT Conduit Support Assembly, for Tile Roof, 242-02108 | 0.2 |  | No | Racking | Shippable | 0.15 |  | Shippable but Stock Qty Unavailable |  | Not Applicable
271-0000 : 271-0000-EXP | 271-0000-EXP | Chemlink, Durasil Sealant, 10.1oz tube, Translucent, Qty. 1, F1211 | 10.17 |  | No | Electrical BOS | Soligent De-listing | 9.07 |  | De-Listing & Stock Qty Unavailable |  | Not Applicable
271-0002 | 271-0002 | Chemlink, M-1 Structural Adhesive, 10.1oz tubes, White, Qty. 1, F1270 white | 15.99 |  | No | Electrical BOS | Soligent De-listing | 0 |  | De-Listing & Stock Qty Unavailable |  | Not Applicable
271-0003 : 271-0003-EXP | 271-0003-EXP | Chemlink, Solar penetration seals, Low-Slope, 3” Diameter E-Curb Round Kit, contains: (10) curbs, (8) 10.1 oz cartridges of 1-part Sealer, (2) 10.1 oz cartridges of M-1 Adhesive/Sealant, Gray, Qty. 1 KIT, F1331 | 206.62 |  | No | Electrical BOS | Soligent De-listing | 198.57 |  | De-Listing & Stock Qty Unavailable |  | Not Applicable
271-0003-B | 271-0003-B | "B" grade Curbs only, Chemlink, Solar penetration seals, Low-Slope, 3” Diameter E-Curb Round Kit, contains: (10) curbs, 1 KIT, F1331 | 54.39 |  | No | Electrical BOS | Soligent De-listing | 53.84 |  | De-Listing & Stock Qty Unavailable |  | Not Applicable
271-0004 : 271-0004-EXP | 271-0004-EXP | Chemlink, Solar penetration seals, Low-Slope, 4” Diameter E-Curb Round Kit, contains: (4) curbs, (1) 1/2 gallon pouch 1-Part Pourable Sealer, (2) 10.1 oz cartridges of M-1 Adhesive/Sealant, Gray, Qty. 1 KIT, F1354 | 116.49 |  | No | Electrical BOS | Soligent De-listing | 111.95 |  | De-Listing & Stock Qty Unavailable |  | Not Applicable
271-0005 | 271-0005 | Chemlink, Solar penetration seals, Low-Slope, 6” Diameter E-Curb Round Kit, contains: (3) curbs, (2) 1/2 gallon pouch 1-Part Pourable Sealer, 1-part Sealer, (2) 10.1 oz cartridges of M-1 Adhesive/Sealant, Gray, Qty. 1 KIT, F1350 | 118.24 |  | No | Electrical BOS | Vendor De-listing | 110.48 |  | De-Listing & Stock Qty Unavailable |  | Not Applicable
271-0006 | 271-0006 | Chemlink, Conduit and pipe support, Small Knuckleheads, Black, Qty. 1, F1603 | 13 |  | No | Electrical BOS | Vendor De-listing | 0 |  | De-Listing & Stock Qty Unavailable |  | Not Applicable
271-0007 : 271-0007-EXP | 271-0007-EXP | Chemlink, Solar penetration seals, Low-Slope, 5” Diameter E-Curb Round Kit, contains: (3) curbs, (1) 1/2 gallon pouch 1-Part Pourable Sealer, (2) 10.1 oz cartridges of M-1 Adhesive/Sealant, Gray, Qty. 1 KIT, F1367GR | 135.01 |  | No | Electrical BOS | Soligent De-listing | 127.75 |  | De-Listing & Stock Qty Unavailable |  | Not Applicable
271-0011 | 271-0011 | IronRidge, Flat Roof Attachment Membrane, 60 mil, TPO, Johns Manville, White, Qty. 1, FRA-M60T-JM-W1 | 14.09 |  | No | Racking | Shippable | 12.98 |  | Shippable but Stock Qty Unavailable | USMS100-0041 | Already Listed
271-0012 | 271-0012 | IronRidge, Flat Roof Attachment Membrane, 60 mil, TPO, Mule Hide, White, Qty. 1, FRA-M60T-MH-W1 | 11.99 |  | No | Racking | Shippable | 11.04 |  | Shippable but Stock Qty Unavailable | USMS100-0042 | Already Listed
271-0013 | 271-0013 | IronRidge, Flat Roof Attachment Membrane, 60 mil, PVC, Mule Hide, White, Qty. 1, FRA-M60P-MH-W1 | 16.09 |  | No | Racking | Shippable | 14.82 |  | Shippable but Stock Qty Unavailable | USMS100-0121 | Already Listed
271-0018 | 271-0018 | Chemlink, M-1 Structural Adhesive, 10.1oz tubes, Tan, Single Tube, F1270 tan | 7.5 |  | No | Electrical BOS | Shippable | 6.6 |  | Shippable but Stock Qty Unavailable |  | Not Applicable
271-0019 | 271-0019 | Chemlink, M-1 Structural Adhesive, 10.1oz tubes, Black, Qty. 1, F1270 black | 7.5 |  | No | Electrical BOS | Soligent De-listing | 6.6 |  | De-Listing & Stock Qty Unavailable |  | Not Applicable
271-0020 | 271-0020 | UniRac, Solar Stack Structural Foam Adhesive 200 USE, STK-FOAMKIT | 772.05 |  | No | Racking | Vendor De-listing | 564.91 |  | De-Listing & Stock Qty Unavailable |  | Not Applicable
271-0021 | 271-0021 | UniRac, FlashLoc-RM, Flat Roof Attachment Base, Chemlink M-1 and 1-Part included in kit, 310999 | 90.59 |  | No | Racking | Soligent De-listing | 38.5 |  | De-Listing & Stock Qty Unavailable |  | Not Applicable
271-0022 | 271-0022 | UniRac, FlashLoc-RM, Flat Roof Attachment Base, Chemlink M-1 and 1-Part included in kit, Qty. 1 pack of 10, 310999 | 42.83 |  | No | Racking | Soligent De-listing | 40.43 |  | De-Listing & Stock Qty Unavailable |  | Not Applicable
271-0023 : 271-0023-EXP | 271-0023-EXP | UniRac, FlashLoc-RM, Flat Roof Attachment Base, Chem Link M-1 and 1-Part included in kit, Qty. 1 Pack of 10, 310999 | 428.34 |  | No | Racking | Soligent De-listing | 404.25 |  | De-Listing & Stock Qty Unavailable |  | Not Applicable
271-0024 | 271-0024 | Seal Bond, High Strength Adhesive/Sealant, Black, Qty.1 10.1oz. Cartridge, SB 500-BLACK | 6.89 |  | No | Electrical BOS | Shippable | 6.15 |  | Shippable but Stock Qty Unavailable |  | Not Applicable
271-0025 | 271-0025 | Seal Bond, General Purpose Adhesive/Sealant, Clear, Qty.1 10.1oz. Cartridge, SB-410-CLEAR | 6.29 |  | No | Electrical BOS | Shippable | 5.61 |  | Shippable but Stock Qty Unavailable |  | Not Applicable
310-0000 | 310-0000 | Fronius, IG2000 1-Ph Grid Tied Inverter, 2000W, 240VAC, 60Hz, DC/AC Discon, 3 Unfused Input (fuses not included), 1 MPPT, 10 Yr Warr, Neg Gnd, 4,200,102,800 | 1913.98 | 2000 | No | Inverters | Vendor De-listing | 0 |  | De-Listing & Stock Qty Unavailable |  | Not Applicable
310-0001 | 310-0001 | Fronius, IG2500-LV 1-Ph Grid Tied Inverter, 2500W, 208VAC, 60Hz, DC/AC Discon, 3 Unfused Input (fuses not included), 1 MPPT, 10 Yr Warr, Neg Gnd, 4,200,110,800 | 2065.98 | 2500 | No | Inverters | Vendor De-listing | 0 |  | De-Listing & Stock Qty Unavailable |  | Not Applicable
310-0002 | 310-0002 | Fronius, IG3000 1-Ph Grid Tied Inverter, 2700W, 240VAC, 60Hz, DC/AC Discon, 3 Unfused Input (fuses not included), 1 MPPT, 10 Yr Warr, Neg Gnd, 4,200,103,800 | 2947.98 | 2700 | No | Inverters | Vendor De-listing | 0 |  | De-Listing & Stock Qty Unavailable |  | Not Applicable
310-0003 | 310-0003 | Fronius, IG4000 1-Ph Grid Tied Inverter, 4000W, 240VAC, 60Hz, DC/AC Discon, 3 Unfused Input (fuses not included), 1 MPPT, 10 Yr Warr, Neg Gnd, 4,200,104,800 | 3563.98 | 4000 | No | Inverters | Vendor De-listing | 0 |  | De-Listing & Stock Qty Unavailable |  | Not Applicable
310-0004 | 310-0004 | Fronius, IG4500-LV 1-Ph Grid Tied Inverter, 4500W, 208VAC, 60Hz, DC/AC Discon, 3 Unfused Input (fuses not included), 1 MPPT, 10 Yr Warr, Neg Gnd, 4,200,111,800 | 3027.98 | 4500 | No | Inverters | Vendor De-listing | 0 |  | De-Listing & Stock Qty Unavailable |  | Not Applicable
310-0005 | 310-0005 | Fronius, IG5100 1-Ph Grid Tied Inverter, 5100W, 240VAC, 60Hz, DC/AC Discon, 3 Unfused Input (fuses not included), 1 MPPT, 10 Yr Warr, Neg Gnd, 4,200,105,800 | 2887.98 | 5100 | No | Inverters | Vendor De-listing | 0 |  | De-Listing & Stock Qty Unavailable |  | Not Applicable
310-0008 | 310-0008 | SolarEdge, SE11400H-US, HD-Wave, 1-Ph, Grid Tied Inverter, 11.4kW, 240Vac, 60 Hz, 3 Unfused Input, 12 Yr Warr, Ground-Fault/Arc-Fault Protection, RS485 and Ethernet, -40C, AC-RSD, w/RGM & Consumption Meter (Add CT's), UL1741-SA, SetApp Enabled, Home-Net Compatible, SE11400H-US000BEI5 | 2641.91 | 11400 | No | Inverters | Shippable | 2471.46 |  | Shippable but Stock Qty Unavailable |  | Not Applicable
310-0009 | 310-0009 | Power One, PVI- 5000 1-Ph Grid Tied Inverter, 5000W, 208/240/277VAC, 60Hz, DC Discon, 4 Unfused Input, 2 MPPT, 10 Yr Warr, Ungrounded, RS485, PVI-5000-OUTD-US | 3780 | 5000 | No | Inverters | Vendor De-listing | 0 |  | De-Listing & Stock Qty Unavailable |  | Not Applicable
310-0010 | 310-0010 | ABB, PVI- 6000 1-Ph Grid Tied Inverter, 6000W, 208/240/277VAC, 60Hz, DC Discon, 4 Unfused Input, 2 MPPT, 10 Yr Warr, Ungrounded, RS485, PVI-6000-OUTD-US | 3608 | 6000 | No | Inverters | Vendor De-listing | 0 |  | De-Listing & Stock Qty Unavailable |  | Not Applicable
310-0012 | 310-0012 | SolarEdge, Energy Hub SE10000H-US HD-Wave, 1-Ph, Grid Tied Inverter, Dual Rated 10kW/10kW Battery Access, 240Vac, 60 Hz, 2 Unfused Input, 12 Yr Warr,Ground-Fault/Arc-Fault Protection, RS485 and Ethernet, with 5 Year Cell plan, -40C, AC RSD, w/RGM, and Consumption Meter (Add CT’s), SetApp Enabled, UL1741-SA, SE10000H-USMNBBL15 | 2978.26 | 10000 | No | Inverters | Shippable | 2786.12 |  | Shippable but Stock Qty Unavailable |  | Not Applicable
310-0013 | 310-0013 | SolarEdge, Energy Hub SE3800H-US HD-Wave, Single Phase, Grid Tied Inverter, Dual Rated 3.8kW/7kW Battery Access, 240Vac, 60 Hz, 2 Unfused Input, Ground-Fault/Arc-Fault Protection, RS485, Ethernet, with Wi-Fi Antenna, -40C, AC RSD, w/RGM, and Consumption Meter (Add CT’s), SetApp Enabled, UL1741-SB, 12 Yr. Warr, SE3800H-USMNBBX14 | 1592.8 | 3800 | No | Inverters | Shippable | 1490.04 |  | Shippable but Stock Qty Unavailable |  | Not Applicable
310-0014 | 310-0014 | PV Powered, PVP2500 1-Ph Grid Tied Inverter, 2500W, 240VAC, 60Hz, No Discon, 1 Unfused Input, 1 MPPT, 10 Yr Warr, Neg Gnd, PVP2500-ND-240 | 2649.99 | 2500 | No | Inverters | Vendor De-listing | 0 |  | De-Listing & Stock Qty Unavailable |  | Not Applicable
310-0015 | 310-0015 | PV Powered, PVP3500 1-Ph Grid Tied Inverter, 3500W, 240VAC, 60Hz, No Discon, 1 Unfused Input, 1 MPPT, 10 Yr Warr, Neg Gnd, PVP3500-ND-240 | 3149.99 | 3500 | No | Inverters | Vendor De-listing | 0 |  | De-Listing & Stock Qty Unavailable |  | Not Applicable
310-0016 | 310-0016 | PV Powered, PVP4600 1-Ph Grid Tied Inverter, 4600W, 208VAC, 60Hz, No Discon, 1 Unfused Input, 1 MPPT, 10 Yr Warr, Neg Gnd, PVP4600-ND-208 | 3749.99 | 4600 | No | Inverters | Vendor De-listing | 0 |  | De-Listing & Stock Qty Unavailable |  | Not Applicable
310-0017 | 310-0017 | PV Powered, PVP4800 1-Ph Grid Tied Inverter, 4800W, 240VAC, 60Hz, No Discon, 1 Unfused Input, 1 MPPT, 10 Yr Warr, Neg Gnd, PVP4800-ND-240 | 3849.99 | 4800 | No | Inverters | Vendor De-listing | 0 |  | De-Listing & Stock Qty Unavailable |  | Not Applicable
310-0018 | 310-0018 | PV Powered, PVP5200 1-Ph Grid Tied Inverter, 5200W, 240VAC, 60Hz, No Discon, 1 Unfused Input, 1 MPPT, 10 Yr Warr, Neg Gnd, PVP5200-ND-240 | 847.2 | 5200 | No | Inverters | Soligent De-listing | 0 |  | De-Listing & Stock Qty Unavailable |  | Not Applicable
310-0019 | 310-0019 | Solectria, PVI 13KW Grid Tied Inverter, 3-Ph, 13.2KW, 208VAC, 60Hz, 475VDC, DC/AC Discon, 7 Fused Input, 1 MPPT, 5 Yr Warr, Neg Gnd, Ethernet, PVI-13-208 | 13545 | 13000 | No | Inverters | Vendor De-listing | 0 |  | De-Listing & Stock Qty Unavailable |  | Not Applicable
310-0020 | 310-0020 | Solectria, PVI 13KW Grid Tied Inverter, 3-Ph, 13.2KW, 480VAC, 60Hz, 475VDC, DC/AC Discon, 7 Fused Input, 1 MPPT, 5 Yr Warr, Neg Gnd, Ethernet, PVI-13-480 | 13545 | 13000 | No | Inverters | Vendor De-listing | 0 |  | De-Listing & Stock Qty Unavailable |  | Not Applicable
310-0021 | 310-0021 | Solectria, PVI 15KW Grid Tied Inverter, 3-Ph, 15KW, 208VAC, 60Hz, 475VDC, DC/AC Discon, 7 Fused Input, 1 MPPT, 5 Yr Warr, Neg Gnd, Ethernet, PVI-15-208 | 13955 | 15000 | No | Inverters | Vendor De-listing | 0 |  | De-Listing & Stock Qty Unavailable |  | Not Applicable
310-0022 | 310-0022 | Solectria, PVI 15KW Grid Tied Inverter, 3-Ph, 15KW, 480VAC, 60Hz, 475VDC, DC/AC Discon, 7 Fused Input, 1 MPPT, 5 Yr Warr, Neg Gnd, Ethernet, PVI-15-480 | 13955 | 15000 | No | Inverters | Vendor De-listing | 0 |  | De-Listing & Stock Qty Unavailable |  | Not Applicable
310-0023 | 310-0023 | Solectria, PVI1800 Grid Tied Inverter, 1-Ph, 1800W, 208VAC, 60Hz, No Discon, 1 Unfused Input, 1 MPPT, 5 Yr Warr, Neg Gnd, RS485, PVI1800-208 | 2303.98 | 1800 | No | Inverters | Vendor De-listing | 0 |  | De-Listing & Stock Qty Unavailable |  | Not Applicable
310-0024 | 310-0024 | Solectria, PVI1800 Grid Tied Inverter, 1-Ph, 1800W, 240VAC, 60Hz, No Discon, 1 Unfused Input, 1 MPPT, 5 Yr Warr, Neg Gnd, RS485, PVI1800-240 | 2199.99 | 1800 | No | Inverters | Vendor De-listing | 0 |  | De-Listing & Stock Qty Unavailable |  | Not Applicable
310-0025 | 310-0025 | Solectria, PVI2500 Grid Tied Inverter, 1-Ph, 2500W, 208VAC, 60Hz, No Discon, 1 Unfused Input, 1 MPPT, 5 Yr Warr, Neg Gnd, RS485, PVI2500-208 | 2473.98 | 2500 | No | Inverters | Vendor De-listing | 0 |  | De-Listing & Stock Qty Unavailable |  | Not Applicable
310-0026 | 310-0026 | Solectria, PVI2500 Grid Tied Inverter, 1-Ph, 2500W, 240VAC, 60Hz, No Discon, 1 Unfused Input, 1 MPPT, 5 Yr Warr, Neg Gnd, RS485, PVI2500-240 | 2473.98 | 2500 | No | Inverters | Vendor De-listing | 0 |  | De-Listing & Stock Qty Unavailable |  | Not Applicable
310-0027 | 310-0027 | SolarEdge, SE7600H-US, HD-Wave, 1-Ph, Grid Tied Inverter, 7600W, 240Vac, 60 Hz, 2 Unfused Input, 12 Yr Warr, Ground-Fault/Arc-Fault Protection, Ungrounded, RS485 and Ethernet, AC-RSD, -40C, UL-1741-SA, SE7600H-US000NNU4 | 2940.48 | 7600 | No | Inverters | Vendor De-listing | 0 |  | De-Listing & Stock Qty Unavailable |  | Not Applicable
310-0028 | 310-0028 | SolarEdge, SE7600H-US, HD-Wave, 1-Ph, Grid Tied Inverter, 7600W, 240Vac, 60 Hz, 2 Unfused Input, 12 Yr Warr, Ground-Fault/Arc-Fault Protection, Ungrounded, RS485 and Ethernet, AC-RSD, with Revenue Grade Meter (RGM), UL-1741-SA, SE7600H-US000NNC2 | 2818.42 | 7600 | No | Inverters | Vendor De-listing | 0 |  | De-Listing & Stock Qty Unavailable |  | Not Applicable
310-0029 | 310-0029 | SolarEdge, SE10000A 1-Ph Grid Tied Inverter, 10000W, 208/240VAC, 60Hz, DC Discon, 3 Un-Fused Input, No MPPT, 12 Yr Warr, Ungrounded, RS485 and Ethernet, AFCI, AC-RSD, UL-1741-SA, SE10000A-USR00NNU2 | 3583.34 | 10000 | No | Inverters | Vendor De-listing | 0 |  | De-Listing & Stock Qty Unavailable |  | Not Applicable
310-0030 | 310-0030 | SolarEdge, SE10000A-US, 1-Ph Grid Tied Inverter, 10000W, 208/240VAC, 60Hz, DC Discon, 3 Un-Fused Input, No MPPT, 12 Yr Warr, Ungrounded, RS485 and Ethernet, AFCI, AC-RSD, with Revenue Grade Meter (RGM), UL-1741-SA, SE10000A-USR00NNC2 | 3898.34 | 10000 | No | Inverters | Vendor De-listing | 0 |  | De-Listing & Stock Qty Unavailable |  | Not Applicable
310-0031 | 310-0031 | SMA, Sunny Boy 3000US 1-Ph Grid Tied Inverter, 3000W, 208/240VAC, 60Hz, DC Discon, 4 Fused Input, 1 MPPT, 10 Yr Warr, Neg Gnd Config, SB3000US, SPECIAL PRICING - LIMITED QUANTITY - ONLY WHILE SUPPLIES LAST | 861 | 3000 | No | Inverters | Vendor De-listing | 0 |  | De-Listing & Stock Qty Unavailable |  | Not Applicable
310-0032 | 310-0032 | SolarEdge, SE10000A-US, 1-Ph Grid Tied Inverter, 10000W, 208/240VAC, 60Hz, DC Discon, 3 Un-Fused Input, No MPPT, 12 Yr Warr, Ungrounded, RS485 and Ethernet, AFCI, AC-RSD, -40C, UL-1741-SA, SE10000A-USR00NNU4 | 3750 | 10000 | No | Inverters | Vendor De-listing | 0 |  | De-Listing & Stock Qty Unavailable |  | Not Applicable
310-0033 | 310-0033 | SolarEdge, SE11400A-US, 1-Ph Grid Tied Inverter, 11400W, 240VAC, 60Hz, DC Discon, 3 Un-Fused Input, No MPPT, 12 Yr Warr, Ungrounded, RS485 and Ethernet, AFCI, AC-RSD, UL-1741-SA, SE11400A-USR00NNU2 | 3213 | 11400 | No | Inverters | Vendor De-listing | 0 |  | De-Listing & Stock Qty Unavailable |  | Not Applicable
310-0034 | 310-0034 | SMA, Sunny Boy 4000US 1-Ph Grid Tied Inverter, 4000W, 208/240VAC, 60Hz, DC Discon, 4 Fused Input, 1 MPPT, 10 Yr Warr, Neg Gnd Config, SB4000US, SPECIAL PRICING - LIMITED QUANTITY - ONLY WHILE SUPPLIES LAST | 869 | 4000 | No | Inverters | Vendor De-listing | 0 |  | De-Listing & Stock Qty Unavailable |  | Not Applicable
310-0035 | 310-0035 | SMA, Sunny Boy 5000US 1-Ph Grid Tied Inverter, 5000W, 208/240/277VAC, 60Hz, DC Discon, 4 Fused Input, 1 MPPT, 10 Yr Warr, Neg Gnd Config, SB5000US | 3924 | 5000 | No | Inverters | Vendor De-listing | 0 |  | De-Listing & Stock Qty Unavailable |  | Not Applicable
310-0036 | 310-0036 | SMA, Sunny Boy 6000US 1-Ph Grid Tied Inverter, 6000W, 208/240/277VAC, 60Hz, DC Discon, 4 Fused Input, 1 MPPT, 10 Yr Warr, Neg Gnd Config, SB6000US | 4426 | 6000 | No | Inverters | Vendor De-listing | 0 |  | De-Listing & Stock Qty Unavailable |  | Not Applicable
310-0037 | 310-0037 | SMA, Sunny Boy 7000US 1-Ph Grid Tied Inverter, 7000W, 208/240/277VAC, 60Hz, DC Discon, 4 Fused Input, 1 MPPT, 10 Yr Warr, Neg Gnd Config, SB7000US | 5030 | 7000 | No | Inverters | Vendor De-listing | 0 |  | De-Listing & Stock Qty Unavailable |  | Not Applicable
310-0038 | 310-0038 | SMA, Sunny Boy 700U 1-Ph Grid Tied Inverter, 700W, 120VAC, 60Hz, No Discon, 2 Unfused Input, 1 MPPT, 10 Yr Warr, Neg Gnd, SB 700U SBD | 1345.99 | 700 | No | Inverters | Vendor De-listing | 0 |  | De-Listing & Stock Qty Unavailable |  | Not Applicable
310-0039 | 310-0039 | SolarEdge, SE11400A-US, 1-Ph Grid Tied Inverter, 11400W, 240VAC, 60Hz, DC Discon, 3 Un-Fused Input, No MPPT, 12 Yr Warr, Ungrounded, RS485 and Ethernet, AFCI, AC-RSD, with Revenue Grade Meter (RGM), UL-1741-SA, SE11400A-USR00NNC2 | 3477.6 | 11400 | No | Inverters | Vendor De-listing | 0 |  | De-Listing & Stock Qty Unavailable |  | Not Applicable
310-0040 | 310-0040 | SolarEdge, SE11400A-US, 1-Ph Grid Tied Inverter, 11400W, 240VAC, 60Hz, DC Discon, 3 Un-Fused Input, No MPPT, 12 Yr Warr, Ungrounded, RS485 and Ethernet, AFCI, AC-RSD, -40C, UL-1741-SA, SE11400A-USR00NNU4 | 3999.99 | 11400 | No | Inverters | Vendor De-listing | 0 |  | De-Listing & Stock Qty Unavailable |  | Not Applicable
310-0041 | 310-0041 | SolarEdge, StorEdge, 7.6kW, High Power, 1-Ph Grid Tied Inverter, 7600W, 240VAC, 60Hz, DC Discon, 2 Unfused PV Input, No MPPT, 12 Yr Warr, Ungrounded, RS485 and Ethernet, RSD, -25C, AFCI, with 5 year GSM, UL-1741-SA, SE7600A-USS20NHB2 | 2781.5 | 7600 | No | Inverters | Vendor De-listing | 2667.97 |  | De-Listing & Stock Qty Unavailable |  | Not Applicable
310-0041 : 310-0041 : 310-0041_S | 310-0041 : 310-0041_S | SolarEdge, StorEdge, 7.6kW, High Power, 1-Ph Grid Tied Inverter, 7600W, 240VAC, 60Hz, DC Discon, 2 Unfused PV Input, No MPPT, 12 Yr Warr, Ungrounded, RS485 and Ethernet, RSD, -25C, AFCI, with 5 year GSM, UL-1741-SA, SE7600A-USS20NHB2 | 2781.5 | 7600 | No | Inverters | Soligent De-listing | 2667.97 |  | De-Listing & Stock Qty Unavailable |  | Not Applicable
310-0042 | 310-0042 | SolarEdge, StorEdge, 7.6kW, High Power, 1-Ph Grid Tied Inverter, 7600W, 240VAC, 60Hz, DC Discon, 2 Unfused PV Input, No MPPT, 12 Yr Warr, Ungrounded, RS485 and Ethernet, RSD, -25C, AFCI, with 5 year GSM, and RGM, UL-1741-SA, SE7600A-USS20NHY2 | 5515.8 | 7600 | No | Inverters | Vendor De-listing | 2965.48 |  | De-Listing & Stock Qty Unavailable |  | Not Applicable
310-0043 | 310-0043 | Xantrex, GT 5.0 Inverter, Refurbished 5000W, Grid Tied, DC/AC Disconnect, 208/240VAC, 60Hz, GT5.0 ~ | 1941.1 | 5000 | No | Inverters | Vendor De-listing | 0 |  | De-Listing & Stock Qty Unavailable |  | Not Applicable
310-0044 : 310-0044_S | 310-0044_S | Generac, PWRcell 7.6kW Single Phase 120/240Vac Grid-Tie/Back-Up Inverter with 2 CT’s, UL1741-SA (Rule-21), XVT076A03 | 2877.21 |  | No | Energy Storage | Vendor De-listing | 2644.37 |  | De-Listing & Stock Qty Unavailable |  | Not Applicable
310-0045 | 310-0045 | SolarEdge, Energy Hub SE5700H-US HD-Wave, Single Phase, Grid Tied Inverter, Dual Rated 5.7kW/6kW Battery Access, 240Vac, 60 Hz, 2 Unfused Input, Ground-Fault/Arc-Fault Protection, RS485, Ethernet, with Wi-Fi Antenna, -40C, AC RSD, w/RGM, and Consumption Meter (Add CT’s), SetApp Enabled, UL1741-SB, 12 Yr. Warr, SE5700H-USSNBBX14 | 1980.48 | 6000 | No | Inverters | Shippable | 1852.71 |  | Shippable but Stock Qty Unavailable |  | Not Applicable
310-0046 | 310-0046 | SolarEdge, Energy Hub SE7600H-US HD-Wave, Single Phase, Grid Tied Inverter, Dual Rated 7.6kW/7kW Battery Access, 240Vac, 60 Hz, 2 Unfused Input, Ground-Fault/Arc-Fault Protection, RS485, Ethernet, with Wi-Fi Antenna, -40C, AC RSD, w/RGM, and Consumption Meter (Add CT’s), SetApp Enabled, UL1741-SB, 12 Yr. Warr, SE7600H-USSNBBX14 | 2224.48 | 7600 | No | Inverters | Shippable | 2080.97 |  | Shippable but Stock Qty Unavailable |  | Not Applicable
310-0047 | 310-0047 | PV Powered, PVP2000 1-Ph Grid Tied Inverter, 2000W, 240VAC, 60Hz, No Discon, 1 Unfused Input, 1 MPPT, 10 Yr Warr, Neg Gnd Config, PVP2000-ND-240 | 2349.99 | 2000 | No | Inverters | Vendor De-listing | 0 |  | De-Listing & Stock Qty Unavailable |  | Not Applicable
310-0048 | 310-0048 | PV Powered, PVP3000 1-Ph Grid Tied Inverter, 3000W, 240VAC, 60Hz, No Discon, 1 Unfused Input, 1 MPPT, 10 Yr Warr, Neg Gnd Config, PVP3000-ND-240 | 2849.99 | 3000 | No | Inverters | Vendor De-listing | 0 |  | De-Listing & Stock Qty Unavailable |  | Not Applicable
310-0049 | 310-0049 | Advanced Energy, AE 75TX grid tied inverter, 3-Ph, 75kW, 208VAC, 60Hz, 600VDC, DC/AC Discon, 10 Yr Warr, Neg Gnd, RS485 & Ethernet, AE _75TX-208 | 64003.98 | 75000 | No | Inverters | Vendor De-listing | 0 |  | De-Listing & Stock Qty Unavailable |  | Not Applicable
310-0050 | 310-0050 | Advanced Energy, AE 75TX grid tied inverter, 3-Ph, 75kW, 480VAC, 60Hz, 600VDC, DC/AC Discon, 10 Yr Warr, Neg Gnd, RS485 & Ethernet, AE_75TX-480 | 64003.98 | 75000 | No | Inverters | Vendor De-listing | 0 |  | De-Listing & Stock Qty Unavailable |  | Not Applicable
310-0051 | 310-0051 | Advanced Energy, AE 100TX grid tied Central inverter, 3-Ph, 100kW, 208VAC, 60H | 58824 | 100000 | No | Inverters | Vendor De-listing | 0 |  | De-Listing & Stock Qty Unavailable |  | Not Applicable
310-0052 | 310-0052 | Advanced Energy, AE 100TX grid tied inverter, 3-Ph, 100kW, 480VAC, 60Hz, 600VDC, DC/AC Discon, 10 Yr Warr, Neg Gnd, RS485 & Ethernet, AE_100TX-480 | 58824 | 100000 | No | Inverters | Vendor De-listing | 0 |  | De-Listing & Stock Qty Unavailable |  | Not Applicable
310-0053 | 310-0053 | SolarEdge, SE10000H-US, HD-Wave, 1-Ph, Grid Tied Inverter, 10kW, 240Vac, 60 Hz, 3 Unfused Input, 12 Yr Warr, Ground-Fault/Arc-Fault Protection, Ungrounded, RS485 and Ethernet, AC-RSD, UL-1741-SA, SE10000H-US000NNU2 | 3150 | 10000 | No | Inverters | Vendor De-listing | 0 |  | De-Listing & Stock Qty Unavailable |  | Not Applicable
310-0054 | 310-0054 | SolarEdge, Energy Hub SE7600H-US HD-Wave, Single Phase, Grid Tied Inverter, Dual Rated 7.6kW/10kW Battery Access, 240Vac, 60 Hz, 2 Unfused Input, Ground-Fault/Arc-Fault Protection, RS485, Ethernet, with Wi-Fi Antenna, -40C, AC RSD, w/RGM, and Consumption Meter (Add CT’s), SetApp Enabled, UL1741-SB, 12 Yr. Warr, SE7600H-USMNBBX15 | 2374.8 | 7600 | No | Inverters | Shippable | 2221.59 |  | Shippable but Stock Qty Unavailable |  | Not Applicable
310-0055 | 310-0055 | SolarEdge, Energy Hub SE10000H-US HD-Wave, Single Phase, Grid Tied Inverter, Dual Rated 10kW/10kW Battery Access, 240Vac, 60 Hz, 2 Unfused Input, Ground-Fault/Arc-Fault Protection, RS485, Ethernet, with Wi-Fi Antenna, -40C, AC RSD, w/RGM, and Consumption Meter (Add CT’s), SetApp Enabled, UL1741-SB, 12 Yr. Warr, SE10000H-USMNBBX15 | 2681.2 | 10000 | No | Inverters | Shippable | 2508.22 |  | Shippable but Stock Qty Unavailable |  | Not Applicable
310-0056 | 310-0056 | SolarEdge, Energy Hub SE11400H-US HD-Wave, Single Phase, Grid Tied Inverter, Dual Rated 11.4kW/10kW Battery Access, 240Vac, 60 Hz, 2 Unfused Input, Ground-Fault/Arc-Fault Protection, RS485,Ethernet, with Wi-Fi Antenna, -40C, AC RSD, w/RGM, and Consumption Meter (Add CT’s), SetApp Enabled, UL1741-SB, 12 Yr. Warr, SE11400H-USSNBBX15 | 2835.41 | 11400 | No | Inverters | Shippable | 2652.48 |  | Shippable but Stock Qty Unavailable |  | Not Applicable
310-0057 | 310-0057 | Yaskawa Solectria, PVI 36TL-V2, 3-Ph WYE Grid tied inverter, 36kW, 480VAC, 60Hz, 1000VDC, 3 MPPT, 10 Yr. Warranty, Transformerless, RS485, Arc-Fault Detection, NEMA4X, Network Card Required for Communication, Mount 15 - 90°, [MUST ADD WIRING BOX] Rule-21, PVI-36TL-480-V2 | 3890.24 | 36000 | No | Inverters | Shippable | 3752.94 |  | Shippable but Stock Qty Unavailable |  | Not Applicable
310-0058 | 310-0058 | SMA, Sunny Boy Smart Energy 3.8-US, Hybrid, DC or AC Coupled, Battery/Battery Less Inverter, 3840W, 240/208Vac, 60Hz, 3 MPPT Inputs, Integrated DC Discon, Transformerless, AFCI, GFI Protection, Interfaces: Ethernet/WLAN/RS-485 with SunSpec RSD Transmitter, and 120V Back-up-Secure (SPS),10 Yr. Warranty, use 90-500Vdc with Li-Ion battery, SBSE3.8-US-50 | 1806.17 | 3840 | No | Inverters | Shippable | 1625.56 |  | Shippable but Stock Qty Unavailable |  | Not Applicable
310-0059 | 310-0059 | SMA, Sunny Boy Smart Energy 4.8-US, Hybrid, DC or AC Coupled, Battery/Battery Less Inverter, 4800W, 240/208Vac, 60Hz, 3 MPPT Inputs, Integrated DC Discon, Transformerless, AFCI, GFI Protection, Interfaces: Ethernet/WLAN/RS-485 with SunSpec RSD Transmitter, and 120V Back-up-Secure (SPS),10 Yr. Warranty, use 90-500Vdc with Li-Ion battery, SBSE4.8-US-50 | 2053.09 | 4800 | No | Inverters | Shippable | 1847.78 |  | Shippable but Stock Qty Unavailable |  | Not Applicable
310-0060 | 310-0060 | Solectria, PVI3000 1-Ph Grid Tied Inverter, 2900W, 208/240VAC, 60Hz, DC/AC Discon, 3 Fused Input, 1 MPPT, 10 Yr Warr, Neg Gnd Config, RS485, PVI 3000 | 2239.99 | 2900 | No | Inverters | Vendor De-listing | 0 |  | De-Listing & Stock Qty Unavailable |  | Not Applicable
310-0061 | 310-0061 | SMA, Sunny Boy Smart Energy 5.8-US, Hybrid, DC or AC Coupled, Battery/Battery Less Inverter, 5760W, 240/208Vac, 60Hz, 3 MPPT Inputs, Integrated DC Discon, Transformerless, AFCI, GFI Protection, Interfaces: Ethernet/WLAN/RS-485 with SunSpec RSD Transmitter, and 120V Back-up-Secure (SPS),10 Yr. Warranty, use 90-500Vdc with Li-Ion battery, SBSE5.8-US-50 | 2367.9 | 5760 | No | Inverters | Shippable | 2131.11 |  | Shippable but Stock Qty Unavailable |  | Not Applicable
310-0062 | 310-0062 | Solectria, PVI4000 1-Ph Grid Tied Inverter, 3900W, 208/240VAC, 60Hz, DC/AC Discon, 4 Fused Input, 1 MPPT, 10 Yr Warr, Neg Gnd Config, RS485, PVI-4000 | 2759.99 | 3900 | No | Inverters | Vendor De-listing | 0 |  | De-Listing & Stock Qty Unavailable |  | Not Applicable
310-0063 | 310-0063 | SMA, Sunny Boy Smart Energy 7.7-US, Hybrid, DC or AC Coupled, Battery/Battery Less Inverter, 7650W, 240/208Vac, 60Hz, 3 MPPT Inputs, Integrated DC Discon, Transformerless, AFCI, GFI Protection, Interfaces: Ethernet/WLAN/RS-485 with SunSpec RSD Transmitter, and 120V Back-up-Secure (SPS),10 Yr. Warranty, use 90-500Vdc with Li-Ion battery, SBSE7.7-US-50 | 2803.7 | 7650 | No | Inverters | Shippable | 2523.33 |  | Shippable but Stock Qty Unavailable |  | Not Applicable
310-0064 | 310-0064 | Solectria, PVI5000 1-Ph Grid Tied Inverter, 4900W, 208/240VAC, 60Hz, DC/AC Discon, 4 Fused Input, 1 MPPT, 10 Yr Warr, Neg Gnd Config, RS485, PVI 5000 | 3279.99 | 4900 | No | Inverters | Vendor De-listing | 0 |  | De-Listing & Stock Qty Unavailable |  | Not Applicable
310-0066 | 310-0066 | Solectria, PVI5300 Grid Tied Inverter, 1-Ph, 5300W, 208/240VAC, 60Hz, DC/AC Discon, 4 Fused Input, 1 MPPT, 10 Yr Warr, Neg Gnd Config, RS485, PVI-5300 | 3439.99 | 5300 | No | Inverters | Vendor De-listing | 0 |  | De-Listing & Stock Qty Unavailable |  | Not Applicable
310-0067 | 310-0067 | Fronius, IG Plus 3.0-1 UNI 1-Ph Grid Tied Inverter, 3000W, 208/240/277 VAC, 60Hz, DC Discon, 6 Fused i/p, 1 MPPT, 10 Yr Warr, Neg Gnd Config, Comm Opts, 4210101800 | 1955.98 | 3000 | No | Inverters | Soligent De-listing | 0 |  | De-Listing & Stock Qty Unavailable |  | Not Applicable
310-0068 | 310-0068 | Fronius, IG Plus 3.8-1 UNI 1-Ph Grid Tied Inverter, 3800W, 208/240/277 VAC, 60Hz, DC Discon, 6 Fused i/p, 1 MPPT, 10 Yr Warr, Neg Gnd Config, Comm Opts, 4210102800 | 2587.98 | 3800 | No | Inverters | Soligent De-listing | 0 |  | De-Listing & Stock Qty Unavailable |  | Not Applicable
310-0069 | 310-0069 | Fronius, IG Plus 5.0-1 UNI 1-Ph Grid Tied Inverter, 5000W, 208/240/277 VAC, 60Hz, DC Discon, 6 Fused i/p, 1 MPPT, 10 Yr Warr, Neg Gnd Config, Comm Opts, 421010,800 | 3175.98 | 5000 | No | Inverters | Soligent De-listing | 0 |  | De-Listing & Stock Qty Unavailable |  | Not Applicable
310-0070 | 310-0070 | Fronius, IG Plus 6.0-1 UNI 1-Ph Grid Tied Inverter, 6000W, 208/240/277 VAC, 60Hz, DC Discon, 6 Fused i/p, 1 MPPT, 10 Yr Warr, Neg Gnd Config, Comm Opts, 4210104800 | 3465.98 | 6000 | No | Inverters | Vendor De-listing | 0 |  | De-Listing & Stock Qty Unavailable |  | Not Applicable
310-0071 | 310-0071 | Fronius, IG Plus 7.5-1 UNI 1-Ph Grid Tied Inverter, 7500W, 208/240/277 VAC, 60Hz, DC Discon, 6 Fused i/p, 1 MPPT, 10 Yr Warr, Neg Gnd Config, Comm Opts, 4210105800 | 4245.98 | 7500 | No | Inverters | Vendor De-listing | 0 |  | De-Listing & Stock Qty Unavailable |  | Not Applicable
310-0072 | 310-0072 | Fronius, IG Plus 10.0-1 UNI 1-Ph Grid Tied Inverter, 9995W, 208/240/277 VAC, 60Hz, DC Discon, 6 Fused i/p, 1 MPPT, 10 Yr Warr, Neg Gnd Config, Comm Opts, 4210108800 | 4909.98 | 9995 | No | Inverters | Vendor De-listing | 0 |  | De-Listing & Stock Qty Unavailable |  | Not Applicable
310-0073 | 310-0073 | Fronius, IG Plus 11.4-1 UNI 1-Ph Grid Tied Inverter, 11.4kW, 208/240/277 VAC, 60Hz, DC Discon, 6 Fused i/p, 1 MPPT, 10 Yr Warr, Neg Gnd Config, Comm Opts, 4210107800 | 5333.98 | 11400 | No | Inverters | Vendor De-listing | 0 |  | De-Listing & Stock Qty Unavailable |  | Not Applicable
310-0074 | 310-0074 | Fronius, IG Plus 11.4-3 Delta 3-Ph Grid Tied Inverter, 11.4kW, 208/240 VAC, 60Hz, DC Discon, 6 Fused i/p, 1 MPPT, 10 Yr Warr, Neg Gnd Config, Comm Opts, 4210109800 | 8331.98 | 11400 | No | Inverters | Vendor De-listing | 0 |  | De-Listing & Stock Qty Unavailable |  | Not Applicable
310-0075 | 310-0075 | Fronius, IG Plus 12.0-3 WYE277 3-Ph Grid Tied Inverter, 12kW, 277 VAC, 60Hz, DC Discon, 6 Fused input (fuses not included), 1 MPPT, 10 Yr Warr, Neg Gnd Config, Comm Opts, 4210106800 | 8132 | 12000 | No | Inverters | Vendor De-listing | 0 |  | De-Listing & Stock Qty Unavailable |  | Not Applicable
310-0076 | 310-0076 | Power One, PVI- 3.0 1-Ph Grid Tied Inverter, 3000W, 208/240/277VAC, 60Hz, No Discon, 2 Unfused Input, 2 MPPT, 10 Yr Warr, Ungrounded, RS485, PVI-3.0-OUTD-US | 2284 | 3000 | No | Inverters | Vendor De-listing | 0 |  | De-Listing & Stock Qty Unavailable |  | Not Applicable
310-0077 | 310-0077 | ABB, PVI- 3.0 1-Ph Grid Tied Inverter, 3000W, 208/240/277VAC, 60Hz, DC Discon, 2 Unfused Input, 2 MPPT, 10 Yr Warr, Ungrounded, RS485, PVI-3.0-OUTD-S-US | 2728 | 3000 | No | Inverters | Vendor De-listing | 0 |  | De-Listing & Stock Qty Unavailable |  | Not Applicable
310-0078 | 310-0078 | Power One, PVI- 3.6 1-Ph Grid Tied Inverter, 3600W, 208/240/277VAC, 60Hz, No Discon, 2 Unfused Input, 2 MPPT, 10 Yr Warr, Ungrounded, RS485, PVI-3.6-OUTD-US | 2576 | 3600 | No | Inverters | Vendor De-listing | 0 |  | De-Listing & Stock Qty Unavailable |  | Not Applicable
310-0079 | 310-0079 | ABB, PVI- 3.6 1-Ph Grid Tied Inverter, 3600W, 208/240/277VAC, 60Hz, DC Discon, 2 Unfused Input, 2 MPPT, 10 Yr Warr, Ungrounded, RS485, PVI-3.6-OUTD-S-US | 3014 | 3600 | No | Inverters | Vendor De-listing | 0 |  | De-Listing & Stock Qty Unavailable |  | Not Applicable
310-0080 | 310-0080 | Power One, PVI- 4.2 1-Ph Grid Tied Inverter, 4200W, 208/240/277VAC, 60Hz, No Discon, 2 Unfused Input, 2 MPPT, 10 Yr Warr, Ungrounded, RS485, PVI-4.2-OUTD-US | 2838 | 4200 | No | Inverters | Vendor De-listing | 0 |  | De-Listing & Stock Qty Unavailable |  | Not Applicable
310-0081 | 310-0081 | ABB, PVI- 4.2 1-Ph Grid Tied Inverter, 4200W, 208/240/277VAC, 60Hz, DC Discon, 2 Unfused Input, 2 MPPT, 10 Yr Warr, Ungrounded, RS485, PVI-4.2-OUTD-S-US | 3109 | 4200 | No | Inverters | Vendor De-listing | 0 |  | De-Listing & Stock Qty Unavailable |  | Not Applicable
310-0088 | 310-0088 | PV Powered, PVP2000 1-Ph Grid Tied Inverter, 2000W, 240VAC, 60Hz, DC/AC Discon, 3 Unfused Input, 1 MPPT, 10 Yr Warr, Neg Gnd, PVP2000-SD-240 | 2941.98 | 2000 | No | Inverters | Vendor De-listing | 0 |  | De-Listing & Stock Qty Unavailable |  | Not Applicable
310-0089 | 310-0089 | PV Powered, PVP2500 1-Ph Grid Tied Inverter, 2500W, 240VAC, 60Hz, DC/AC Discon, 3 Unfused Input, 1 MPPT, 10 Yr Warr, Neg Gnd, PVP2500-SD-240 | 3647 | 2500 | No | Inverters | Vendor De-listing | 0 |  | De-Listing & Stock Qty Unavailable |  | Not Applicable
310-0090 | 310-0090 | PV Powered, PVP3000 1-Ph Grid Tied Inverter, 3000W, 240VAC, 60Hz, DC/AC Discon, 3 Unfused Input, 1 MPPT, 10 Yr Warr, Neg Gnd, PVP3000-SD-240 | 2842 | 3000 | No | Inverters | Vendor De-listing | 0 |  | De-Listing & Stock Qty Unavailable |  | Not Applicable
310-0091 | 310-0091 | PV Powered, PVP3500 1-Ph Grid Tied Inverter, 3500W, 240VAC, 60Hz, DC/AC Discon, 3 Unfused Input, 1 MPPT, 10 Yr Warr, Neg Gnd, PVP3500-SD-240 | 4296 | 3500 | No | Inverters | Vendor De-listing | 0 |  | De-Listing & Stock Qty Unavailable |  | Not Applicable
310-0092 | 310-0092 | PV Powered, PVP4600 1-Ph Grid Tied Inverter, 4600W, 208VAC, 60Hz, DC/AC Discon, 3 Unfused Input, 1 MPPT, 10 Yr Warr, Neg Gnd, PVP4600-SD-208 | 3899.99 | 4600 | No | Inverters | Vendor De-listing | 0 |  | De-Listing & Stock Qty Unavailable |  | Not Applicable
310-0093 | 310-0093 | PV Powered, PVP4800 1-Ph Grid Tied Inverter, 4800W, 240VAC, 60Hz, DC/AC Discon, 3 Unfused Input, 1 MPPT, 10 Yr Warr, Neg Gnd, PVP4800-SD-240 | 4200 | 4800 | No | Inverters | Vendor De-listing | 0 |  | De-Listing & Stock Qty Unavailable |  | Not Applicable
310-0094 | 310-0094 | PV Powered, PVP5200 1-Ph Grid Tied Inverter, 5200W, 240VAC, 60Hz, DC/AC Discon, 3 Unfused Input, 1 MPPT, 10 Yr Warr, Neg Gnd, PVP5200-SD-240 | 4705.98 | 5200 | No | Inverters | Vendor De-listing | 0 |  | De-Listing & Stock Qty Unavailable |  | Not Applicable
310-0095 | 310-0095 | PV Powered, PVP2800 1-Ph Grid Tied Inverter, 2800W, 208VAC, 60Hz, DC/AC Discon, 3 Unfused Input, 1 MPPT, 10 Yr Warr, Neg Gnd, PVP2800-SD-208 | 2999.99 | 2800 | No | Inverters | Vendor De-listing | 0 |  | De-Listing & Stock Qty Unavailable |  | Not Applicable
310-0096 | 310-0096 | SolarEdge, SE7600H-US, HD-Wave, 1-Ph, Grid Tied Inverter with Level 2 EV Charger, 7600W, 240Vac, 60 Hz, 2 Unfused Input, 12 Yr Warr, Ground-Fault/AFCI, Ungrounded, RS485 and Ethernet, AC-RSD, with RGM, UL-1741-SA (Rule-21) , SE7600H-US000NNW2 | 3536.36 | 7600 | No | Inverters | Soligent De-listing | 1795.11 |  | De-Listing & Stock Qty Unavailable |  | Not Applicable
310-0097 | 310-0097 | SolarEdge, SE7600H-US, HD-Wave, 1-Ph, Grid Tied Inverter with Level 2 EV Charger, 7600W, 240Vac, 60 Hz, 2 Unfused Input, 12 Yr Warr, Ground-Fault/AFCI, Ungrounded, RS485 and Ethernet, AC-RSD, UL-1741-SA (Rule-21) , SE7600H-US000NNV2 | 3249.9 | 7600 | No | Inverters | Vendor De-listing | 1692.66 |  | De-Listing & Stock Qty Unavailable |  | Not Applicable
310-0098 | 310-0098 | SolarEdge, SE11400H-US, HD-Wave, 1-Ph, Grid Tied Inverter, 11.4kW, 240Vac, 60 Hz, 3 Unfused Input, 12 Yr Warr, Ground-Fault/Arc-Fault Protection, Ungrounded, RS485 and Ethernet, AC-RSD, with RGM, UL-1741-SA, SE11400H-US000NNC2 |  | 11400 | No | Inverters | Vendor De-listing | 0 |  | Not Applicable |  | Not Applicable
310-0099 | 310-0099 | SolarEdge, SE11400H-US, HD-Wave, 1-Ph, Grid Tied Inverter, 11.4kW, 240Vac, 60 Hz, 3 Unfused Input, 12 Yr Warr, Ground-Fault/Arc-Fault Protection, Ungrounded, RS485 and Ethernet, AC-RSD, -40C, UL-1741-SA, SE11400H-US000NNU4 | 3654.78 | 11400 | No | Inverters | Soligent De-listing | 1964.94 |  | De-Listing & Stock Qty Unavailable |  | Not Applicable
310-0100 | 310-0100 | SolarEdge, SE10000H-US, HD-Wave, 1-Ph, Grid Tied Inverter, 10.0kW, 240Vac, 60 Hz, 3 Unfused Input, 12 Yr Warr, Ground-Fault/Arc-Fault Protection, Ungrounded, RS485 and Ethernet, AC-RSD, -40C, UL-1741-SA, SE10000H-US000NNU4 |  | 10000 | No | Inverters | Vendor De-listing | 0 |  | Not Applicable |  | Not Applicable
310-0101 | 310-0101 | SolarEdge, SE3800H-US HD-Wave, 1-Ph, Grid Tied Inverter, 3800W, 208/240Vac, 60 Hz, 2 Unfused Input, 12 Yr Warr, Ground-Fault/Arc-Fault Protection, Ungrounded, RS485 and Ethernet, AC-RSD, -40, SE3800H-US000NNU4 |  | 3800 | No | Inverters | Vendor De-listing | 0 |  | Not Applicable |  | Not Applicable
310-0102 | 310-0102 | SolarEdge, SE5000H-US HD-Wave, 1-Ph, Grid Tied Inverter, 5000W, 240Vac, 60 Hz, 2 Unfused Input, 12 Yr Warr, Ground-Fault/Arc-Fault Protection, Ungrounded, RS485 and Ethernet, AC-RSD, -40, SE5000H-US000NNU4 |  | 5000 | No | Inverters | Vendor De-listing | 0 |  | Not Applicable |  | Not Applicable
310-0103 | 310-0103 | SolarEdge, SE6000H-US HD-Wave, 1-Ph, Grid Tied Inverter, 6000W, 208/240Vac, 60 Hz, 2 Unfused Input, 12 Yr Warr, Ground-Fault/Arc-Fault Protection, Ungrounded, RS485 and Ethernet, AC-RSD, -40, SE6000H-US000NNU4 |  | 6000 | No | Inverters | Vendor De-listing | 0 |  | Not Applicable |  | Not Applicable
310-0104 : 310-0104_S | 310-0104_S | SolarEdge, SE5000H-US, HD-Wave, 1-Ph, Grid Tied Inverter with Level 2 EV Charger, 5000W, 240Vac, 60 Hz, 2 Unfused Input, 12 Yr Warr, Ground-Fault/AFCI, Ungrounded, RS485 and Ethernet, AC-RSD, UL-1741-SA (Rule-21) , SE5000H-US000NNV2 | 1391.37 | 5000 | No | Inverters | Soligent De-listing | 1334.58 |  | De-Listing & Stock Qty Unavailable |  | Not Applicable
310-0105 | 310-0105 | SolarEdge, SE6000H-US, HD-Wave, 1-Ph, Grid Tied Inverter with Level 2 EV Charger, 6000W, 208/240Vac, 60 Hz, 2 Unfused Input, 12 Yr Warr, Ground-Fault/AFCI, Ungrounded, RS485 and Ethernet, AC-RSD, UL-1741-SA (Rule-21) , SE6000H-US000NNV2 | 1544.34 | 6000 | No | Inverters | Soligent De-listing | 1481.31 |  | De-Listing & Stock Qty Unavailable |  | Not Applicable
310-0105 : 310-0105_S | 310-0105_S | SolarEdge, SE6000H-US, HD-Wave, 1-Ph, Grid Tied Inverter with Level 2 EV Charger, 6000W, 208/240Vac, 60 Hz, 2 Unfused Input, 12 Yr Warr, Ground-Fault/AFCI, Ungrounded, RS485 and Ethernet, AC-RSD, UL-1741-SA (Rule-21) , SE6000H-US000NNV2 | 1544.34 | 6000 | No | Inverters | Soligent De-listing | 1481.31 |  | De-Listing & Stock Qty Unavailable |  | Not Applicable
310-0106 | 310-0106 | SolarEdge, SE5000H-US, HD-Wave, 1-Ph, Grid Tied Inverter with Level 2 EV Charger, 5000W, 240Vac, 60 Hz, 2 Unfused Input, 12 Yr Warr, Ground-Fault/AFCI, Ungrounded, RS485 and Ethernet, AC-RSD, with RGM, UL-1741-SA (Rule-21) , SE5000H-US000NNW2 | 1360 | 5000 | No | Inverters | Soligent De-listing | 0 |  | De-Listing & Stock Qty Unavailable |  | Not Applicable
310-0106 : 310-0106_S | 310-0106_S | SolarEdge, SE5000H-US, HD-Wave, 1-Ph, Grid Tied Inverter with Level 2 EV Charger, 5000W, 240Vac, 60 Hz, 2 Unfused Input, 12 Yr Warr, Ground-Fault/AFCI, Ungrounded, RS485 and Ethernet, AC-RSD, with RGM, UL-1741-SA (Rule-21) , SE5000H-US000NNW2 | 1360 | 5000 | No | Inverters | Soligent De-listing | 1342.93 |  | De-Listing & Stock Qty Unavailable |  | Not Applicable
310-0107 | 310-0107 | SolarEdge, SE6000H-US, HD-Wave, 1-Ph, Grid Tied Inverter with Level 2 EV Charger, 6000W, 208/240Vac, 60 Hz, 2 Unfused Input, 12 Yr Warr, Ground-Fault/AFCI, Ungrounded, RS485 and Ethernet, AC-RSD, with RGM, UL-1741-SA (Rule-21) , SE6000H-US000NNW2 | 3191.27 | 6000 | No | Inverters | Soligent De-listing | 1715.73 |  | De-Listing & Stock Qty Unavailable |  | Not Applicable
310-0108 | 310-0108 | SolarEdge, StorEdge 3.8kW, High Power, 1-Ph Grid Tied Inverter, 3800W, 240VAC, 60Hz, DC Discon, 2 Unfused PV Input, No MPPT, 12 Yr Warr, Ungrounded, RS485 and Ethernet, AC-RSD, -25C, AFCI and 12 years GSM, UL1741-SA (Rule 21) SE3800A-USS20NIB2 | 4825.27 | 3800 | No | Inverters | Vendor De-listing | 2594.23 |  | De-Listing & Stock Qty Unavailable |  | Not Applicable
310-0109 | 310-0109 | SolarEdge, StorEdge 3.8kW, High Power, 1-Ph Grid Tied Inverter, 3800W, 240VAC, 60Hz, DC Discon, 2 Unfused PV Input, No MPPT, 12 Yr Warr, Ungrounded, RS485 and Ethernet, AC-RSD, -25C, AFCI, RGM and 12 years GSM, UL1741-SA (Rule 21) SE3800A-USS20NIY2 | 5069.98 | 3800 | No | Inverters | Vendor De-listing | 2725.8 |  | De-Listing & Stock Qty Unavailable |  | Not Applicable
310-0110 | 310-0110 | SolarEdge, StorEdge, 7.6kW, High Power, 1-Ph Grid Tied Inverter, 7600W, 240VAC, 60Hz, DC Discon, 2 Unfused PV Input, No MPPT, 12 Yr Warr, Ungrounded, RS485 and Ethernet, RSD, -25C, AFCI, with 12 year GSM, UL-1741-SA, SE7600A-USS20NIB2 | 5754.45 | 7600 | No | Inverters | Vendor De-listing | 3093.79 |  | De-Listing & Stock Qty Unavailable |  | Not Applicable
310-0111 | 310-0111 | SolarEdge, StorEdge, 7.6kW, High Power, 1-Ph Grid Tied Inverter, 7600W, 240VAC, 60Hz, DC Discon, 2 Unfused PV Input, No MPPT, 12 Yr Warr, Ungrounded, RS485 and Ethernet, RSD, -25C, AFCI, with 12 year GSM, and RGM, UL-1741-SA, SE7600A-USS20NIY2 | 6042.36 | 7600 | No | Inverters | Vendor De-listing | 3248.58 |  | De-Listing & Stock Qty Unavailable |  | Not Applicable
310-0112 | 310-0112 | SMA, Sunny Boy 3.0-US, 1-Ph Grid Tied Inverter, 3000W, 208/240VAC, 60Hz, Integrated DC Disco, 2 MPPT Input, 10 Yr Warr, AFCI, Integrated RGM & Cellular w/5yr ATT - T-Mobile Data Plan, Ethernet/WLAN, SB3.0-1TP-US-40 |  | 3000 | No | Inverters | Soligent De-listing | 0 |  | Not Applicable |  | Not Applicable
310-0113 | 310-0113 | SMA, Sunny Boy 3.8-US, 1-Ph Grid Tied Inverter, 3800W, 208/240VAC, 60Hz, Integrated DC Disco, 2 MPPT Input, 10 Yr Warr, AFCI, Integrated RGM & Cellular w/5yr ATT - T-Mobile Data Plan, Ethernet/WLAN, SB3.8-1TP-US-40 |  | 3800 | No | Inverters | Soligent De-listing | 0 |  | Not Applicable |  | Not Applicable
310-0114 | 310-0114 | SMA, Sunny Boy 5.0-US, 1-Ph Grid Tied Inverter, 5000W, 208/240VAC, 60Hz, Integrated DC Disco, 3 MPPT Input, 10 Yr Warr, AFCI, Integrated RGM & Cellular w/5yr ATT - T-Mobile Data Plan, Ethernet/WLAN, SB5.0-1TP-US-40 |  | 5000 | No | Inverters | Soligent De-listing | 0 |  | Not Applicable |  | Not Applicable
310-0115 | 310-0115 | SMA, Sunny Boy 6.0-US, 1-Ph Grid Tied Inverter, 6000W, 208/240VAC, 60Hz, Integrated DC Disco, 3 MPPT Input, 10 Yr Warr, AFCI, Integrated RGM & Cellular w/5yr ATT - T-Mobile Data Plan, Ethernet/WLAN, SB6.0-1TP-US-40 | 1908.24 | 6000 | No | Inverters | Vendor De-listing | 1060.13 |  | De-Listing & Stock Qty Unavailable |  | Not Applicable
310-0116 | 310-0116 | SMA, Sunny Boy 7.0-US, 1-Ph Grid Tied Inverter, 7000W, 208/240VAC, 60Hz, Integrated DC Disco, 3 MPPT Input, 10 Yr Warr, AFCI, Integrated RGM & Cellular w/5yr ATT - T-Mobile Data Plan, Ethernet/WLAN, SB7.0-1TP-US-40 | 2136.74 | 7000 | No | Inverters | Vendor De-listing | 1187.08 |  | De-Listing & Stock Qty Unavailable |  | Not Applicable
310-0117 | 310-0117 | SMA, Sunny Boy 7.7-US, 1-Ph Grid Tied Inverter, 7700W, 208/240VAC, 60Hz, Integrated DC Disco, 3 MPPT Input, 10 Yr Warr, AFCI, Integrated RGM & Cellular w/5yr ATT - T-Mobile Data Plan, Ethernet/WLAN, SB7.7-1TP-US-40 | 3050.28 | 7700 | No | Inverters | Soligent De-listing | 0 |  | De-Listing & Stock Qty Unavailable |  | Not Applicable
310-0118 | 310-0118 | Pika, Storage-Ready 7.6kW Single Phase 120/240Vac Grid-Tie/Back-Up Inverter with REbus DC Nanogrid and REview Monitoring Dashboard, UL1741-SA (Rule-21), X7602 | 2877.21 | 7600 | No | Energy Storage | Vendor De-listing | 2644.37 |  | De-Listing & Stock Qty Unavailable |  | Not Applicable
310-0118 : 310-0118_S | 310-0118_S | Pika, Storage-Ready 7.6kW Single Phase 120/240Vac Grid-Tie/Back-Up Inverter with REbus DC Nanogrid and REview Monitoring Dashboard, UL1741-SA (Rule-21), X7602 | 3173.11 | 7600 | No | Energy Storage | Soligent De-listing | 2916.32 |  | De-Listing & Stock Qty Unavailable |  | Not Applicable
310-0119 | 310-0119 | Panasonic EverVolt, AC 120/240V Inverter, HB51 | 4024.39 |  | No | Energy Storage | Shippable | 3666.67 |  | Shippable but Stock Qty Unavailable |  | Not Applicable
310-0119 : 310-0119_S | 310-0119_S | Panasonic EverVolt, AC 120/240V Inverter, HB51 | 4024.39 |  | No | Energy Storage | Soligent De-listing | 3666.67 |  | De-Listing & Stock Qty Unavailable |  | Not Applicable
310-0120 | 310-0120 | Panasonic EverVolt, DC 120/240V Inverter, H5001 | 4024.39 |  | No | Energy Storage | Shippable | 3666.67 |  | Shippable but Stock Qty Unavailable | USSS100-0093 | Already Listed
310-0120 : 310-0120_S | 310-0120_S | Panasonic EverVolt, DC 120/240V Inverter, H5001 | 4024.39 |  | No | Energy Storage | Soligent De-listing | 3666.67 |  | De-Listing & Stock Qty Unavailable |  | Not Applicable
310-0186 | 310-0186 | ABB, PVI- 6000 1-Ph Wind Grid Tied Inverter, 6000W, 208/240/277VAC, 60Hz, No Discon, 2 Unfused Input, 2 MPPT, 5 Yr Warr, Ungrounded, RS485, PVI-6000-OUTD-W-US | 3755.99 | 6000 | No | Inverters | Soligent De-listing | 0 |  | De-Listing & Stock Qty Unavailable |  | Not Applicable
310-0190 | 310-0190 | SMA, Sunny Boy 8000US 1-Ph Grid Tied Inverter, 8000W, 240/277VAC, 60Hz, DC Discon, 4 Fused Input, 1 MPPT, 10 Yr Warr, Neg Gnd Config, SB8000US | 5466 | 8000 | No | Inverters | Vendor De-listing | 0 |  | De-Listing & Stock Qty Unavailable |  | Not Applicable
310-0191 | 310-0191 | SMA, Sunny Boy 2000HFUS 1-Ph Grid Tied Inverter, 2000W, 208/240VAC, 60Hz, DC Discon, 1 Unfused Input, 1 MPPT, 10 Yr Warr, Neg Gnd Config, Bluetooth, SB2000HFUS-30 | 899 | 2000 | No | Inverters | Vendor De-listing | 0 |  | De-Listing & Stock Qty Unavailable |  | Not Applicable
310-0192 | 310-0192 | SMA, Sunny Boy 2500HFUS 1-Ph Grid Tied Inverter, 2500W, 208/240VAC, 60Hz, DC Discon, 1 Unfused Input, 1 MPPT, 10 Yr Warr, Neg Gnd Config, Bluetooth, SB2500HFUS-30 | 2643 | 2500 | No | Inverters | Vendor De-listing | 0 |  | De-Listing & Stock Qty Unavailable |  | Not Applicable
310-0193 | 310-0193 | SMA, Sunny Boy 3000HFUS 1-Ph Grid Tied Inverter, 3000W, 208/240VAC, 60Hz, DC Discon, 1 Unfused Input, 1 MPPT, 10 Yr Warr, Neg Gnd Config, Bluetooth, SB3000HFUS-30 | 2768 | 3000 | No | Inverters | Vendor De-listing | 0 |  | De-Listing & Stock Qty Unavailable |  | Not Applicable
310-0194 : 310-0194_S | 310-0194_S | SMA, Sunny Boy Storage SB-3.8, 1 Ph Battery Inverter, 3800W, 240VAC, 60Hz, integrated DC Discon, 3, 10A DC Inputs, with SPS,10 Yr Warr, Transformerless, Arc-Fault Protection, Built in Ethernet/WLAN, use with Li-Ion battery, SBS3.8-US-10 | 1853.66 | 3800 | No | Energy Storage | Soligent De-listing | 1688.89 |  | De-Listing & Stock Qty Unavailable |  | Not Applicable
310-0195 | 310-0195 | SMA, Sunny Boy Storage SB-5.0, 1 Ph Battery Inverter, 5000W, 240VAC, 60Hz, integrated DC Discon, 3, 10A DC Inputs, with SPS,10 Yr Warr, Transformerless, Arc-Fault Protection, Built in Ethernet/WLAN, use with Li-Ion battery, SMA, Sunny Boy Storage SB-5.0, 1 Ph Battery Inverter, 5000W, 240VAC, 60Hz, integrated DC Discon, 3, 10A DC Inputs, with SPS,10 Yr Warr, Transformerless, Arc-Fault Protection, Built in Ethernet/WLAN, use with Li-Ion battery, SBS5.0-US-10 | 2048.78 | 5000 | No | Energy Storage | Shippable | 1866.67 |  | Shippable but Stock Qty Unavailable | USIN100-0090 | Already Listed
310-0195 : 310-0195_S | 310-0195_S | SMA, Sunny Boy Storage SB-5.0, 1 Ph Battery Inverter, 5000W, 240VAC, 60Hz, integrated DC Discon, 3, 10A DC Inputs, with SPS,10 Yr Warr, Transformerless, Arc-Fault Protection, Built in Ethernet/WLAN, use with Li-Ion battery, SMA, Sunny Boy Storage SB-5.0, 1 Ph Battery Inverter, 5000W, 240VAC, 60Hz, integrated DC Discon, 3, 10A DC Inputs, with SPS,10 Yr Warr, Transformerless, Arc-Fault Protection, Built in Ethernet/WLAN, use with Li-Ion battery, SBS5.0-US-10 | 2048.78 | 5000 | No | Energy Storage | Soligent De-listing | 1866.67 |  | De-Listing & Stock Qty Unavailable |  | Not Applicable
310-0196 | 310-0196 | SMA, Sunny Boy Storage SB-6.0, 1 Ph Battery Inverter, 6000W, 240VAC, 60Hz, integrated DC Discon, 3, 10A DC Inputs, with SPS,10 Yr Warr, Transformerless, Arc-Fault Protection, Built in Ethernet/WLAN, use with Li-Ion battery, SBS6.0-US-10 | 2243.9 | 6000 | No | Energy Storage | Shippable | 2044.44 |  | Shippable but Stock Qty Unavailable | USIN100-0091 | Already Listed
310-0196 : 310-0196_S | 310-0196_S | SMA, Sunny Boy Storage SB-6.0, 1 Ph Battery Inverter, 6000W, 240VAC, 60Hz, integrated DC Discon, 3, 10A DC Inputs, with SPS,10 Yr Warr, Transformerless, Arc-Fault Protection, Built in Ethernet/WLAN, use with Li-Ion battery, SBS6.0-US-10 | 2243.9 | 6000 | No | Energy Storage | Soligent De-listing | 2044.44 |  | De-Listing & Stock Qty Unavailable |  | Not Applicable
310-0197 | 310-0197 | SolarEdge, StorEdge 3.8kW, High Power, 1-Ph Grid Tied Inverter, 3800W, 240VAC, 60Hz, DC Discon, 2 Unfused PV Input, No MPPT, 12 Yr Warr, Ungrounded, RS485 and Ethernet, AC-RSD, -25C, AFCI and 5 years GSM, UL1741-SA (Rule 21) SE3800A-USS20NHB2 | 4330.68 | 3800 | No | Inverters | Vendor De-listing | 2328.32 |  | De-Listing & Stock Qty Unavailable |  | Not Applicable
310-0198 | 310-0198 | SolarEdge, StorEdge 3.8kW, High Power, 1-Ph Grid Tied Inverter, 3800W, 240VAC, 60Hz, DC Discon, 2 Unfused PV Input, No MPPT, 12 Yr Warr, Ungrounded, RS485 and Ethernet, AC-RSD, -25C, AFCI, RGM and 5 years GSM, UL1741-SA (Rule 21) SE3800A-USS20NHY2 | 4575.39 | 3800 | No | Inverters | Vendor De-listing | 2459.89 |  | De-Listing & Stock Qty Unavailable |  | Not Applicable
310-0199 | 310-0199 | SolarEdge, SE3800H-US, HD-Wave, 1-Ph, Grid Tied Inverter with Level 2 EV Charger, 3800W, 240Vac, 60 Hz, 2 Unfused Input, 12 Yr Warr, GFDI/AFCI, Ungrounded, RS485 and Ethernet, AC-RSD, UL-1741-SA (Rule-21) , SE3800H-US000NNV2 | 1219.71 | 3800 | No | Inverters | Soligent De-listing | 1169.93 |  | De-Listing & Stock Qty Unavailable |  | Not Applicable
310-0199 : 310-0199_S | 310-0199_S | SolarEdge, SE3800H-US, HD-Wave, 1-Ph, Grid Tied Inverter with Level 2 EV Charger, 3800W, 240Vac, 60 Hz, 2 Unfused Input, 12 Yr Warr, GFDI/AFCI, Ungrounded, RS485 and Ethernet, AC-RSD, UL-1741-SA (Rule-21) , SE3800H-US000NNV2 | 1219.71 | 3800 | No | Inverters | Soligent De-listing | 1169.93 |  | De-Listing & Stock Qty Unavailable |  | Not Applicable
310-0200 | 310-0200 | SolarEdge, SE3800H-US, HD-Wave, 1-Ph, Grid Tied Inverter with Level 2 EV Charger, 3800W, 240Vac, 60 Hz, 2 Unfused Input, 12 Yr Warr, GFDI/AFCI, Ungrounded, RS485 and Ethernet, AC-RSD, with RGM, UL-1741-SA (Rule-21) , SE3800H-US000NNW2 | 2569.58 | 3800 | No | Inverters | Soligent De-listing | 1381.49 |  | De-Listing & Stock Qty Unavailable |  | Not Applicable
310-0200 | 310-0200 | Advanced Energy, Custom Inverter Item, Enter Quote Number and Custom Price | 0 |  | No | Inverters | Vendor De-listing | 0 |  | Not Applicable |  | Not Applicable
310-0201 | 310-0201 | Kaco, Ont FIT, Blue Planet 5002xi 1-Ph Grid Tied Inverter, 5000W, 208/240VAC, 60Hz, DC/AC Discon, 3 Unfused Input, 1 MPPT, 10 Yr Warr, Neg Gnd Config, RS485, BP-5002xi | 1995 | 5000 | No | Inverters | Soligent De-listing | 0 |  | De-Listing & Stock Qty Unavailable |  | Not Applicable
310-0202 | 310-0202 | Kaco, Ont FIT, Blue Planet 3502xi 1-Ph Grid Tied Inverter, 3500W, 208/240VAC, 60Hz, DC/AC Discon, 3 Unfused Input, 1 MPPT, 10 Yr Warr, Neg Gnd Config, RS485, BP-3502xi | 1718.23 | 3500 | No | Inverters | Soligent De-listing | 0 |  | De-Listing & Stock Qty Unavailable |  | Not Applicable
310-0212 | 310-0212 | Solectria, Option, Integrated Sub-Combiner, for SGI 225-300KW, 12 Fuses, 110-200A, Specify Fuse Size, OPT-FUSCOM-12X-110A-200A | 3836 |  | No | Inverters | Soligent De-listing | 0 |  | De-Listing & Stock Qty Unavailable |  | Not Applicable
310-0213 | 310-0213 | Solectria, Option, Integrated Sub-Combiner, for SGI 500KW, 16 Fuses, 110-200A, Specify Fuse Size, OPT-FUSCOM-16X-110A-200A | 5390 |  | No | Electrical BOS | Soligent De-listing | 0 |  | De-Listing & Stock Qty Unavailable |  | Not Applicable
310-0214 | 310-0214 | SolarEdge, SE10000H-US, HD-Wave, 1-Ph, Grid Tied Inverter, 10kW, 240Vac, 60 Hz, 3 Unfused Input, 12 Yr Warr, Ground-Fault/Arc-Fault Protection, Ungrounded, RS485 and Ethernet, AC-RSD, with Revenue Grade Meter (RGM), UL-1741-SA, SE10000H-US000NNC2 | 3898.34 | 10000 | No | Inverters | Vendor De-listing | 0 |  | De-Listing & Stock Qty Unavailable |  | Not Applicable
310-0217 | 310-0217 | Solectria, Option, Integrated Sub-Combiner, for SGI 225-300KW, 6 Fuses, 225-400A, Specify Fuse Size, OPT-FUSCOM-06X-225A-400A | 4354 |  | No | Electrical BOS | Soligent De-listing | 0 |  | De-Listing & Stock Qty Unavailable |  | Not Applicable
310-0219 | 310-0219 | Solectria, Option, Integrated Sub-Combiner, for SGI 500KW, 8 Fuses, 225-400A, Specify Fuse Size, OPT-FUSCOM-08X-225A-400A | 5906 |  | No | Electrical BOS | Soligent De-listing | 0 |  | De-Listing & Stock Qty Unavailable |  | Not Applicable
310-0223 | 310-0223 | Solectria, Option, Integrated Sub-Combiner, for SGI 225-300KW, 24 Fuses, 70-100A, Specify Fuse Size, OPT-FUSCOM-24X-070A-100A | 4236 |  | No | Electrical BOS | Soligent De-listing | 0 |  | De-Listing & Stock Qty Unavailable |  | Not Applicable
310-0235 | 310-0235 | Solectria, PVI 15KW Grid Tied Inverter, 3-Ph, 15KW, 240VAC, 60Hz, 475VDC, DC/AC Discon, 7 Fused Input, 1 MPPT, 5 Yr Warr, Neg Gnd, Ethernet, PVI-15-240 | 14447 | 15000 | No | Inverters | Vendor De-listing | 0 |  | De-Listing & Stock Qty Unavailable |  | Not Applicable
310-0239 | 310-0239 | Kaco, Blue Planet XP100 grid tied inverter, 3-Ph, 100kW, 480VAC, 60Hz, 600VDC, DC/AC Discon, 5 Yr Warr, Neg Gnd, RS485/Ethernet, XP-100-H4 | 28267 | 100000 | No | Inverters | Soligent De-listing | 0 |  | De-Listing & Stock Qty Unavailable |  | Not Applicable
310-0246 | 310-0246 | SolarEdge, SE3300US 1-Ph Grid Tied Inverter, 3300W, 208/240VAC, 60Hz, DC Discon, Unfused, No MPPT, 12 Yr Warr, Ungrounded, RS485 and Ethernet, SE3300-ER-US | 2780 | 3300 | No | Inverters | Soligent De-listing | 0 |  | De-Listing & Stock Qty Unavailable |  | Not Applicable
310-0248 | 310-0248 | SolarEdge, SE5000US 1-Ph Grid Tied Inverter, 5000W, 208/240VAC, 60Hz, DC Discon, Unfused, No MPPT, 12 Yr Warr, Ungrounded, RS485 and Ethernet, SE5000-ER-US | 2788.88 | 5000 | No | Inverters | Vendor De-listing | 0 |  | De-Listing & Stock Qty Unavailable |  | Not Applicable
310-0257 | 310-0257 | Power One, PVI- 4.6 1-Ph Grid Tied Inverter, 4600W, 208/240/277VAC, 60Hz, DC Discon, 2 Unfused Input, 2 MPPT, 10 Yr Warr, Neg Gnd Config, RS485, PVI-4.6-I-OUTD-S-US | 3920 | 4600 | No | Inverters | Vendor De-listing | 0 |  | De-Listing & Stock Qty Unavailable |  | Not Applicable
310-0258 | 310-0258 | Power One, PVI- 4.6 1-Ph Grid Tied Inverter, 4600W, 208/240/277VAC, 60Hz, No Discon, 4 Unfused Input, 2 MPPT, 10 Yr Warr, Neg Gnd Config, RS485, PVI-4.6-I-OUTD-US | 3467 | 4600 | No | Inverters | Vendor De-listing | 0 |  | De-Listing & Stock Qty Unavailable |  | Not Applicable
310-0259 | 310-0259 | ABB, PVI-10.0 3-Ph Grid Tied Inverter, 10kW, 208VAC, 60Hz, DC Discon, 6x15A Fused Input, 2 MPPT, 10 Yr Warr, Neg Gnd Config, RS485, PVI-10.0-I-OUTD-S1-US-208-NG | 6775.98 | 10000 | No | Inverters | Vendor De-listing | 0 |  | De-Listing & Stock Qty Unavailable |  | Not Applicable
310-0265 | 310-0265 | Power One, PVI- 3.8 1-Ph Grid Tied Inverter, 3800W, 208/240/277VAC, 60Hz, No Discon, 4 Unfused Input, 2 MPPT, 10 Yr Warr, Neg Gnd Config, RS485, PVI-3.8-I-OUTD-US | 3008 | 3800 | No | Inverters | Vendor De-listing | 0 |  | De-Listing & Stock Qty Unavailable |  | Not Applicable
310-0266 | 310-0266 | Power One, PVI- 3.8 1-Ph Grid Tied Inverter, 3800W, 208/240/277VAC, 60Hz, DC Discon, 2 Unfused Input, 2 MPPT, 10 Yr Warr, Neg Gnd Config, RS485, PVI-3.8-I-OUTD-S-US | 3458 | 3800 | No | Inverters | Vendor De-listing | 0 |  | De-Listing & Stock Qty Unavailable |  | Not Applicable
310-0267 | 310-0267 | SMA, Sunny Boy 8000TL-US 1-Ph Grid Tied Inverter, 8000W, 208VAC, 60Hz, DC Discon, 6 Dual Fused Input Combiner, 1 MPPT, 10 Yr Warr, Ungrounded, SB8000TLUS-10-with SBCBTL6-10 | 4005.68 | 8000 | No | Inverters | Vendor De-listing | 0 |  | De-Listing & Stock Qty Unavailable |  | Not Applicable
310-0268 | 310-0268 | SMA, Sunny Boy 9000TL-US 1-Ph Grid Tied Inverter, 9000W, 208VAC, 60Hz, DC Discon, 6 Dual Fused Input Combiner, 1 MPPT, 10 Yr Warr, Ungrounded, SB9000TLUS-10-with SBCBTL6-10 | 4378 | 9000 | No | Inverters | Vendor De-listing | 0 |  | De-Listing & Stock Qty Unavailable |  | Not Applicable
310-0269 | 310-0269 | SMA, Sunny Boy 10000TL-US 1-Ph Grid Tied Inverter, 10kW, 208VAC, 60Hz, DC Discon, 6 Dual Fused Input Combiner, 1 MPPT, 10 Yr Warr, Ungrounded, SB10000TLUS-10-with SBCBTL6-10 | 4551.98 | 10000 | No | Inverters | Soligent De-listing | 0 |  | De-Listing & Stock Qty Unavailable |  | Not Applicable
310-0270 | 310-0270 | SMA, Sunny Boy 8000TL-US 1-Ph Grid Tied Inverter, 8000W, 208VAC, 60Hz, DC Discon, 1 Unfused Input, 1 MPPT, 10 Yr Warr, Ungrounded, SB8000TLUS-NO-CB, SPECIAL PRICING - LIMITED QUANTITY - ONLY WHILE SUPPLIES LAST | 3628.8 | 8000 | No | Inverters | Vendor De-listing | 0 |  | De-Listing & Stock Qty Unavailable |  | Not Applicable
310-0271 | 310-0271 | SMA, Sunny Boy 9000TL-US 1-Ph Grid Tied Inverter, 9000W, 208VAC, 60Hz, DC Discon, 1 Unfused Input, 1 MPPT, 10 Yr Warr, Ungrounded, SB9000TLUS-10-NO-CB, SPECIAL PRICING - LIMITED QUANTITY - ONLY WHILE SUPPLIES LAST | 1740 | 9000 | No | Inverters | Vendor De-listing | 0 |  | De-Listing & Stock Qty Unavailable |  | Not Applicable
310-0272 | 310-0272 | SMA, Sunny Boy 10000TL-US 1-Ph Grid Tied Inverter, 10kW, 208VAC, 60Hz, DC Discon, 1 Unfused Input, 1 MPPT, 10 Yr Warr, Ungrounded, SB10000TLUS-NO-CB | 4227.27 | 10000 | No | Inverters | Vendor De-listing | 0 |  | De-Listing & Stock Qty Unavailable |  | Not Applicable
310-0275 | 310-0275 | Fronius, IG Plus V 11.4-1 UNI 1-Ph Grid Tied Inverter, 11.4kW, 208/240/277VAC, 60Hz, DC Discon, 6 Fused Input (fuses not included), 1 MPPT, 10 Yr Warr, Neg Gnd Config, 4,210,117,800 | 5501.98 | 11400 | No | Inverters | Vendor De-listing | 0 |  | De-Listing & Stock Qty Unavailable |  | Not Applicable
310-0276 | 310-0276 | Fronius, Primo GEN24 3.8 Grid Tied Inverter, 1-Ph, 3.8kW, 208/240VAC, SunSpec RSD compliant, 4,210,140,800 | 1261.71 | 3800 | No | Inverters | Soligent De-listing | 981.33 |  | De-Listing & Stock Qty Unavailable |  | Not Applicable
310-0277 | 310-0277 | Fronius, Primo GEN24 3.8 Plus Grid Tied Inverter, SunSpec RSD compliant, 1-Ph, 3.8kW, 208/240VAC, 4,210,140,802 | 1590.21 | 3800 | No | Inverters | Soligent De-listing | 1236.83 |  | De-Listing & Stock Qty Unavailable |  | Not Applicable
310-0278 | 310-0278 | Fronius, Primo GEN24 5.0 Grid Tied Inverter, 1-Ph, 5.0kW, 208/240VAC, SunSpec RSD compliant, 4,210,141,800 | 1448.84 | 5000 | No | Inverters | Soligent De-listing | 1126.88 |  | De-Listing & Stock Qty Unavailable |  | Not Applicable
310-0279 | 310-0279 | Fronius, Primo GEN24 5.0 Plus Grid Tied Inverter, 1-Ph, 5.0kW, 208/240VAC, SunSpec RSD compliant, 4,210,141,802 | 1907.16 | 5000 | No | Inverters | Soligent De-listing | 1483.34 |  | De-Listing & Stock Qty Unavailable |  | Not Applicable
310-0280 | 310-0280 | Fronius, Primo GEN24 6.0 Grid Tied Inverter, 1-Ph, 6.0kW, 208/240VAC, SunSpec RSD compliant, 4,210,142,800 | 1766.79 | 6000 | No | Inverters | Soligent De-listing | 1374.17 |  | De-Listing & Stock Qty Unavailable |  | Not Applicable
310-0281 | 310-0281 | Fronius, Primo GEN24 6.0 Plus Grid Tied Inverter, 1-Ph, 6.0kW, 208/240VAC, SunSpec RSD compliant, 4,210,142,802 | 2240.99 | 6000 | No | Inverters | Soligent De-listing | 1742.99 |  | De-Listing & Stock Qty Unavailable |  | Not Applicable
310-0282 | 310-0282 | SolarEdge, SE3000H-US HD-Wave, 1-Ph, Grid Tied Inverter, 3000W, 240Vac, 60 Hz, 2 Unfused Input, 12 Yr Warr,Ground-Fault/Arc-Fault Protection, RS485 and Ethernet, -40C, AC RSD, UL1741-SA, w/RGM & Consumption Meter (Add CT’s), SetApp Enabled, SE3000H-US000BNI4 | 2006.94 | 3000 | No | Inverters | Vendor De-listing | 1079 |  | De-Listing & Stock Qty Unavailable |  | Not Applicable
310-0283 : 310-0283_S | 310-0283_S | SolarEdge, SE3800H-US HD-Wave, 1-Ph, Grid Tied Inverter, 3800W, 208/240Vac, 60 Hz, 2 Unfused Input, 12 Yr Warr,Ground-Fault/Arc-Fault Protection, RS485 and Ethernet, -40C, AC RSD, UL1741-SA, w/RGM & Consumption Meter (Add CT’s), SetApp Enabled, SE3800H-US000BNI4 | 1197.11 | 3800 | No | Inverters | Soligent De-listing | 1132.75 |  | De-Listing & Stock Qty Unavailable |  | Not Applicable
310-0284 : 310-0284_S | 310-0284_S | SolarEdge, SE5000H-US HD-Wave, 1-Ph, Grid Tied Inverter, 5000W, 240Vac, 60 Hz, 2 Unfused Input, 12 Yr Warr, Ground-Fault/Arc-Fault Protection, RS485 and Ethernet, -40C, AC RSD, UL1741-SA, w/RGM & Consumption Meter (Add CT’s), SetApp Enabled, SE5000H-US000BNI4 | 1497.01 | 5000 | No | Inverters | Soligent De-listing | 1416.53 |  | De-Listing & Stock Qty Unavailable |  | Not Applicable
310-0285 | 310-0285 | SolarEdge, SE6000H-US HD-Wave, 1-Ph, Grid Tied Inverter, 6000W, 208/240Vac, 60 Hz, 2 Unfused Input, 12 Yr Warr, Ground-Fault/Arc-Fault Protection, RS485 and Ethernet, -40C, AC RSD, UL1741-SA, w/RGM & Consumption Meter (Add CT’s), SetApp Enabled, SE6000H-US000BNI4 | 1767.95 | 6000 | No | Inverters | Vendor De-listing | 1663.4 |  | De-Listing & Stock Qty Unavailable |  | Not Applicable
310-0285 : 310-0285_S | 310-0285_S | SolarEdge, SE6000H-US HD-Wave, 1-Ph, Grid Tied Inverter, 6000W, 208/240Vac, 60 Hz, 2 Unfused Input, 12 Yr Warr, Ground-Fault/Arc-Fault Protection, RS485 and Ethernet, -40C, AC RSD, UL1741-SA, w/RGM & Consumption Meter (Add CT’s), SetApp Enabled, SE6000H-US000BNI4 | 1550.18 | 6000 | No | Inverters | Soligent De-listing | 1466.84 |  | De-Listing & Stock Qty Unavailable |  | Not Applicable
310-0285-B |  | "B" Grade SolarEdge, SE6000H-US HD-Wave, 1-Ph, Grid Tied Inverter, 6000W, 208/240Vac, 60 Hz, 2 Unfused Input, 12 Yr Warr, Ground-Fault/Arc-Fault Protection, RS485 and Ethernet, -40C, AC RSD, UL1741-SA, w/RGM & Consumption Meter (Add CT’s), SetApp Enabled, SE6000H-US000BNI4 | 1447.61 | 6000 | No | Inverters | Vendor De-listing | 1388.52 |  | De-Listing & Stock Qty Unavailable |  | Not Applicable
310-0286 : 310-0286_S | 310-0286_S | SolarEdge, SE7600H-US HD-Wave, 1-Ph, Grid Tied Inverter, 7600W, 240Vac, 60 Hz, 2 Unfused Input, 12 Yr Warr, Ground-Fault/Arc-Fault Protection, RS485 and Ethernet, -40C, AC RSD, UL1741-SA, w/RGM & Consumption Meter (Add CT’s), SetApp Enabled, SE7600H-US000BNI4 | 1762.91 | 7600 | No | Inverters | Soligent De-listing | 1668.13 |  | De-Listing & Stock Qty Unavailable |  | Not Applicable
310-0287 : 310-0287_S | 310-0287_S | SolarEdge, SE10000H-US, HD-Wave, 1-Ph, Grid Tied Inverter, 10kW, 240Vac, 60 Hz, 3 Unfused Input, 12 Yr Warr, Ground-Fault/Arc-Fault Protection, RS485 and Ethernet, -40C, AC-RSD, UL-1741-SA, w/RGM & Consumption Meter (Add CT’s), SetApp Enabled, SE10000H-US000BNI4 | 2090.09 | 10000 | No | Inverters | Soligent De-listing | 2004.78 |  | De-Listing & Stock Qty Unavailable |  | Not Applicable
310-0288 : 310-0288_S | 310-0288_S | SolarEdge, SE11400H-US, HD-Wave, 1-Ph, Grid Tied Inverter, 11.4kW, 240Vac, 60 Hz, 3 Unfused Input, 12 Yr Warr, Ground-Fault/Arc-Fault Protection, RS485 and Ethernet, -40C, AC-RSD, UL1741-SA, w/RGM & Consumption Meter (Add CT’s), SetApp Enabled, SE11400H-US000BNI4 | 2370.99 | 11400 | No | Inverters | Soligent De-listing | 2243.52 |  | De-Listing & Stock Qty Unavailable |  | Not Applicable
310-0289 | 310-0289 | SolarEdge, SE11400H-US, HD-Wave, 1-Ph, Grid Tied Inverter with Level 2 EV Charger, 11.4kW, 240Vac, 60 Hz, 2 Unfused Input, 12 Yr Warr, Ground-Fault/AFCI, Ungrounded, RS485 and Ethernet, AC-RSD, UL-1741-SA, SetApp Enabled, SE11400H-US000BNV4 | 4307.48 | 11400 | No | Inverters | Soligent De-listing | 0 |  | De-Listing & Stock Qty Unavailable |  | Not Applicable
310-0290 | 310-0290 | SolarEdge, SE11400H-US, HD-Wave, 1-Ph, Grid Tied Inverter with Level 2 EV Charger, 11.4kW, 240Vac, 60 Hz, 2 Unfused Input, 12 Yr Warr, Ground-Fault/AFCI, Ungrounded, RS485 and Ethernet, AC-RSD, UL-1741-SA, SetApp Enabled, with RGM, SE11400H-US000BNW4 | 4615.74 | 11400 | No | Inverters | Soligent De-listing | 0 |  | De-Listing & Stock Qty Unavailable |  | Not Applicable
310-0293 |  | SolarEdge, SE5000H-US HD-Wave, 1-Ph, Grid Tied Inverter, 5000W, 240Vac, 60 Hz, 2 Unfused Input, 12 Yr Warr, Ground-Fault/Arc-Fault Protection, RS485 and Ethernet, -40C, AC RSD, w/RGM & Consumption Meter (Add CT’s), UL1741-SA, SetApp Enabled, Compatible with Energy Net Communicator, SE5000H-US000BEI4 | 1717.11 | 5000 | No | Inverters | Shippable | 1606.33 |  | Shippable but Stock Qty Unavailable |  | Not Applicable
310-0295 | 310-0295 | SolarEdge, SE3000H-US HD-Wave, 1-Ph, Grid Tied Inverter, 3000W, 240Vac, 60 Hz, 2 Unfused Input, 12 Yr. Warranty, Ground-Fault/Arc-Fault Protection, RS485 and Ethernet, -40C, AC RSD, UL1741-SA, w/RGM & Consumption Meter (Add CT’s), SetApp Enabled, Compatible with Energy Net Communicator, SE3000H-US000BEI4 | 2006.94 | 3000 | No | Inverters | Soligent De-listing | 1079 |  | De-Listing & Stock Qty Unavailable |  | Not Applicable
310-0297 |  | SolarEdge, SE7600H-US HD-Wave, 1-Ph, Grid Tied Inverter, 7600W, 240Vac, 60 Hz, 2 Unfused Input, 12 Yr. Warranty, Ground-Fault/Arc-Fault Protection, RS485 and Ethernet, -40C, AC RSD, UL1741-SA, w/RGM & Consumption Meter (Add CT’s), SetApp Enabled, Compatible with Energy Net Communicator, SE7600H-US000BEI4 | 2022.11 | 7600 | No | Inverters | Shippable | 1891.66 |  | Shippable but Stock Qty Unavailable |  | Not Applicable
310-0305 | 310-0305 | Fronius, IG Plus V 3.0-1 UNI 1-Ph Grid Tied Inverter, 3000W, 208/240/277VAC, 60Hz, DC Discon, 6 Fused Input (fuses not included) , 1 MPPT, 10 Yr Warr, Neg Gnd Config, 4,210,111,800 | 2227.98 | 3000 | No | Inverters | Vendor De-listing | 0 |  | De-Listing & Stock Qty Unavailable |  | Not Applicable
310-0306 | 310-0306 | Fronius, IG Plus V 3.8-1 UNI 1-Ph Grid Tied Inverter, 3800W, 208/240/277VAC, 60Hz, DC Discon, 6 Fused Input (fuses not included), 1 MPPT, 10 Yr Warr, Neg Gnd Config, 4,210,112,800 | 2979.98 | 3800 | No | Inverters | Vendor De-listing | 0 |  | De-Listing & Stock Qty Unavailable |  | Not Applicable
310-0307 | 310-0307 | Fronius, IG Plus V 5.0-1 UNI 1-Ph Grid Tied Inverter, 5000W, 208/240/277VAC, 60Hz, DC Discon, 6 Fused Input (fuses not included), 1 MPPT, 10 Yr Warr, Neg Gnd Config, 4,210,113,800 | 3447.98 | 5000 | No | Inverters | Vendor De-listing | 0 |  | De-Listing & Stock Qty Unavailable |  | Not Applicable
310-0308 | 310-0308 | Fronius, IG Plus V 6.0-1 UNI 1-Ph Grid Tied Inverter, 6000W, 208/240/277VAC, 60Hz, DC Discon, 6 Fused Input (fuses not included), 1 MPPT, 10 Yr Warr, Neg Gnd Config, 4,210,114,800 | 3697.98 | 6000 | No | Inverters | Vendor De-listing | 0 |  | De-Listing & Stock Qty Unavailable |  | Not Applicable
310-0309 | 310-0309 | Fronius, IG Plus V 7.5-1 UNI 1-Ph Grid Tied Inverter, 7500W, 208/240/277VAC, 60Hz, DC Discon, 6 Fused Input (fuses not included), 1 MPPT, 10 Yr Warr, Neg Gnd Config, 4,210,115,800 | 4421.98 | 7500 | No | Inverters | Vendor De-listing | 0 |  | De-Listing & Stock Qty Unavailable |  | Not Applicable
310-0310 | 310-0310 | Fronius, IG Plus V 12.0-3 WYE 277 3-Ph Grid Tied Inverter, 12kW, 277VAC, 60Hz, DC Discon, 6 Fused Input (fuses not included), 1 MPPT, 10 Yr Warr, Neg Gnd Config, 4,210,116,800 | 6737.98 | 12000 | No | Inverters | Vendor De-listing | 0 |  | De-Listing & Stock Qty Unavailable |  | Not Applicable
310-0311 | 310-0311 | Fronius, IG Plus V 10.0-1 UNI 1-Ph Grid Tied Inverter, 9995W, 208/240/277VAC, 60Hz, DC Discon, 6 Fused Input (fuses not included), 1 MPPT, 10 Yr Warr, Neg Gnd Config, 4,210,118,800 | 5437.98 | 9995 | No | Inverters | Vendor De-listing | 0 |  | De-Listing & Stock Qty Unavailable |  | Not Applicable
310-0312 | 310-0312 | Fronius, IG Plus V 11.4-3 Delta 3-Ph Grid Tied Inverter, 11.4kW, 208/240VAC, 60Hz, DC Discon, 6 Fused Input (fuses not included), 1 MPPT, 10 Yr Warr, Neg Gnd Config, 4,210,119,800 | 6719.98 | 11400 | No | Inverters | Vendor De-listing | 0 |  | De-Listing & Stock Qty Unavailable |  | Not Applicable
310-0313 | 310-0313 | Outback, GTFX3048LA Sealed Inverter, 3000W, Grid-Tied, 48VDC, 127VAC, 60Hz, GTFX3048LA , NOT INTENDED FOR USE IN THE U.S. OR CANADA | 2469 | 3000 | No | Inverters | Vendor De-listing | 0 |  | De-Listing & Stock Qty Unavailable |  | Not Applicable
310-0322 | 310-0322 | SMA, Sunny Boy 3800US 1-Ph Grid Tied Inverter, 3800W, 240VAC, 60Hz, DC Discon, 4 Fused Input, 1 MPPT, 10 Yr Warr, Neg Gnd Config, SB3800-US-10 | 869 | 3800 | No | Inverters | Vendor De-listing | 0 |  | De-Listing & Stock Qty Unavailable |  | Not Applicable
310-0324 | 310-0324 | ABB, PVI-12.0 3-Ph Grid Tied Inverter, 12kW, 480VAC, 60Hz, DC/AC Discon, 6 Fused Input, 2 MPPT, 10 Yr Warr, Neg Gnd Config, RS485, PVI-12.0-I-OUTD-S2-US-480-NG | 7085 | 12000 | No | Inverters | Vendor De-listing | 0 |  | De-Listing & Stock Qty Unavailable |  | Not Applicable
310-0329 | 310-0329 | SolarEdge, SE3800US 1-Ph Grid Tied Inverter, 3800W, 208/240VAC, 60Hz, DC Discon, 2 Unfused Input, No MPPT, 12 Yr Warr, Ungrounded, RS485/Ethernet, SE3800US-ER-US | 1234.43 | 3800 | No | Inverters | Vendor De-listing | 0 |  | De-Listing & Stock Qty Unavailable |  | Not Applicable
310-0330 | 310-0330 | SMA, Sunny Boy 5000US 1-Ph Grid Tied Inverter, 5000W, 208/240/277VAC, 60Hz, DC Discon, 4x15A Fused Input, 1 MPPT, 10 Yr Warr, Neg Gnd Config, Lo Temp (-40C), SB 5000US-11 | 1349.99 | 5000 | No | Inverters | Vendor De-listing | 0 |  | De-Listing & Stock Qty Unavailable |  | Not Applicable
310-0331 | 310-0331 | SMA, Ont FIT, Sunny Boy 6000US 1-Ph Grid Tied Inverter, 6000W, 208/240/277VAC, 60Hz, DC Discon, 4x15A Fused Input, 1 MPPT, 10 Yr Warr, Neg Gnd Config, Lo Temp (-40C), SB6000US-11 | 3055.5 | 6000 | No | Inverters | Soligent De-listing | 0 |  | De-Listing & Stock Qty Unavailable |  | Not Applicable
310-0333 | 310-0333 | SMA, Sunny Boy 8000US 1-Ph Grid Tied Inverter, 8000W, 240/277VAC, 60Hz, DC Discon, 4x15A Fused Input, 1 MPPT, 10 Yr Warr, Neg Gnd Config, Lo Temp (-40C), SB 8000US-11 | 2999.98 | 8000 | No | Inverters | Vendor De-listing | 0 |  | De-Listing & Stock Qty Unavailable |  | Not Applicable
310-0335 | 310-0335 | Fronius, IG Plus V 10.0-3 Delta 3-Ph Grid Tied Inverter, 9995W, 208/240VAC, 60Hz, DC Discon, 6 Fused Input (fuses not included), 1 MPPT, 10 Yr Warr, Neg Gnd Config, 4,210,120,800 | 6255.98 | 9995 | No | Inverters | Vendor De-listing | 0 |  | De-Listing & Stock Qty Unavailable |  | Not Applicable
310-0338 | 310-0338 | Fronius, Ont FIT, IG Plus V 5.0-1 UNI 1-Ph Grid Tied Inverter, 5000W, 208/240/277VAC, 60Hz, DC Discon, 6 Fused Input, 1 MPPT, 10 Yr Warr, Neg Gnd Config, 4210113880 | 5841.98 | 5000 | No | Inverters | Soligent De-listing | 0 |  | De-Listing & Stock Qty Unavailable |  | Not Applicable
310-0343 | 310-0343 | Fronius, Ont FIT, IG Plus V 10.0-1 UNI 1-Ph Grid Tied Inverter, 9995W, 208/240/277VAC, 60Hz, DC Discon, 6 Fused Input, 1 MPPT, 10 Yr Warr, Neg Gnd Config, 4210118880 | 9059.98 | 10000 | No | Inverters | Soligent De-listing | 0 |  | De-Listing & Stock Qty Unavailable |  | Not Applicable
310-0345 | 310-0345 | Fronius, Ont FIT, IG Plus V 10.0-3 Delta 3-Ph Grid Tied Inverter, 9995W, 208/240VAC, 60Hz, DC Discon, 6 Fused Input, 1 MPPT, 10 Yr Warr, Neg Gnd Config, 4210120880 | 9059.98 | 10000 | No | Inverters | Soligent De-listing | 0 |  | De-Listing & Stock Qty Unavailable |  | Not Applicable
310-0346 | 310-0346 | Solectria, PVI 13KW Grid Tied Inverter, 3-Ph, 13.2KW, 240VAC, 60Hz, 475VDC, DC/AC Discon, 7 Fused Input, 1 MPPT, 5 Yr Warr, Neg Gnd, Ethernet, PVI-13-240 | 13545 | 13000 | No | Inverters | Vendor De-listing | 0 |  | De-Listing & Stock Qty Unavailable |  | Not Applicable
310-0347 | 310-0347 | SolarEdge, SE3000H-US HD-Wave, 1-Ph, Grid Tied Inverter, 3000W, 240Vac, 60 Hz, 2 Unfused Input, 12 Yr Warr,Ground-Fault/Arc-Fault Protection, Ungrounded, RS485 and Ethernet, with AC-RSD Revenue Grade Meter(RGM), SE3000H-US000NNC2 | 2099.99 | 3000 | No | Inverters | Soligent De-listing | 0 |  | De-Listing & Stock Qty Unavailable |  | Not Applicable
310-0348 | 310-0348 | SolarEdge, SE3800H-US HD-Wave, 1-Ph, Grid Tied Inverter, 3800W, 208/240Vac, 60 Hz, 2 Unfused Input, 12 Yr Warr,Ground-Fault/Arc-Fault Protection, Ungrounded, RS485 and Ethernet, with AC-RSD and Revenue Grade Meter (RGM) SE3800H-US000NNC2 | 933.96 | 3800 | No | Inverters | Vendor De-listing | 895.84 |  | De-Listing & Stock Qty Unavailable |  | Not Applicable
310-0349 | 310-0349 | SolarEdge, SE5000H-US HD-Wave, 1-Ph, Grid Tied Inverter, 5000W, 240Vac, 60 Hz, 2 Unfused Input, 12 Yr Warr, Ground-Fault/Arc-Fault Protection, Ungrounded, RS485 and Ethernet, with AC-RSD and Revenue Grade Meter(RGM), SE5000H-US000NNC2 | 2393.32 | 5000 | No | Inverters | Vendor De-listing | 0 |  | De-Listing & Stock Qty Unavailable |  | Not Applicable
310-0350 | 310-0350 | SolarEdge, SE6000H-US HD-Wave, 1-Ph, Grid Tied Inverter, 6000W, 208/240Vac, 60 Hz, 2 Unfused Input, 12 Yr Warr, Ground-Fault/Arc-Fault Protection, Ungrounded, RS485 and Ethernet, with AC-RSD, Revenue Grade Meter(RGM), SE6000H-US000NNC2 | 2478.34 | 6000 | No | Inverters | Vendor De-listing | 0 |  | De-Listing & Stock Qty Unavailable |  | Not Applicable
310-0362 | 310-0362 | ABB, PVI-10.0 3-Ph Grid Tied Inverter, 10kW, 208VAC, 60Hz, DC/AC Discon, 6x15A Fused Input, 2 MPPT, 10 Yr Warr, Neg Gnd Config, RS485, PVI-10.0-I-OUTD-S2-US-208-NG | 6917.98 | 10000 | No | Inverters | Vendor De-listing | 0 |  | De-Listing & Stock Qty Unavailable |  | Not Applicable
310-0364 | 310-0364 | Solectria, Option, Integrated Sub-Combiner, for SGI 500KW, 32 Fuses, 70-100A, Specify Fuse Size, OPT-FUSCOM-32X-070A-100A | 6118 |  | No | Electrical BOS | Soligent De-listing | 0 |  | De-Listing & Stock Qty Unavailable |  | Not Applicable
310-0365 | 310-0365 | Solectria, PVI6500 Grid Tied Inverter, 1-Ph, 6500W, 208/240/277VAC, 60Hz, DC/AC Discon, 5 Fused Input, 1 MPPT, 10 Yr Warr, Neg Gnd Config, RS485, PVI 6500 | 3839.99 | 6500 | No | Inverters | Vendor De-listing | 0 |  | De-Listing & Stock Qty Unavailable |  | Not Applicable
310-0366 | 310-0366 | Solectria, PVI7500 Grid Tied Inverter, 1-Ph, 7500W, 208/240/277VAC, 60Hz, DC/AC Discon, 5 Fused Input, 1 MPPT, 10 Yr Warr, Neg Gnd Config, RS485, PVI 7500 | 4079.99 | 7500 | No | Inverters | Vendor De-listing | 0 |  | De-Listing & Stock Qty Unavailable |  | Not Applicable
310-0367 | 310-0367 | SolarEdge, SE3000A 1-Ph Grid Tied Inverter, 3000W, 208/240VAC, 60Hz, DC/AC Discon, 2 Unfused Input, No MPPT, 12 Yr Warr, Ungrounded, RS485 and Ethernet, SE3000A-US ORA SOLARED | 2095.98 | 3000 | No | Inverters | Vendor De-listing | 0 |  | De-Listing & Stock Qty Unavailable |  | Not Applicable
310-0368 | 310-0368 | SolarEdge, SE3800A 1-Ph Grid Tied Inverter, 3800W, 208/240VAC, 60Hz, DC/AC Discon, 2 Unfused Input, No MPPT, 12 Yr Warr, Ungrounded, RS485 and Ethernet, SE3800A-US | 2141 | 3800 | No | Inverters | Vendor De-listing | 0 |  | De-Listing & Stock Qty Unavailable |  | Not Applicable
310-0369 | 310-0369 | SolarEdge, SE5000A 1-Ph Grid Tied Inverter, 5000W, 208/240/277VAC, 60Hz, DC/AC Discon, 2 Unfused Input, No MPPT, 12 Yr Warr, Ungrounded, RS485 and Ethernet, SE5000A-US | 2560 | 5000 | No | Inverters | Vendor De-listing | 0 |  | De-Listing & Stock Qty Unavailable |  | Not Applicable
310-0370 | 310-0370 | SolarEdge, SE6000A 1-Ph Grid Tied Inverter, 6000W, 240/277VAC, 60Hz, DC/AC Discon, 2 Unfused Input, No MPPT, 12 Yr Warr, Ungrounded, RS485 and Ethernet, SE6000A-US | 2386 | 6000 | No | Inverters | Vendor De-listing | 0 |  | De-Listing & Stock Qty Unavailable |  | Not Applicable
310-0371 | 310-0371 | SolarEdge, SE7000A 1-Ph Grid Tied Inverter, 7000W, 277VAC, 60Hz, DC/AC Discon, 2 Unfused Input, No MPPT, 12 Yr Warr, Ungrounded, RS485 and Ethernet, SE7000A-US | 2748 | 7000 | No | Inverters | Vendor De-listing | 0 |  | De-Listing & Stock Qty Unavailable |  | Not Applicable
310-0378 | 310-0378 | Power One, Ont FIT, PVI-5000 1-Ph Grid Tied Inverter, 5000W, 208/240/277VAC, 60Hz, DC Discon, 2 Unfused Input, 2 MPPT, 10 Yr Warr, Ungrounded, RS485, PVI-5000-OUTD-US-Ont FIT | 3818.2224 | 5000 | No | Inverters | Soligent De-listing | 0 |  | De-Listing & Stock Qty Unavailable |  | Not Applicable
310-0382 | 310-0382 | SolarEdge, Ont FIT, SE3800US 1-Ph Grid Tied Inverter, 3800W, 208/240VAC, 60Hz, DC Discon, 2 Unfused Input, No MPPT, 12 Yr Warr, Ungrounded, RS485/Ethernet, SE3800US-ER-US-CAN | 1246.24 | 3800 | No | Inverters | Soligent De-listing | 0 |  | De-Listing & Stock Qty Unavailable |  | Not Applicable
310-0384 | 310-0384 | SolarEdge, Ont FIT, SE6000US 1-Ph Grid Tied Inverter, 6000W, 208/240VAC, 60Hz, DC Discon, 2 Unfused Input, No MPPT, 12 Yr Warr, Ungrounded, RS485/Ethernet, SE6000US-ER-US-CAN | 3146 | 6000 | No | Inverters | Soligent De-listing | 0 |  | De-Listing & Stock Qty Unavailable |  | Not Applicable
310-0385 | 310-0385 | Power One, PVI-10.0 3-Ph Grid Tied Inverter, 10kW, 208VAC, 60Hz, No Discon, 4 Unfused Input, 2 MPPT, 10 Yr Warr, Neg Gnd Config, RS485, PVI-10.0-I-OUTD-S-US-208-NG | 6840 | 10000 | No | Inverters | Vendor De-listing | 0 |  | De-Listing & Stock Qty Unavailable |  | Not Applicable
310-0393 | 310-0393 | SMA, Sunny Boy 6000TLUS 1-Ph Grid Tied Inverter, 6000W, 208/240VAC, 60Hz, DC Discon, 6 Dual Fused Input Combiner, 1 MPPT, 10 Yr Warr, Ungrounded, Arc-Fault Protection, SB6000TLUS-12-with SBCBTL6-10 | 4523 | 6000 | No | Inverters | Vendor De-listing | 0 |  | De-Listing & Stock Qty Unavailable |  | Not Applicable
310-0394 | 310-0394 | SMA, Sunny Boy 3000US 1-Ph Grid Tied Inverter, 3000W, (Add Disconnect #580-0120 to order at no additional cost.) 208/240VAC, 60Hz, DC Discon, 4 Fused Input, 1 MPPT, 10 Yr Warr, Neg Gnd Config, Arc-Fault Protection, SB3000US-12 | 2255 | 3000 | No | Inverters | Vendor De-listing | 0 |  | De-Listing & Stock Qty Unavailable |  | Not Applicable
310-0395 | 310-0395 | SMA, Sunny Boy 6000TLUS 1-Ph Grid Tied Inverter, 6000W, (Add Disconnect #580-0105 to order at no additional cost.) 208/240VAC, 60Hz, DC Discon, 1 Unfused Input, 1 MPPT, 10 Yr Warr, Ungrounded, Arc-Fault Protection, SB6000TLUS-12-NO-CB | 4192 | 6000 | No | Inverters | Vendor De-listing | 0 |  | De-Listing & Stock Qty Unavailable |  | Not Applicable
310-0396 | 310-0396 | SMA, Sunny Boy 3800US 1-Ph Grid Tied Inverter, 3800W, (Add Disconnect #580-0120 to order at no additional cost.) 208/240VAC, 60Hz, DC Discon, 4 Fused Input, 1 MPPT, 10 Yr Warr, Neg Gnd Config, Arc-Fault Protection, SB3800-US-12 | 2754 | 3800 | No | Inverters | Vendor De-listing | 0 |  | De-Listing & Stock Qty Unavailable |  | Not Applicable
310-0397 | 310-0397 | SMA, Sunny Boy 7000TLUS 1-Ph Grid Tied Inverter, 7000W, (Add Disconnect #580-0105 to order at no additional cost.) 208/240VAC, 60Hz, DC Discon, 6 Dual Fused Input Combiner, 1 MPPT, 10 Yr Warr, Ungrounded, Arc-Fault Protection, SB7000TLUS-12-with SBCBTL6-10 | 4899 | 7000 | No | Inverters | Vendor De-listing | 0 |  | De-Listing & Stock Qty Unavailable |  | Not Applicable
310-0398 | 310-0398 | SMA, Sunny Boy 4000US 1-Ph Grid Tied Inverter, 4000W, (Add Disconnect #580-0120 to order at no additional cost.) 208/240VAC, 60Hz, DC Discon, 4 Fused Input, 1 MPPT, 10 Yr Warr, Neg Gnd Config, Arc-Fault Protection, SB4000US-12 | 2754 | 4000 | No | Inverters | Vendor De-listing | 0 |  | De-Listing & Stock Qty Unavailable |  | Not Applicable
310-0399 | 310-0399 | SMA, Sunny Boy 7000TLUS 1-Ph Grid Tied Inverter, 7000W, (Add Disconnect #580-0105 to order at no additional cost.) 208/240VAC, 60Hz, DC Discon, 1 Unfused Input, 1 MPPT, 10 Yr Warr, Ungrounded, Arc-Fault Protection, SB7000TLUS-12-NO-CB | 4463.5 | 7000 | No | Inverters | Vendor De-listing | 0 |  | De-Listing & Stock Qty Unavailable |  | Not Applicable
310-0400 | 310-0400 | SMA, Sunny Boy 5000US 1-Ph Grid Tied Inverter, 5000W, (Add Disconnect #580-0120 to order at no additional cost.) 208/240/277VAC, 60Hz, DC Discon, 4 Fused Input, 1 MPPT, 10 Yr Warr, Neg Gnd Config, Arc-Fault Protection, SB5000US-12 | 3639 | 5000 | No | Inverters | Vendor De-listing | 0 |  | De-Listing & Stock Qty Unavailable |  | Not Applicable
310-0401 | 310-0401 | SMA, Sunny Boy 11000TL-US 1-Ph Grid Tied Inverter, 11kW, 240VAC, 60Hz, DC Discon, 6 Dual Fused Input Combiner, 1 MPPT, 10 Yr Warr, Ungrounded, Arc-Fault Protection, SB11000TLUS-12-with SBCBTL6-10 | 6594 | 11000 | No | Inverters | Vendor De-listing | 0 |  | De-Listing & Stock Qty Unavailable |  | Not Applicable
310-0402 | 310-0402 | SMA, Sunny Boy 11000TL-US 1-Ph Grid Tied Inverter, 11kW, (Add Disconnect #580-0105 to order at no additional cost.) 240VAC, 60Hz, DC Discon, 1 MPPT, 1 Unfused Input, 10 Yr Warr, Ungrounded, Arc-Fault Protection, SB11000TLUS-12-NO-CB | 5170.88 | 11000 | No | Inverters | Vendor De-listing | 2611.56 |  | De-Listing & Stock Qty Unavailable |  | Not Applicable
310-0407 | 310-0407 | Power One, Aurora UNO-2.0 1-Ph Grid Tied Inverter, 2000W, 208/240/277 VAC, 60Hz, No Discon, 2 Unfused i/p, 1 MPPT, 10 Yr Warr, Ungrounded, RS485, UNO-2.0-I-OUTD-US | 1960 | 2000 | No | Inverters | Vendor De-listing | 0 |  | De-Listing & Stock Qty Unavailable |  | Not Applicable
310-0408 | 310-0408 | ABB, Aurora UNO-2.0 1-Ph Grid Tied Inverter, 2000W, 208/240/277 VAC, 60Hz, DC Discon with combiner, 2 Unfused i/p, 1 MPPT, 10 Yr Warr, Ungrounded, RS485, UNO-2.0-I-OUTD-S-US | 2255.98 | 2000 | No | Inverters | Vendor De-listing | 0 |  | De-Listing & Stock Qty Unavailable |  | Not Applicable
310-0409 | 310-0409 | Power One, Aurora UNO-2.5 1-Ph Grid Tied Inverter, 2500W, 208/240/277 VAC, 60Hz, No Discon, 2 Unfused i/p, 1 MPPT, 10 Yr Warr, Ungrounded, RS485, UNO-2.5-I-OUTD-US | 2130 | 2500 | No | Inverters | Vendor De-listing | 0 |  | De-Listing & Stock Qty Unavailable |  | Not Applicable
310-0410 | 310-0410 | ABB, Aurora UNO-2.5 1-Ph Grid Tied Inverter, 2500W, 208/240/277 VAC, 60Hz, DC Discon with combiner, 2 Unfused i/p, 1 MPPT, 10 Yr Warr, Ungrounded, RS485, UNO-2.5-I-OUTD-S-US | 2473 | 2500 | No | Inverters | Vendor De-listing | 0 |  | De-Listing & Stock Qty Unavailable |  | Not Applicable
310-0411 | 310-0411 | SMA, Sunny Boy 8000TLUS 1-Ph Grid Tied Inverter, 8000W, (Add Disconnect #580-0105 to order at no additional cost.) 208/240VAC, 60Hz, DC Discon, 1 Unfused Input, 1 MPPT, 10 Yr Warr, Ungrounded, Arc-Fault Protection, SB8000TLUS-12-NO-CB | 4746 | 8000 | No | Inverters | Soligent De-listing | 0 |  | De-Listing & Stock Qty Unavailable |  | Not Applicable
310-0412 | 310-0412 | SMA, Sunny Boy 6000US, 1-Ph Grid Tied Inverter, 6000W, (Add Disconnect #580-0120 to order at no additional cost.) 208/240/277VAC, 60Hz, DC Discon, 4 Fused Input, 1 MPPT, 10 Yr Warr, Neg Gnd Config, Arc-Fault Protection, SB6000US-12 | 4247 | 6000 | No | Inverters | Vendor De-listing | 0 |  | De-Listing & Stock Qty Unavailable |  | Not Applicable
310-0413 | 310-0413 | SMA, Sunny Boy 8000TLUS 1-Ph Grid Tied Inverter, 8000W, 208/240VAC, 60Hz, DC Discon, 6 Dual Fused Input Combiner, 1 MPPT, 10 Yr Warr, Ungrounded, Arc-Fault Protection, SB8000TLUS-12-with SBCBTL6-10 | 5069.86 | 8000 | No | Inverters | Vendor De-listing | 0 |  | De-Listing & Stock Qty Unavailable |  | Not Applicable
310-0414 | 310-0414 | SMA, Sunny Boy 7000US, 1-Ph Grid Tied Inverter, 7000W, (Add Disconnect #580-0120 to order at no additional cost.) 208/240/277VAC, 60Hz, DC Discon, 4 Fused Input, 1 MPPT, 10 Yr Warr, Neg Gnd Config, Arc-Fault Protection, SB7000US-12 | 4889 | 7000 | No | Inverters | Vendor De-listing | 0 |  | De-Listing & Stock Qty Unavailable |  | Not Applicable
310-0415 | 310-0415 | SMA, Sunny Boy 9000TL-US 1-Ph Grid Tied Inverter, 9000W, (Add Disconnect #580-0105 to order at no additional cost.) 208/240VAC, 60Hz, DC Discon, 1 Unfused Input, 1 MPPT, 10 Yr Warr, Ungrounded, Arc-Fault Protection, SB9000TLUS-12-NO-CB | 5085 | 9000 | No | Inverters | Vendor De-listing | 0 |  | De-Listing & Stock Qty Unavailable |  | Not Applicable
310-0416 | 310-0416 | SMA, Sunny Boy 8000US, 1-Ph Grid Tied Inverter, 8000W, (Add Disconnect #580-0120 to order at no additional cost.) 240/277VAC, 60Hz, DC Discon, 4 Fused Input, 1 MPPT, 10 Yr Warr, Neg Gnd Config, Arc-Fault Protection, SB8000US-12 | 5229 | 8000 | No | Inverters | Vendor De-listing | 0 |  | De-Listing & Stock Qty Unavailable |  | Not Applicable
310-0417 | 310-0417 | SMA, Sunny Boy 9000TL-US 1-Ph Grid Tied Inverter, 9000W, 208/240VAC, 60Hz, DC Discon, 6 Dual Fused Input Combiner, 1 MPPT, 10 Yr Warr, Ungrounded, Arc-Fault Protection, SB9000TLUS-12-with SBCBTL6-10 | 5653.18 | 9000 | No | Inverters | Vendor De-listing | 0 |  | De-Listing & Stock Qty Unavailable |  | Not Applicable
310-0419 | 310-0419 | SMA, Sunny Boy 10000TL-US 1-Ph Grid Tied Inverter, 10kW, 208/240VAC, 60Hz, DC Discon, 6 Dual Fused Input Combiner, 1 MPPT, 10 Yr Warr, Ungrounded, Arc-Fault Protection, SB10000TLUS-12-with SBCBTL6-10 | 6132 | 10000 | No | Inverters | Vendor De-listing | 0 |  | De-Listing & Stock Qty Unavailable |  | Not Applicable
310-0421 | 310-0421 | SMA, Sunny Boy 10000TL-US 1-Ph Grid Tied Inverter, 10kW, (Add Disconnect #580-0105 to order at no additional cost.) 208/240VAC, 60Hz, DC Discon, 1 Unfused Input, 1 MPPT, 10 Yr Warr, Ungrounded, Arc-Fault Protection, SB10000TLUS-12-NO-CB | 4773.12 | 10000 | No | Inverters | Vendor De-listing | 0 |  | De-Listing & Stock Qty Unavailable |  | Not Applicable
310-0423 | 310-0423 | SMA, Replacement Part, Mounting Plate and Hardware for Sunny Boy 5-8000US, 5-8000US-10, 8-10000TL-US-10, 6-11000TL-US-12 Inverters, 45-74271 | 59 |  | No | Electrical BOS | Soligent De-listing | 0 |  | De-Listing & Stock Qty Unavailable |  | Not Applicable
310-0424 | 310-0424 | SolarEdge, SE3000A 1-Ph Grid Tied Inverter, 3000W, 208/240VAC, PLEASE CONFIGURE TO HAWAII OPERATING REQUIREMENTS (57.0 hz TO 60.5hz GETS NORMAL OPERATION), SE3000A-US | 2281.05 | 3000 | No | Inverters | Soligent De-listing | 0 |  | De-Listing & Stock Qty Unavailable |  | Not Applicable
310-0425 | 310-0425 | SolarEdge, SE6000A 1-Ph Grid Tied Inverter, 6000W, 208/240VAC, PLEASE CONFIGURE TO HAWAII OPERATING REQUIREMENTS (57.0 hz TO 60.5hz GETS NORMAL OPERATION), SE6000A-US | 1380.52 | 6000 | No | Inverters | Soligent De-listing | 0 |  | De-Listing & Stock Qty Unavailable |  | Not Applicable
310-0426 | 310-0426 | ABB, TRIO-27.6 3-Ph Grid Tied Inverter, 27.6kW, 480VAC, 60Hz, 1000VDC, DC Discon, Two Dual 4x15A Fused Inputs, 2 MPPT, 10 Yr Warr, Ungrounded, RS485, NEMA 4X, (Purchase with handling kit#570-1045). TRIO-27.6-TL-OUTD-S1-US-480 | 9810 | 27600 | No | Inverters | Vendor De-listing | 0 |  | De-Listing & Stock Qty Unavailable |  | Not Applicable
310-0427 | 310-0427 | Fronius, IG Plus A 3.0-1 UNI 1-Ph Grid Tied Inverter, 3000W, 208/240/277VAC, 60Hz, DC Discon, 6 Fused Input (fuses not included) , 1 MPPT, with Arc Fault Protection, 10 Yr Warr, Neg Gnd Config, 4,210,121,800 | 1462.07 | 3000 | No | Inverters | Vendor De-listing | 0 |  | De-Listing & Stock Qty Unavailable |  | Not Applicable
310-0428 | 310-0428 | Fronius, IG Plus A 3.8-1 UNI 1-Ph Grid Tied Inverter, 3800W, 208/240/277VAC, 60Hz, DC Discon, 6 Fused Input (fuses not included), 1 MPPT, with Arc Fault Protection, 10 Yr Warr, Neg Gnd Config, 4,210,122,800 | 3148 | 3800 | No | Inverters | Vendor De-listing | 0 |  | De-Listing & Stock Qty Unavailable |  | Not Applicable
310-0429 | 310-0429 | Fronius, IG Plus A 5.0-1 UNI 1-Ph Grid Tied Inverter, 5000W, 208/240/277VAC, 60Hz, DC Discon, 6 Fused Input (fuses not included), 1 MPPT, with Arc Fault Protection, 10 Yr Warr, Neg Gnd Config, 4,210,123,800 | 3685.98 | 5000 | No | Inverters | Vendor De-listing | 0 |  | De-Listing & Stock Qty Unavailable |  | Not Applicable
310-0430 | 310-0430 | Fronius, IG Plus A 6.0-1 UNI 1-Ph Grid Tied Inverter, 6000W, 208/240/277VAC, 60Hz, DC Discon, 6 Fused Input (fuses not included), 1 MPPT, with Arc Fault Protection, 10 Yr Warr, Neg Gnd Config, 4,210,124,800 | 4527 | 6000 | No | Inverters | Vendor De-listing | 0 |  | De-Listing & Stock Qty Unavailable |  | Not Applicable
310-0431 | 310-0431 | Fronius, IG Plus A 7.5-1 UNI 1-Ph Grid Tied Inverter, 7500W, 208/240/277VAC, 60Hz, DC Discon, 6 Fused Input (fuses not included), 1 MPPT, with Arc Fault Protection, 10 Yr Warr, Neg Gnd Config, 4,210,125,800 | 4712.23 | 7500 | No | Inverters | Soligent De-listing | 0 |  | De-Listing & Stock Qty Unavailable |  | Not Applicable
310-0432 | 310-0432 | Fronius, IG Plus A 10.0-1 UNI 1-Ph Grid Tied Inverter, 9995W, 208/240/277VAC, 60Hz, DC Discon, 6 Fused Input (fuses not included), 1 MPPT, 2 busbars, with Arc Fault Protection, 10 Yr Warr, Neg Gnd Config, 4,210,126,800 | 5461.52 | 9995 | No | Inverters | Vendor De-listing | 0 |  | De-Listing & Stock Qty Unavailable |  | Not Applicable
310-0433 | 310-0433 | Fronius, IG Plus A 10.0-3 Delta 3-Ph Grid Tied Inverter, 9995W, 208/240VAC, 60Hz, DC Discon, 6 Fused Input (fuses not included), 1 MPPT, 2 busbars, with Arc Fault Protection, 10 Yr Warr, Neg Gnd Config, 4,210,128,800 | 6479.98 | 9995 | No | Inverters | Soligent De-listing | 0 |  | De-Listing & Stock Qty Unavailable |  | Not Applicable
310-0434 | 310-0434 | Fronius, IG Plus A 11.4-1 UNI 1-Ph Grid Tied Inverter, 11.4kW, 208/240/277VAC, 60Hz, DC Discon, 6 Fused Input (fuses not included), 1 MPPT, 2 busbars, with Arc Fault Protection, 10 Yr Warr, Neg Gnd Config, 4,210,127,800 | 5982.12 | 11400 | No | Inverters | Vendor De-listing | 0 |  | De-Listing & Stock Qty Unavailable |  | Not Applicable
310-0435 | 310-0435 | Fronius, IG Plus A 11.4-3 Delta 3-Ph Grid Tied Inverter, 11.4kW, 208/240VAC, 60Hz, DC Discon, 6 Fused Input (fuses not included), 1 MPPT, 2 busbars, with Arc Fault Protection, 10 Yr Warr, Neg Gnd Config, 4,210,129,800 | 6939.98 | 11400 | No | Inverters | Vendor De-listing | 0 |  | De-Listing & Stock Qty Unavailable |  | Not Applicable
310-0436 | 310-0436 | Fronius, IG Plus A 12.0-3 WYE 277 3-Ph Grid Tied Inverter, 12kW, 277VAC, 60Hz, DC Discon, 6 Fused Input (fuses not included), 1 MPPT, 2 busbars, with Arc Fault Protection, 10 Yr Warr, Neg Gnd Config, 4,210,130,800 | 6955.98 | 12000 | No | Inverters | Vendor De-listing | 0 |  | De-Listing & Stock Qty Unavailable |  | Not Applicable
310-0437 | 310-0437 | ABB, TRIO-20.0 3-Ph Grid Tied Inverter, 20kW, 480VAC, 60Hz, 1000VDC, DC Discon, Two Dual 4x15A Fused Inputs, 2 MPPT, 10 Yr Warr, Ungrounded, RS485, NEMA 4X, (Purchase with handling kit#570-1045), TRIO-20.0-TL-OUTD-S1-US-480 | 8645 | 20000 | No | Inverters | Vendor De-listing | 0 |  | De-Listing & Stock Qty Unavailable |  | Not Applicable
310-0438 | 310-0438 | ABB, PVI-12.0 3-Ph Grid Tied Inverter, 12kW, 480VAC, 60Hz, DC Discon, 6 Fused Input, 2 MPPT, 10 Yr Warr, Neg Gnd Config, RS485, PVI-12.0-I-OUTD-S1-US-480-NG | 6865.98 | 12000 | No | Inverters | Vendor De-listing | 0 |  | De-Listing & Stock Qty Unavailable |  | Not Applicable
310-0439 | 310-0439 | Solectria, PVI3000S Grid Tied Inverter, 1-Ph, 3000W, 240VAC, 60Hz, DC/AC Discon, 3 Fused Input, 1 MPPT, 10 Yr Warr, Neg Gnd Config, RS485, PVI-3000S | 2239.99 | 3000 | No | Inverters | Vendor De-listing | 0 |  | De-Listing & Stock Qty Unavailable |  | Not Applicable
310-0440 | 310-0440 | Solectria, PVI5000S Grid Tied Inverter, 1-Ph, 5000W, 240VAC, 60Hz, DC/AC Discon, 4 Fused Input, 1 MPPT, 10 Yr Warr, Neg Gnd Config, RS485, PVI-5000S | 3279.99 | 5000 | No | Inverters | Vendor De-listing | 0 |  | De-Listing & Stock Qty Unavailable |  | Not Applicable
310-0441 | 310-0441 | SMA, Sunny Boy 3000TL-US 1-Ph Grid Tied Inverter, 3000W, (Add Disconnect #580-0104 to order at no additional cost.) 208/240VAC, 60Hz, DC Discon, 2 Unfused Input, 2 MPPT, 10 Yr Warr, Ungrounded, Arc-Fault Protection, SB3000TLUS-22-NO-CB | 2374.56 | 3000 | No | Inverters | Vendor De-listing | 0 |  | De-Listing & Stock Qty Unavailable |  | Not Applicable
310-0442 | 310-0442 | SMA, Sunny Boy 4000TL-US 1-Ph Grid Tied Inverter, 4000W, (Add Disconnect #580-0104 to order at no additional cost.) 208/240VAC, 60Hz, DC Discon, 2 Unfused Input, 2 MPPT, 10 Yr Warr, Ungrounded, Arc-Fault Protection, SB4000TLUS-22-NO-CB | 2385.74 | 4000 | No | Inverters | Vendor De-listing | 0 |  | De-Listing & Stock Qty Unavailable |  | Not Applicable
310-0443 | 310-0443 | SMA, Sunny Boy 5000TL-US 1-Ph Grid Tied Inverter, 5000W, (Add Disconnect #580-0104 to order at no additional cost.) 208/240VAC, 60Hz, DC Discon, 2 Unfused Input, 2 MPPT, 10 Yr Warr, Ungrounded, Arc-Fault Protection, SB5000TLUS-22-NO-CB | 2808.02 | 5000 | No | Inverters | Vendor De-listing | 0 |  | De-Listing & Stock Qty Unavailable |  | Not Applicable
310-0444 | 310-0444 | SMA, Sunny Boy SB 5000TL 1-Ph Grid Tied ROW Inverter, 5000W, Transformerless, 230VAC, 50Hz, DC Discon, 5 Yr Warr, use in Jamaica may require a third party transformer, SB 5000TL-21 | 3767 | 5000 | No | Inverters | Vendor De-listing | 0 |  | De-Listing & Stock Qty Unavailable |  | Not Applicable
310-0445 | 310-0445 | SMA, Sunny Boy SB 4000TL 1-Ph Grid Tied ROW Inverter, 4000W, Transformerless, 230VAC, 50Hz, DC Discon, 5 Yr Warr, use in Jamaica may require a third party transformer, SB 4000TL-21 | 4328 | 4000 | No | Inverters | Vendor De-listing | 0 |  | De-Listing & Stock Qty Unavailable |  | Not Applicable
310-0446 | 310-0446 | SMA, Sunny Boy SB 3600TL 1-Ph Grid Tied ROW Inverter, 3600W, Transformerless, 230VAC, 50Hz, DC Discon, 5 Yr Warr, use in Jamaica may require a third party transformer, SB 3600TL-21 | 4122 | 3600 | No | Inverters | Vendor De-listing | 0 |  | De-Listing & Stock Qty Unavailable |  | Not Applicable
310-0447 | 310-0447 | SMA, Sunny Boy SB 3000TL 1-Ph Grid Tied ROW Inverter, 3000W, Transformerless, 230VAC, 50Hz, DC Discon, 5 Yr Warr, use in Jamaica may require a third party transformer, SB 3000TL-21 | 4060 | 3000 | No | Inverters | Vendor De-listing | 0 |  | De-Listing & Stock Qty Unavailable |  | Not Applicable
310-0448 | 310-0448 | SMA, Sunny Boy SB 2000HF 1-Ph Grid Tied ROW Inverter, 2000W, 230VAC, 50Hz, DC Discon, 5 Yr Warr, SB 2000HF-30 | 2886 | 2000 | No | Inverters | Vendor De-listing | 0 |  | De-Listing & Stock Qty Unavailable |  | Not Applicable
310-0450 | 310-0450 | Yaskawa Solectria, PVI 3800TL Grid tied inverter, 1-Ph, 3800W, 208/240VAC, 60Hz, 600VDC, DC/AC Discon, 1x15A Dual Fused Input, 1 MPPT, 10 Yr Warr, Ungrounded, RS485, Arc-Fault Protection, PVI-3800TL | 1204.82 | 3800 | No | Inverters | Vendor De-listing | 0 |  | De-Listing & Stock Qty Unavailable |  | Not Applicable
310-0451 | 310-0451 | Yaskawa Solectria, PVI 5200TL Grid tied inverter, 1-Ph, 5000W, 208/240VAC, 60Hz, 600VDC, DC/AC Discon, 2x15A Dual Fused Input, 2 MPPT, 10 Yr Warr, Ungrounded, RS485, Arc-Fault Protection, PVI-5200TL | 842.86 | 5200 | No | Inverters | Vendor De-listing | 0 |  | De-Listing & Stock Qty Unavailable |  | Not Applicable
310-0452 | 310-0452 | Yaskawa Solectria, PVI 6600TL Grid tied inverter, 1-Ph, 6600W, 208/240VAC, 60Hz, 600VDC, DC/AC Discon, 2x15A Dual Fused Input, 2 MPPT, 10 Yr Warr, Ungrounded, RS485, Arc-Fault Protection, PVI-6600TL | 2746.98 | 6600 | No | Inverters | Vendor De-listing | 0 |  | De-Listing & Stock Qty Unavailable |  | Not Applicable
310-0453 | 310-0453 | ABB, TRIO-27.6 3-Ph Grid Tied Inverter, 27.6kW, 480VAC, 60Hz, 1000VDC, DC Discon, 2 MPPT, 10 Yr Warr, Floating ground, RS485, UL1741,NEMA 4X, (Purchase with handling kit#570-1045), TRIO-27.6-TL-OUTD-S-US-480 | 9697.98 | 27600 | No | Inverters | Vendor De-listing | 0 |  | De-Listing & Stock Qty Unavailable |  | Not Applicable
310-0454 | 310-0454 | ABB, PVI-6000 1-Ph Grid Tied Inverter, 6000W, 208/240/277VAC, 60Hz, DC Discon, 4 Unfused Input, 2 MPPT, 10 Yr Warr, Ungrounded, RS485, Arc-Fault Protection, PVI-6000-OUTD-US-A | 3756 | 6000 | No | Inverters | Vendor De-listing | 0 |  | De-Listing & Stock Qty Unavailable |  | Not Applicable
310-0455 | 310-0455 | ABB, PVI-5000 1-Ph Grid Tied Inverter, 5000W, 208/240/277VAC, 60Hz, DC Discon, 4 Unfused Input, 2 MPPT, 10 Yr Warr, Ungrounded, RS485, Arc-Fault Protection, PVI-5000-OUTD-US-A | 2826.58 | 5000 | No | Inverters | Soligent De-listing | 0 |  | De-Listing & Stock Qty Unavailable |  | Not Applicable
310-0456 | 310-0456 | ABB, PVI- 4.2 1-Ph Grid Tied Inverter, 4200W, 208/240/277VAC, 60Hz, DC Discon, 2 Unfused Input, 2 MPPT, 10 Yr Warr, Ungrounded, RS485, Arc-Fault Protection, PVI-4.2-OUTD-S-US-A | 2969.98 | 4200 | No | Inverters | Vendor De-listing | 0 |  | De-Listing & Stock Qty Unavailable |  | Not Applicable
310-0457 | 310-0457 | ABB, PVI- 3.8 1-Ph Grid Tied Inverter, 3800W, 208/240/277VAC, 60Hz, DC Discon, 2 Unfused Input, 2 MPPT, 10 Yr Warr, Ungrounded, RS485, Arc-Fault Protection, PVI-3.8-OUTD-S-US-A | 2929 | 3800 | No | Inverters | Vendor De-listing | 0 |  | De-Listing & Stock Qty Unavailable |  | Not Applicable
310-0458 | 310-0458 | ABB, PVI- 3.6 1-Ph Grid Tied Inverter, 3600W, 208/240/277VAC, 60Hz, DC Discon, 2 Unfused Input, 2 MPPT, 10 Yr Warr, Ungrounded, RS485, Arc-Fault Protection, PVI-3.6-OUTD-S-US-A | 2746 | 3600 | No | Inverters | Soligent De-listing | 0 |  | De-Listing & Stock Qty Unavailable |  | Not Applicable
310-0459 | 310-0459 | ABB, PVI- 3.0 1-Ph Grid Tied Inverter, 3000W, 208/240/277VAC, 60Hz, DC Discon, 2 Unfused Input, 2 MPPT, 10 Yr Warr, Ungrounded, RS485, Arc-Fault Protection, PVI-3.0-OUTD-S-US-A | 2073.7 | 3000 | No | Inverters | Soligent De-listing | 0 |  | De-Listing & Stock Qty Unavailable |  | Not Applicable
310-0460 | 310-0460 | SMA, Sunny Boy 3800TL-US 1-Ph Grid Tied Inverter, 3800W, (Add Disconnect #580-0104 to order at no additional cost.) 208/240VAC, 60Hz, DC Discon, 2 Unfused Input, 2 MPPT, 10 Yr Warr, Ungrounded, Arc-Fault Protection, SB3800TLUS-22-NO-CB | 2385.74 | 3800 | No | Inverters | Vendor De-listing | 0 |  | De-Listing & Stock Qty Unavailable |  | Not Applicable
310-0461 | 310-0461 | Re-Use these item numbers. These items were eliminated- no transactions | 8348 | 15000 | No | Inverters | Soligent De-listing | 0 |  | De-Listing & Stock Qty Unavailable |  | Not Applicable
310-0462 | 310-0462 | Re-Use these item numbers. These items were eliminated- no transactions | 9459 | 20000 | No | Inverters | Soligent De-listing | 0 |  | De-Listing & Stock Qty Unavailable |  | Not Applicable
310-0463 | 310-0463 | Re-Use these item numbers. These items were eliminated- no transactions | 11299 | 24000 | No | Inverters | Soligent De-listing | 0 |  | De-Listing & Stock Qty Unavailable |  | Not Applicable
310-0464 | 310-0464 | ABB, TRIO-27.6 3-Ph Grid Tied Inverter, 27.6kW, 480VAC, 60Hz, 1000VDC, DC Discon, Two Dual 4x15A Fused Inputs, DC and AC OV suppressor class II, 2 MPPT, 10 Yr Warr, Ungrounded, RS485, NEMA 4X, (Purchase with handling kit#570-1045), TRIO-27.6-TL-OUTD-S1A-US-480 | 11373.98 | 27600 | No | Inverters | Vendor De-listing | 0 |  | De-Listing & Stock Qty Unavailable |  | Not Applicable
310-0465 | 310-0465 | Solectria, PVI4000S Grid Tied Inverter, 1-Ph, 4000W, 208/240VAC, 60Hz, DC/AC Discon, 4 Fused Input, 1 MPPT, 10 Yr Warr, Neg Gnd Config, RS485, PVI-400S | 2759.99 | 4000 | No | Inverters | Vendor De-listing | 0 |  | De-Listing & Stock Qty Unavailable |  | Not Applicable
310-0466 | 310-0466 | Power One, PVI- 3.8 1-Ph Grid Tied Inverter, 3800W, 208/240/277VAC, 60Hz, DC Discon, 2 Unfused Input, 2 MPPT, 10 Yr Warr, Ungrounded, RS485, PVI-3.8-OUTD-S-S | 2947 | 3800 | No | Inverters | Vendor De-listing | 0 |  | De-Listing & Stock Qty Unavailable |  | Not Applicable
310-0467 | 310-0467 | SolarEdge, SE3000A-U 1-Ph Grid Tied Inverter, 3300W, 240VAC, 60Hz, DC Discon, 2 Unfused Input, No MPPT, 12 Yr Warr, Ungrounded, RS485 and Ethernet, Arc-Fault Protection, RSD, SE3000A-US-U | 1979 | 3000 | No | Inverters | Vendor De-listing | 0 |  | De-Listing & Stock Qty Unavailable |  | Not Applicable
310-0468 | 310-0468 | SolarEdge, SE3800A-U 1-Ph Grid Tied Inverter, 3800W, 240VAC, 60Hz, DC Discon, 2 Unfused Input, No MPPT, 12 Yr Warr, Ungrounded, RS485 and Ethernet, Arc-Fault Protection, RSD, SE3800A-US-U | 2166.66 | 3800 | No | Inverters | Vendor De-listing | 0 |  | De-Listing & Stock Qty Unavailable |  | Not Applicable
310-0469 | 310-0469 | SolarEdge, SE5000A-U 1-Ph Grid Tied Inverter, 5000W, 208/240VAC, 60Hz, DC Discon, 2 Unfused Input, No MPPT, 12 Yr Warr, Ungrounded, RS485 and Ethernet, Arc-Fault Protection, RSD, SE5000A-US-U | 2321.42 | 5000 | No | Inverters | Vendor De-listing | 0 |  | De-Listing & Stock Qty Unavailable |  | Not Applicable
310-0470 | 310-0470 | SolarEdge, SE6000A-U 1-Ph Grid Tied Inverter, 6000W, 240VAC, 60Hz, DC Discon, 2 Unfused Input, No MPPT, 12 Yr Warr, Ungrounded, RS485 and Ethernet, Arc-Fault Protection, RSD, SE6000A-US-U | 2414.28 | 6000 | No | Inverters | Vendor De-listing | 0 |  | De-Listing & Stock Qty Unavailable |  | Not Applicable
310-0471 | 310-0471 | ABB, TRIO-20.0 3-Ph Grid Tied Inverter, 20kW, 480VAC, 60Hz, 1000VDC, AC and DC Discon, Two Dual 4x15A Fused Inputs, 2 MPPT, 10 Yr Warr, Ungrounded, RS485, NEMA 4X, (Purchase with handling kit#570-1045), TRIO-20.0-TL-OUTD-S1A-US-480 | 10377 | 20000 | No | Inverters | Vendor De-listing | 0 |  | De-Listing & Stock Qty Unavailable |  | Not Applicable
310-0472 | 310-0472 | DONOTUSE, SMA, Sunny Boy 3000TL-US Inverter ONLY, Arc-Fault Protection, (Use with DC Discon DC-DISCON2TLUS-10, #580-0104), SB3000TLUS-22-NO-CB | 2740 | 3000 | No | Inverters | Soligent De-listing | 0 |  | De-Listing & Stock Qty Unavailable |  | Not Applicable
310-0473 | 310-0473 | DONOTUSE, SMA, Sunny Boy 4000TL-US Inverter ONLY, Arc-Fault Protection, (Use with DC Discon DC-DISCON2TLUS-10, #580-0104), SB4000TLUS-22-NO-CB | 3368 | 4000 | No | Inverters | Soligent De-listing | 0 |  | De-Listing & Stock Qty Unavailable |  | Not Applicable
310-0474 | 310-0474 | DONOTUSE, SMA, Sunny Boy 5000TL-US Inverter ONLY, Arc-Fault Protection, (Use with DC Discon DC-DISCON2TLUS-10, #580-0104), SB5000TLUS-22-NO-CB | 4090 | 5000 | No | Inverters | Soligent De-listing | 0 |  | De-Listing & Stock Qty Unavailable |  | Not Applicable
310-0475 | 310-0475 | DONOTUSE, SMA, Sunny Boy 6000TL-US Inverter ONLY, Arc-Fault Protection, (Use with DC Discon DC-DISCONTLUS-12, #580-0105), SB6000TLUS-12-NO-CB | 4344 | 6000 | No | Inverters | Soligent De-listing | 0 |  | De-Listing & Stock Qty Unavailable |  | Not Applicable
310-0476 | 310-0476 | DONOTUSE, SMA, Sunny Boy 7000TL-US Inverter ONLY, Arc-Fault Protection, (Use with DC Discon DC-DISCONTLUS-12, #580-0105), SB7000TLUS-12-NO-CB | 4734 | 7000 | No | Inverters | Soligent De-listing | 0 |  | De-Listing & Stock Qty Unavailable |  | Not Applicable
310-0477 | 310-0477 | DONOTUSE, SMA, Sunny Boy 8000TL-US Inverter ONLY, Arc-Fault Protection, (Use with DC Discon DC-DISCONTLUS-12, #580-0105), SB8000TLUS-12-NO-CB | 5032 | 8000 | No | Inverters | Soligent De-listing | 0 |  | De-Listing & Stock Qty Unavailable |  | Not Applicable
310-0478 | 310-0478 | DONOTUSE, SMA, Sunny Boy 9000TL-US Inverter ONLY, Arc-Fault Protection, (Use with DC Discon DC-DISCONTLUS-12, #580-0105), SB9000TLUS-12-NO-CB | 5392 | 9000 | No | Inverters | Soligent De-listing | 0 |  | De-Listing & Stock Qty Unavailable |  | Not Applicable
310-0479 | 310-0479 | DONOTUSE, SMA, Sunny Boy 10000TL-US Inverter ONLY, Arc-Fault Protection, (Use with DC Discon DC-DISCONTLUS-12, #580-0105), SB10000TLUS-12-NO-CB | 5423.98 | 10000 | No | Inverters | Soligent De-listing | 0 |  | De-Listing & Stock Qty Unavailable |  | Not Applicable
310-0480 | 310-0480 | DONOTUSE, SMA, Sunny Boy 11000TL-US Inverter ONLY, Arc-Fault Protection, (Use with DC Discon DC-DISCONTLUS-12, #580-0105), SB11000TLUS-12-NO-CB | 5875.98 | 11000 | No | Inverters | Soligent De-listing | 0 |  | De-Listing & Stock Qty Unavailable |  | Not Applicable
310-0481 | 310-0481 | ABB, TRIO-20.0 3-Ph Grid Tied Inverter, 20kW, 480VAC, 60Hz, 1000VDC, DC Discon, Two Dual 4x15A Fused Inputs, AC J-class fused disconnect, 2 MPPT, 10 Yr Warr, Ungrounded, RS485, NEMA 4X, (Purchase with handling kit#570-1045), TRIO-20.0-TL-OUTD-S1B-US-480 | 10430 | 20000 | No | Inverters | Vendor De-listing | 0 |  | De-Listing & Stock Qty Unavailable |  | Not Applicable
310-0482 | 310-0482 | ABB, TRIO-27.6 3-Ph Grid Tied Inverter, 27.6kW, 480VAC, 60Hz, 1000VDC, DC Discon, Two Dual 4x15A Fused Inputs, AC J-class fused disconnect, 2 MPPT, 10 Yr Warr, Ungrounded, RS485, NEMA 4X, (Purchase with handling kit#570-1045), TRIO-27.6-TL-OUTD-S1B-US-480 | 12850 | 27000 | No | Inverters | Vendor De-listing | 0 |  | De-Listing & Stock Qty Unavailable |  | Not Applicable
310-0483 | 310-0483 | ABB, TRIO-27.6 Grid Tied Inverter, 3-Ph, 27.6kW, 480VAC, 60Hz, 1000VDC, DC Discon, 2 Unfused inputs, 2 MPPT, 10 Yr Warr, Ungrounded, RS485, Arc-Fault Protection, (add handle kit #570-1045), TRIO-27.6-TL-OUTD-S-US-480-A | 8937 | 27600 | No | Inverters | Vendor De-listing | 0 |  | De-Listing & Stock Qty Unavailable |  | Not Applicable
310-0484 | 310-0484 | ABB, TRIO-27.6 Grid Tied Inverter, 3-Ph, 27.6kW, 480VAC, 60Hz, 1000VDC, DC Discon, 2 Dual 4x15A Fused Inputs, 2 MPPT, 10 Yr Warr, Ungrounded, RS485, Arc-Fault Protection, DC Surge Arrestor, (add handle kit #570-1045), TRIO-27.6-TL-OUTD-S1-US-480-A | 10194 | 27600 | No | Inverters | Vendor De-listing | 0 |  | De-Listing & Stock Qty Unavailable |  | Not Applicable
310-0485 | 310-0485 | ABB, TRIO-27.6 Grid Tied Inverter, 3-Ph, 27.6kW, 480VAC, 60Hz, 1000VDC, DC Discon, 2 Dual 4x15A Fused Inputs, 2 MPPT, 10 Yr Warr, Ungrounded, RS485, Arc-Fault Protection, DC & AC Surge Arrestor, (add handle kit #570-1045), TRIO-27.6-TL-OUTD-S1A-US-480-A | 10457 | 27600 | No | Inverters | Vendor De-listing | 0 |  | De-Listing & Stock Qty Unavailable |  | Not Applicable
310-0486 | 310-0486 | ABB, TRIO-27.6 Grid Tied Inverter, 3-Ph, 27.6kW, 480VAC, 60Hz, 1000VDC, DC/AC fused Discon, 2 Dual 4x15A Fused Inputs, 2 MPPT, 10 Yr Warr, Ungrounded, RS485, Arc-Fault Protection, DC Surge Arrestor, (add handle kit #570-1045), TRIO-27.6-TL-OUTD-S1B-US-480-A | 11135 | 27600 | No | Inverters | Vendor De-listing | 0 |  | De-Listing & Stock Qty Unavailable |  | Not Applicable
310-0487 | 310-0487 | ABB, TRIO-20.0 Grid Tied Inverter, 3-Ph, 20kW, 480VAC, 60Hz, 1000VDC, DC Discon, 2 Unfused inputs, 2 MPPT, 10 Yr Warr, Ungrounded, RS485, Arc-Fault Protection, (add handle kit #570-1045), TRIO-20.0-TL-OUTD-S-US-480-A | 7710 | 20000 | No | Inverters | Vendor De-listing | 0 |  | De-Listing & Stock Qty Unavailable |  | Not Applicable
310-0488 | 310-0488 | ABB, TRIO-20.0 Grid Tied Inverter, 3-Ph, 20kW, 480VAC, 60Hz, 1000VDC, DC Discon, 2 Dual 4x15A Fused Inputs, 2 MPPT, 10 Yr Warr, Ungrounded, RS485, Arc-Fault Protection, DC Surge Arrestor, (add handle kit #570-1045), TRIO-20.0-TL-OUTD-S1-US-480-A | 8019 | 20000 | No | Inverters | Vendor De-listing | 0 |  | De-Listing & Stock Qty Unavailable |  | Not Applicable
310-0489 | 310-0489 | ABB, TRIO-20.0 Grid Tied Inverter, 3-Ph, 20kW, 480VAC, 60Hz, 1000VDC, DC Discon, 2 Dual 4x15A Fused Inputs, 2 MPPT, 10 Yr Warr, Ungrounded, RS485, Arc-Fault Protection, DC & AC Surge Arrestor, (add handle kit #570-1045), TRIO-20.0-TL-OUTD-S1A-US-480-A | 8992 | 20000 | No | Inverters | Vendor De-listing | 0 |  | De-Listing & Stock Qty Unavailable |  | Not Applicable
310-0490 | 310-0490 | ABB, TRIO-20.0 Grid Tied Inverter, 3-Ph, 20kW, 480VAC, 60Hz, 1000VDC, DC/AC fused Discon, 2 Dual 4x15A Fused Inputs, 2 MPPT, 10 Yr Warr, Ungrounded, RS485, Arc-Fault Protection, DC Surge Arrestor, (add handle kit #570-1045), TRIO-20.0-TL-OUTD-S1B-US-480-A | 9601 | 20000 | No | Inverters | Vendor De-listing | 0 |  | De-Listing & Stock Qty Unavailable |  | Not Applicable
310-0491 | 310-0491 | ABB, Aurora UNO-7.6 1-Ph Grid Tied Inverter, 7600W, 208/240/277VAC, 60Hz, DC Discon, 2 Dual Unfused i/p, 2 MPPT, 10 Yr Warr, Ungrounded, RS485, Arc-Fault Protection, UNO-7.6-TL-OUTD-S-US-A | 4450 | 7600 | No | Inverters | Vendor De-listing | 0 |  | De-Listing & Stock Qty Unavailable |  | Not Applicable
310-0492 | 310-0492 | ABB, Aurora UNO-8.6 1-Ph Grid Tied Inverter, 8600W, 208/240/277VAC, 60Hz, DC Discon, 2 Dual Unfused i/p, 2 MPPT, 10 Yr Warr, Ungrounded, RS485, Arc-Fault Protection, UNO-8.6-TL-OUTD-S-US-A | 4942 | 8600 | No | Inverters | Vendor De-listing | 0 |  | De-Listing & Stock Qty Unavailable |  | Not Applicable
310-0493 | 310-0493 | SolarEdge, SE7600A-U 1-Ph Grid Tied Inverter, 7600W, 240VAC, 60Hz, DC Discon, 2 Unfused Input, No MPPT, 12 Yr Warr, Ungrounded, RS485 and Ethernet, Arc-Fault Protection, RSD, SE7600A-US002NNU2 | 2340 | 7600 | No | Inverters | Vendor De-listing | 0 |  | De-Listing & Stock Qty Unavailable |  | Not Applicable
310-0494 | 310-0494 | SolarEdge, SE10000A 1-Ph Grid Tied Inverter, 10000W, 208/240VAC, 60Hz, DC Discon, 3 Un-Fused Input, No MPPT, 12 Yr Warr, Ungrounded, RS485 and Ethernet, AFCI, AC-RSD, SE10000A-US-U | 1334.22 | 10000 | No | Inverters | Vendor De-listing | 1279.77 |  | De-Listing & Stock Qty Unavailable |  | Not Applicable
310-0494 : 310-0494 : 310-0494_S | 310-0494 : 310-0494_S | SolarEdge, SE10000A 1-Ph Grid Tied Inverter, 10000W, 208/240VAC, 60Hz, DC Discon, 3 Un-Fused Input, No MPPT, 12 Yr Warr, Ungrounded, RS485 and Ethernet, AFCI, AC-RSD, SE10000A-US-U | 1334.22 | 10000 | No | Inverters | Soligent De-listing | 1279.77 |  | De-Listing & Stock Qty Unavailable |  | Not Applicable
310-0494-B | 310-0494-B | "B-Grade" SolarEdge, SE10000A 1-Ph Grid Tied Inverter, 10000W, 208/240VAC, 60Hz, DC Discon, 3 Un-Fused Input, No MPPT, 12 Yr Warr, Ungrounded, RS485 and Ethernet, AFCI, AC-RSD, SE10000A-US-U | 2382.92 | 10000 | No | Inverters | Soligent De-listing | 1203.49 |  | De-Listing & Stock Qty Unavailable |  | Not Applicable
310-0495 | 310-0495 | SolarEdge, SE11400A 1-Ph Grid Tied Inverter, 11400W, 240VAC, 60Hz, DC Discon, 3 Un-Fused Input, No MPPT, 12 Yr Warr, Ungrounded, RS485 and Ethernet, AFCI, AC-RSD, SE11400A-US-U | 3825 | 11400 | No | Inverters | Vendor De-listing | 0 |  | De-Listing & Stock Qty Unavailable |  | Not Applicable
310-0496 | 310-0496 | Fronius, Galvo 1.5-1 Grid Tied Inverter, 1-Ph, 1500W, 208/240VAC, 60Hz, DC Discon, 3 Unfused i/p, 1 MPPT, 10 Yr Warr, Neg Gnd Config, Wi-Fi/Ethernet Datamanager, Arc-Fault Protection, 4,200,011,800 | 2355.6 | 1500 | No | Inverters | Vendor De-listing | 0 |  | De-Listing & Stock Qty Unavailable |  | Not Applicable
310-0497 | 310-0497 | Fronius, Galvo 2.0-1 Grid Tied Inverter, 1-Ph, 2000W, 208/240VAC, 60Hz, DC Discon, 3 Unfused i/p, 1 MPPT, 10 Yr Warr, Neg Gnd Config, Wi-Fi/Ethernet Datamanager, Arc-Fault Protection, 4,200,012,800 | 2546.26 | 2000 | No | Inverters | Vendor De-listing | 0 |  | De-Listing & Stock Qty Unavailable |  | Not Applicable
310-0498 | 310-0498 | Fronius, Galvo 2.5-1 Grid Tied Inverter, 1-Ph, 2500W, 208/240VAC, 60Hz, DC Discon, 3 Unfused i/p, 1 MPPT, 10 Yr Warr, Neg Gnd Config, Wi-Fi/Ethernet Datamanager, Arc-Fault Protection, 4,200,013,800 | 1558.96 | 2500 | No | Inverters | Vendor De-listing | 0 |  | De-Listing & Stock Qty Unavailable |  | Not Applicable
310-0499 | 310-0499 | Fronius, Galvo 3.1-1 Grid Tied Inverter, 1-Ph, 3100W, 208/240VAC, 60Hz, DC Discon, 3 Unfused i/p, 1 MPPT, 10 Yr Warr, Neg Gnd Config, Wi-Fi/Ethernet Datamanager, Arc-Fault Protection, 4,200,015,800 | 2771.6 | 3100 | No | Inverters | Vendor De-listing | 0 |  | De-Listing & Stock Qty Unavailable |  | Not Applicable
310-0500 | 310-0500 | Yaskawa Solectria, PVI 7600TL Grid tied inverter, 1-Ph, 7600W, 208/240VAC, 60Hz, 600VDC, DC/AC Discon, 2x15A Dual Fused Input, 2 MPPT, 10 Yr Warr, Ungrounded, RS485, Arc-Fault Protection, PVI-7600TL | 2939.99 | 7600 | No | Inverters | Vendor De-listing | 0 |  | De-Listing & Stock Qty Unavailable |  | Not Applicable
310-0501 | 310-0501 | Fronius, Galvo Lite 1.5-1 Grid Tied Inverter, 1-Ph, 1500W, 208/240VAC, 60Hz, DC Discon, 3 Unfused i/p, 1 MPPT, 10 Yr Warr, Neg Gnd Config, Arc-Fault Protection, 4,200,011,801 | 1263.6 | 1500 | No | Inverters | Soligent De-listing | 0 |  | De-Listing & Stock Qty Unavailable |  | Not Applicable
310-0502 | 310-0502 | SMA, Sunny Boy 6000TL-US 1-Ph Grid Tied Inverter, 6000W, (Add Disconnect #580-0104 to order at no additional cost.) 208/240VAC, 60Hz, DC Discon, 2 Unfused Input, 2 MPPT, 10 Yr Warr, Ungrounded, Arc-Fault Protection, SB6000TLUS-22-NO-CB | 4200.86 | 6000 | No | Inverters | Vendor De-listing | 0 |  | De-Listing & Stock Qty Unavailable |  | Not Applicable
310-0503 | 310-0503 | SMA, Sunny Boy SB 2500TL 1-Ph Grid Tied ROW Inverter, 2500W, Transformerless, 230VAC, 50Hz, DC Discon, Single MPPT, 5 Yr Warr, use in Jamaica may require a third party transformer, SB2500TLST-21 | 3092 | 2500 | No | Inverters | Vendor De-listing | 0 |  | De-Listing & Stock Qty Unavailable |  | Not Applicable
310-0504 | 310-0504 | SMA, Sunny Boy 7000TL-US-22 1-Ph Grid Tied Inverter, 7000W, (Add Disconnect #580-0104 to order at no additional cost.) 208/240VAC, 60Hz,DC Discon , LCD, Grey Lid, 2 Unfused Input, 2 MPPT,10 Yr Warr, Ungrounded, Arc-Fault Protection, SB7000TLUS-22 | 3162.69 | 7000 | No | Inverters | Vendor De-listing | 0 |  | De-Listing & Stock Qty Unavailable |  | Not Applicable
310-0505 | 310-0505 | SMA, Sunny Boy 7700TL-US-22 1-Ph Grid Tied Inverter, 7700W, (Add Disconnect #580-0104 to order at no additional cost.) 208/240VAC, 60Hz, DC Discon , LCD, Grey Lid, 2 Unfused Input, 2 MPPT,10 Yr Warr, Ungrounded, Arc-Fault Protection, SB7700TL-US-22 | 3201.01 | 7700 | No | Inverters | Vendor De-listing | 0 |  | De-Listing & Stock Qty Unavailable |  | Not Applicable
310-0506 | 310-0506 | SolarEdge, ARRA Venus SE3000A-U 1-Ph Grid Tied ARRA Inverter, 3000W, 240VAC, 60Hz, DC Discon, 2 Unfused Input, No MPPT, 12 Yr Warr, Ungrounded, RS485 and Ethernet, Arc-Fault Protection, SE3000A-US-U ARRA | 2095.98 | 3000 | No | Inverters | Soligent De-listing | 0 |  | De-Listing & Stock Qty Unavailable |  | Not Applicable
310-0507 | 310-0507 | SolarEdge, ARRA Venus SE3800A-U 1-Ph Grid Tied ARRA Inverter 3800W, 240VAC, 60Hz, DC Discon, 2 Unfused Input, No MPPT, 12 Yr Warr, Ungrounded, RS485 and Ethernet, Arc-Fault Protection, SE3800A-US001NNU2 | 2141.98 | 3800 | No | Inverters | Soligent De-listing | 0 |  | De-Listing & Stock Qty Unavailable |  | Not Applicable
310-0508 | 310-0508 | SolarEdge, ARRA Venus SE5000A-U 1-Ph Grid Tied ARRA Inverter 5000W, 208/240VAC, 60Hz, DC Discon, 2 Unfused Input, No MPPT, 12 Yr Warr, Ungrounded, RS485 and Ethernet, Arc-Fault Protection, SE5000A-US001NNU2 | 2295.98 | 5000 | No | Inverters | Soligent De-listing | 0 |  | De-Listing & Stock Qty Unavailable |  | Not Applicable
310-0509 | 310-0509 | SolarEdge, ARRA Venus SE6000A-U 1-Ph Grid Tied ARRA Inverter 6000W, 240VAC, 60Hz, DC Discon, 2 Unfused Input, No MPPT, 12 Yr Warr, Ungrounded, RS485 and Ethernet, Arc-Fault Protection, SE6000A-US001NNU2 | 2385.98 | 6000 | No | Inverters | Soligent De-listing | 0 |  | De-Listing & Stock Qty Unavailable |  | Not Applicable
310-0510 | 310-0510 | SolarEdge, ARRA Super Venus SE7600A-U 1-Ph Grid Tied ARRA Inverter 7600W Type2, 240VAC, 60Hz, DC Discon, 2 Unfused Input, No MPPT, 12 Yr Warr, Ungrounded, RS485 and Ethernet, Arc-Fault Protection, RSD, SE7600A-US102NNU2 | 2600 | 7600 | No | Inverters | Soligent De-listing | 0 |  | De-Listing & Stock Qty Unavailable |  | Not Applicable
310-0511 | 310-0511 | SolarEdge, ARRA Super Venus SE10000A-U 1-Ph Grid Tied ARRA Inverter, 10000W, 208/240VAC, 60Hz, DC Discon, 2 Unfused Input, No MPPT, 12 Yr Warr, Ungrounded, RS485 and Ethernet, Arc-Fault Protection, SE10000A-US-U ARRA | 3541 | 10000 | No | Inverters | Soligent De-listing | 0 |  | De-Listing & Stock Qty Unavailable |  | Not Applicable
310-0512 | 310-0512 | Delta, Solivia 3000TL Grid tied inverter, 1-Ph, 3000W, 208/240VAC, 60Hz, 600VDC, DC Discon, 2x15A Dual Fused Inputs, 1 MPPT, 10 Yr Warr, Ungrounded, RS485, NEMA4, Arc-Fault Protection, SOLIVIA-3000TL | 2317 | 3000 | No | Inverters | Soligent De-listing | 0 |  | De-Listing & Stock Qty Unavailable |  | Not Applicable
310-0513 | 310-0513 | Delta, Solivia 3800TL Grid tied inverter, 1-Ph, 3800W, 208/240VAC, 60Hz, 600VDC, DC Discon, 2x15A Dual Fused Inputs, 1 MPPT, 10 Yr Warr, Ungrounded, RS485, NEMA4, Arc-Fault Protection, SOLIVIA-3800TL | 2247 | 3800 | No | Inverters | Soligent De-listing | 0 |  | De-Listing & Stock Qty Unavailable |  | Not Applicable
310-0514 | 310-0514 | Delta, Solivia 5200TL Grid tied inverter, 1-Ph, 5200W, 208/240VAC, 60Hz, 600VDC, DC Discon, 4x15A Dual Fused Inputs, 2 MPPT, 10 Yr Warr, Ungrounded, RS485, NEMA4, Arc-Fault Protection, SOLIVIA-5200TL | 2892 | 5200 | No | Inverters | Soligent De-listing | 0 |  | De-Listing & Stock Qty Unavailable |  | Not Applicable
310-0515 | 310-0515 | Delta, Solivia 6600TL Grid tied inverter, 1-Ph, 6600W, 208/240VAC, 60Hz, 600VDC, DC Discon, 4x15A Dual Fused Inputs, 2 MPPT, 10 Yr Warr, Ungrounded, RS485, NEMA4, Arc-Fault Protection, SOLIVIA-6600TL | 2600 | 6600 | No | Inverters | Soligent De-listing | 0 |  | De-Listing & Stock Qty Unavailable |  | Not Applicable
310-0516 | 310-0516 | Delta, Solivia 7600TL Grid tied inverter, 1-Ph, 7600W, 208/240VAC, 60Hz, 600VDC, DC Discon, 4x15A Dual Fused Inputs, 2 MPPT, 10 Yr Warr, Ungrounded, RS485, NEMA4, Arc-Fault Protection, SOLIVIA-7600TL | 3373 | 7600 | No | Inverters | Soligent De-listing | 0 |  | De-Listing & Stock Qty Unavailable |  | Not Applicable
310-0517 | 310-0517 | Fronius, Primo 3.8-1 208/240 TL Grid Tied Inverter, 1-Ph, 3.8kW, 208/240VAC, 60Hz, 600VDC, DC Discon, 2 Unfused i/p, 2 MPPT, 10 Yr Warr, Wi-Fi/Ethernet Datamanager, Arc-Fault Protection, 4,210,064,800 | 2338.9 | 3800 | No | Inverters | Vendor De-listing | 0 |  | De-Listing & Stock Qty Unavailable |  | Not Applicable
310-0518 | 310-0518 | Fronius, Primo 5.0-1 208/240 TL Grid Tied Inverter, 1-Ph, 5.0kW, 208/240VAC, 60Hz, 600VDC, DC Discon, 2 Unfused i/p, 2 MPPT, 10 Yr Warr, Wi-Fi/Ethernet Datamanager, Arc-Fault Protection, 4,210,063,800 | 1247.88 | 5000 | No | Inverters | Vendor De-listing | 1208.89 |  | De-Listing & Stock Qty Unavailable |  | Not Applicable
310-0519 | 310-0519 | Fronius, Primo 6.0-1 208/240 TL Grid Tied Inverter, 1-Ph, 6.0kW, 208/240VAC, 60Hz, 600VDC, DC Discon, 2 Unfused i/p, 2 MPPT, 10 Yr Warr, Wi-Fi/Ethernet Datamanager, Arc-Fault Protection, 4,210,062,800 | 1387.32 | 6000 | No | Inverters | Vendor De-listing | 1343.97 |  | De-Listing & Stock Qty Unavailable |  | Not Applicable
310-0520 | 310-0520 | Fronius, Primo 7.6-1 208/240 TL Grid Tied Inverter, 1-Ph, 7.6kW, 208/240VAC, 60Hz, 600VDC, DC Discon, 2 Unfused i/p, 2 MPPT, 10 Yr Warr, Wi-Fi/Ethernet Datamanager, Arc-Fault Protection, 4,210,061,800 | 1638.68 | 7600 | No | Inverters | Vendor De-listing | 1587.47 |  | De-Listing & Stock Qty Unavailable |  | Not Applicable
310-0521 | 310-0521 | Fronius, Primo 8.2-1 208/240 TL Grid Tied Inverter, 1-Ph, 8.2kW, 208/240VAC, 60Hz, 600VDC, DC Discon, 2 Unfused i/p, 2 MPPT, 10 Yr Warr, Wi-Fi/Ethernet Datamanager, Arc-Fault Protection, 4,210,060,800 | 3716.4 | 8200 | No | Inverters | Vendor De-listing | 0 |  | De-Listing & Stock Qty Unavailable |  | Not Applicable
310-0522 | 310-0522 | SMA, Sunny Boy SB 6000TL 1-Ph Grid Tied ROW Inverter, 6000W, Transformerless, 230VAC, 50Hz, DC Discon, 5 Yr Warr, use in Jamaica may require a third party transformer, SB 6000TL-21 | 3924 | 6000 | No | Inverters | Soligent De-listing | 0 |  | De-Listing & Stock Qty Unavailable |  | Not Applicable
310-0523 : 310-0523_S | 310-0523_S | SolarEdge, SE3000A-U 1-Ph Grid Tied Inverter with (RGM) Revenue Grade Meter, 3300W, 240VAC, 60Hz, DC Discon, 2 Unfused Input, No MPPT, 12 Yr Warr, Ungrounded, RS485 and Ethernet, Arc-Fault Protection, SE3000A-US000NNR2 | 1078.03 | 3000 | No | Inverters | Soligent De-listing | 1034.03 |  | De-Listing & Stock Qty Unavailable |  | Not Applicable
310-0524 | 310-0524 | SolarEdge, SE3800A-U 1-Ph Grid Tied Inverter with Revenue Grade Meter, 3800W, 240VAC, 60Hz, DC Discon, 2 Unfused Input, No MPPT, 12 Yr Warr, Ungrounded, RS485 and Ethernet, Arc-Fault Protection, SE3800A-US000NNR2 | 2459.16 | 3800 | No | Inverters | Vendor De-listing | 0 |  | De-Listing & Stock Qty Unavailable |  | Not Applicable
310-0525 | 310-0525 | SolarEdge, SE5000A-U 1-Ph Grid Tied Inverter with (RGM) Revenue Grade Meter, 5000W, 208/240VAC, 60Hz, DC Discon, 2 Unfused Input, No MPPT, 12 Yr Warr, Ungrounded, RS485 and Ethernet, Arc-Fault Protection, SE5000A-US000NNR2 | 2613.92 | 5000 | No | Inverters | Vendor De-listing | 0 |  | De-Listing & Stock Qty Unavailable |  | Not Applicable
310-0526 | 310-0526 | SolarEdge, SE6000A-U 1-Ph Grid Tied Inverter with Revenue Grade Meter, 6000W, 240VAC, 60Hz, DC Discon, 2 Unfused Input, No MPPT, 12 Yr Warr, Ungrounded, RS485 and Ethernet, Arc-Fault Protection, RSD,SE6000A-US000NNR2 | 3119.29 | 6000 | No | Inverters | Vendor De-listing | 0 |  | De-Listing & Stock Qty Unavailable |  | Not Applicable
310-0527 | 310-0527 | SolarEdge, SE7600A-U 1-Ph Grid Tied Inverter with Revenue Grade Meter, 7600W, 240VAC, 60Hz, DC Discon, 2 Unfused Input, No MPPT, 12 Yr Warr, Ungrounded, RS485 and Ethernet, Arc-Fault Protection, RSD, SE7600A-US002NNR2 | 3078.22 | 7600 | No | Inverters | Vendor De-listing | 0 |  | De-Listing & Stock Qty Unavailable |  | Not Applicable
310-0528 | 310-0528 | SolarEdge, SE10000A-U 1-Ph Grid Tied Inverter with Revenue Grade Meter, 10000W, 208/240VAC, 60Hz, DC Discon,Â 3Â Un-Fused Input, No MPPT, 12 Yr Warr, Ungrounded, RS485 and Ethernet, Arc-Fault Protection, SE10000A-US000NNR2 | 4324 | 10000 | No | Inverters | Vendor De-listing | 0 |  | De-Listing & Stock Qty Unavailable |  | Not Applicable
310-0529 | 310-0529 | SolarEdge, SE11400A-U 1-Ph Grid Tied Inverter with Revenue Grade Meter, 11400W, 240VAC, 60Hz, DC Discon,Â 3Â Un-Fused Input, No MPPT, 12 Yr Warr, Ungrounded, RS485 and Ethernet, Arc-Fault Protection, SE11400A-US000NNR2 | 4140 | 11400 | No | Inverters | Vendor De-listing | 0 |  | De-Listing & Stock Qty Unavailable |  | Not Applicable
310-0530 | 310-0530 | Fronius, Galvo Lite 2.0-1 Grid Tied Inverter, 1-Ph, 2000W, 208/240VAC, 60Hz, DC Discon, 3 Unfused i/p, 1 MPPT, 10 Yr Warr, Neg Gnd Config, Arc-Fault Protection, 4,200,012,801 | 1367.6 | 2000 | No | Inverters | Soligent De-listing | 0 |  | De-Listing & Stock Qty Unavailable |  | Not Applicable
310-0531 | 310-0531 | Fronius, Galvo Lite 2.5-1 Grid Tied Inverter, 1-Ph, 2500W, 208/240VAC, 60Hz, DC Discon, 3 Unfused i/p, 1 MPPT, 10 Yr Warr, Neg Gnd Config, Arc-Fault Protection, 4,200,013,801 | 2382.38 | 2500 | No | Inverters | Soligent De-listing | 0 |  | De-Listing & Stock Qty Unavailable |  | Not Applicable
310-0532 | 310-0532 | Fronius, Galvo Lite 3.1-1 Grid Tied Inverter, 1-Ph, 3100W, 208/240VAC, 60Hz, DC Discon, 3 Unfused i/p, 1 MPPT, 10 Yr Warr, Neg Gnd Config, Arc-Fault Protection, 4,200,015,801 | 2111.2 | 3100 | No | Inverters | Vendor De-listing | 0 |  | De-Listing & Stock Qty Unavailable |  | Not Applicable
310-0532-B | 310-0532-B | "B Grade" Fronius, Galvo Lite 3.1-1 Grid Tied Inverter, 1-Ph, 3100W, 208/240VAC, 60Hz, DC Discon, 3 Unfused i/p, 1 MPPT, 10 Yr Warr, Neg Gnd Config, Arc-Fault Protection, 4,200,015,801 | 1090.02 | 3100 | No | Inverters | Vendor De-listing | 0 |  | De-Listing & Stock Qty Unavailable |  | Not Applicable
310-0533 | 310-0533 | ABB, PVI-3.0 Grid Tied Inverter, 1-Ph, 3000W, 208/240/277VAC, 60Hz, DC Discon, 2 Unfused Input, 2 MPPT, 5 Yr Warr, Ungrounded, RS485, Arc-Fault Protection, PVI-3.0-OUTD-S-US-A-BWP | 2192 | 3000 | No | Inverters | Soligent De-listing | 0 |  | De-Listing & Stock Qty Unavailable |  | Not Applicable
310-0534 | 310-0534 | ABB, PVI-3.6 Grid Tied Inverter, 1-Ph, 3600W, 208/240/277VAC, 60Hz, DC Discon, 2 Unfused Input, 2 MPPT, 5 Yr Warr, Ungrounded, RS485, Arc-Fault Protection, PVI-3.6-OUTD-S-US-A-BWP | 2418 | 3600 | No | Inverters | Soligent De-listing | 0 |  | De-Listing & Stock Qty Unavailable |  | Not Applicable
310-0535 | 310-0535 | ABB, PVI-3.8 Grid Tied Inverter, 1-Ph, 3800W, 208/240/277VAC, 60Hz, DC Discon, 2 Unfused Input, 2 MPPT, 5 Yr Warr, Ungrounded, RS485, Arc-Fault Protection, PVI-3.8-OUTD-S-US-A-BWP | 2487 | 3800 | No | Inverters | Soligent De-listing | 0 |  | De-Listing & Stock Qty Unavailable |  | Not Applicable
310-0536 | 310-0536 | ABB, PVI-4.2 Grid Tied Inverter, 1-Ph, 4200W, 208/240/277VAC, 60Hz, DC Discon, 2 Unfused Input, 2 MPPT, 5 Yr Warr, Ungrounded, RS485, Arc-Fault Protection, PVI-4.2-OUTD-S-US-A-BWP | 2623 | 4200 | No | Inverters | Soligent De-listing | 0 |  | De-Listing & Stock Qty Unavailable |  | Not Applicable
310-0537 | 310-0537 | ABB, PVI-5000 Grid Tied Inverter, 1-Ph, 5000W, 208/240/277VAC, 60Hz, DC Discon, 4 Unfused Input, 2 MPPT, 5 Yr Warr, Ungrounded, RS485, Arc-Fault Protection, PVI-5000-OUTD-US-A-BWP | 3024 | 5000 | No | Inverters | Soligent De-listing | 0 |  | De-Listing & Stock Qty Unavailable |  | Not Applicable
310-0538 | 310-0538 | ABB, PVI-6000 Grid Tied Inverter, 1-Ph, 6000W, 208/240/277VAC, 60Hz, DC Discon, 4 Unfused Input, 2 MPPT, 5 Yr Warr, Ungrounded, RS485, Arc-Fault Protection, PVI-6000-OUTD-US-A-BWP | 3343 | 6000 | No | Inverters | Soligent De-listing | 0 |  | De-Listing & Stock Qty Unavailable |  | Not Applicable
310-0539 | 310-0539 | ABB, UNO-7.6 Grid Tied Inverter, 1-Ph, 7600W, 208/240/277VAC, 60Hz, DC Discon, 2 Dual Unfused i/p, 2 MPPT, 5 Yr Warr, Ungrounded, RS485, Arc-Fault Protection, UNO-7.6-TL-OUTD-S-US-A-BWP | 3977 | 7600 | No | Inverters | Vendor De-listing | 0 |  | De-Listing & Stock Qty Unavailable |  | Not Applicable
310-0540 | 310-0540 | ABB, UNO-8.6 Grid Tied Inverter, 1-Ph, 8600W, 208/240/277VAC, 60Hz, DC Discon, 2 Dual Unfused i/p, 2 MPPT, 5 Yr Warr, Ungrounded, RS485, Arc-Fault Protection, UNO-8.6-TL-OUTD-S-US-A-BWP | 4427 | 8600 | No | Inverters | Vendor De-listing | 0 |  | De-Listing & Stock Qty Unavailable |  | Not Applicable
310-0541 | 310-0541 | Fronius, Primo 10.0-1 208/240 TL Grid Tied Inverter, 1-Ph, 10kW, 208/240VAC, 60Hz, 600VDC, DC Discon, 4 Fused i/p on MPPT#1, no Fused i/p on MPPT#2, 10 Yr Warr, integrated Wi-Fi/Ethernet Datamanager, Arc-Fault Protection, 4,210,075,800 | 2191.01 | 10000 | No | Inverters | Vendor De-listing | 2122.54 |  | De-Listing & Stock Qty Unavailable |  | Not Applicable
310-0542 | 310-0542 | Fronius, Primo 11.4-1 208/240 TL Grid Tied Inverter, 1-Ph, 11.4kW, 208/240VAC, 60Hz, 600VDC, DC Discon, 4 Fused i/p on MPPT#1, no Fused i/p on MPPT#2, 10 Yr Warr, integrated Wi-Fi/Ethernet Datamanager, Arc-Fault Protection, 4,210,076,800 | 5217.99 | 11400 | No | Inverters | Vendor De-listing | 0 |  | De-Listing & Stock Qty Unavailable |  | Not Applicable
310-0543 | 310-0543 | Fronius, Primo 12.5-1 208/240 TL Grid Tied Inverter, 1-Ph, 12.5kW, 208/240VAC, 60Hz, 600VDC, DC Discon 4 Fused i/p on MPPT#1, no Fused i/p on MPPT#2, 10 Yr Warr, integrated Wi-Fi/Ethernet Datamanager, Arc-Fault Protection, 4,210,077,800 | 2653.83 | 12500 | No | Inverters | Vendor De-listing | 2570.9 |  | De-Listing & Stock Qty Unavailable |  | Not Applicable
310-0544 | 310-0544 | Fronius, Primo 15.0-1 208/240 TL Grid Tied Inverter, 1-Ph, 15kW, 208/240VAC, 60Hz, 600VDC, DC Discon, 4 Fused i/p on MPPT#1, no Fused i/p on MPPT#2, 10 Yr Warr, integrated Wi-Fi/Ethernet Datamanager, Arc-Fault Protection, 4,210,078,800 | 5785 | 15000 | No | Inverters | Vendor De-listing | 0 |  | De-Listing & Stock Qty Unavailable |  | Not Applicable
310-0545 | 310-0545 | SolarEdge, StorEdge 7.6kW 1-Ph Grid Tied Inverter, 7600W, 240VAC, 60Hz, DC Discon, 2 Unfused Input, No MPPT, 12 Yr Warr, Ungrounded, RS485 and Ethernet, RSD, -25C, Arc-Fault Protection, SE7600A-USS00NNB2 | 4565.48 | 7600 | No | Inverters | Vendor De-listing | 0 |  | De-Listing & Stock Qty Unavailable |  | Not Applicable
310-0546 | 310-0546 | SolarEdge, StorEdge 7.6kW 1-Ph Grid Tied Inverter with Revenue Grade Meter, 7600W, 240VAC, 60Hz, DC Discon, 2 Unfused Input, No MPPT, 12 Yr Warr, Ungrounded, RS485 and Ethernet, Rapid shutdown compliant, -25C, Arc-Fault Protection, RSD, SE7600A-USS00NNM2 | 4801 | 7600 | No | Inverters | Soligent De-listing | 0 |  | De-Listing & Stock Qty Unavailable |  | Not Applicable
310-0547 | 310-0547 | SMA, Sunny Boy SB-5.0-US 1-Ph Grid Tied Inverter, 5000W, 208/240VAC, 60Hz, integrated DC Discon, 3 MPPT Input, 10 Yr Warr, Transformerless, Arc-Fault Protection, Built in Ethernet/WLAN, SB5.0-1SP-US-40 | 1773.74 | 5000 | No | Inverters | Vendor De-listing | 0 |  | De-Listing & Stock Qty Unavailable |  | Not Applicable
310-0548 | 310-0548 | SMA, Sunny Boy SB-6.0-US 1-Ph Grid Tied Inverter, 6000W, 208/240VAC, 60Hz, integrated DC Discon, 3 MPPT Input, 10 Yr Warr, Transformerless, Arc-Fault Protection, Built in Ethernet/WLAN, SB6.0-1SP-US-40 | 1908.24 | 6000 | No | Inverters | Vendor De-listing | 0 |  | De-Listing & Stock Qty Unavailable |  | Not Applicable
310-0549 | 310-0549 | Fronius, Primo Lite 3.8-1 208/240 TL Grid Tied Inverter, 1-Ph, 3.8kW, 208/240VAC, 60Hz, 600/1000 VDC, DC Discon, 2 Unfused i/p, 2 MPPT, 10 Yr Warr, Arc-Fault Protection, UL-1741-SA, NOT Rule 21 Compliant, No Datamanager 2.0 Card, 4,210,064,801 | 2068.25 | 3800 | No | Inverters | Vendor De-listing | 0 |  | De-Listing & Stock Qty Unavailable |  | Not Applicable
310-0550 | 310-0550 | Fronius, Primo Lite 5.0-1 208/240 TL Grid Tied Inverter, 1-Ph, 5.0kW, 208/240VAC, 60Hz, 600/1000 VDC, DC Discon, 2 Unfused i/p, 2 MPPT, 10 Yr Warr, Arc-Fault Protection, UL-1741-SA, NOT Rule 21 Compliant, No Datamanager 2.0 Card, 4,210,063,801 | 2393.07 | 5000 | No | Inverters | Vendor De-listing | 0 |  | De-Listing & Stock Qty Unavailable |  | Not Applicable
310-0551 | 310-0551 | Fronius, Primo Lite 6.0-1 208/240 TL Grid Tied Inverter, 1-Ph, 6.0kW, 208/240VAC, 60Hz, 600/1000 VDC, DC Discon, 2 Unfused i/p, 2 MPPT, 10 Yr Warr, Arc-Fault Protection, UL-1741-SA, NOT Rule 21 Compliant, No Datamanager 2.0 Card, 4,210,062,801 | 2686.4 | 6000 | No | Inverters | Vendor De-listing | 0 |  | De-Listing & Stock Qty Unavailable |  | Not Applicable
310-0552 |  | Fronius, Primo Lite 7.6-1 208/240 TL Grid Tied Inverter, 1-Ph, 7.6kW, 208/240VAC, 60Hz, 600/1000 VDC, DC Discon, 2 Unfused i/p, 2 MPPT, 10 Yr Warr, Arc-Fault Protection, UL-1741-SA, NOT Rule 21 Compliant, No Datamanager 2.0 Card, 4,210,061,801 | 1506.11 | 7000 | No | Inverters |  | 1417.04 |  | Item Status & Stock Qty. Unavailable |  | Not Applicable
310-0552_S | 310-0552_S | Fronius, Primo Lite 7.6-1 208/240 TL Grid Tied Inverter, 1-Ph, 7.6kW, 208/240VAC, 60Hz, 600/1000 VDC, DC Discon, 2 Unfused i/p, 2 MPPT, 10 Yr Warr, Arc-Fault Protection, UL-1741-SA, NOT Rule 21 Compliant, No Datamanager 2.0 Card, 4,210,061,801 | 3214.4 | 7000 | No | Inverters | Vendor De-listing | 0 |  | De-Listing & Stock Qty Unavailable |  | Not Applicable
310-0553 | 310-0553 | Fronius, Primo Lite 8.2-1 208/240 TL Grid Tied Inverter, 1-Ph, 8.2kW, 208/240VAC, 60Hz, 600/1000 VDC, DC Discon, 2 Unfused i/p, 2 MPPT, 10 Yr Warr, Arc-Fault Protection, UL-1741-SA, NOT Rule 21 Compliant, No Datamanager 2.0 Card, 4,210,060,801 | 3421.59 | 8200 | No | Inverters | Vendor De-listing | 0 |  | De-Listing & Stock Qty Unavailable |  | Not Applicable
310-0554 | 310-0554 | Fronius, Primo Lite 10.0-1 208/240 TL Grid Tied Inverter, 1-Ph, 10kW, 208/240VAC, 60Hz, 600/1000 VDC, DC Discon, 4 Fused i/p on MPPT#1, no Fused i/p on MPPT#2, 10 Yr Warr, Arc-Fault Protection, UL-1741-SA, NOT Rule 21 Compliant, No Datamanager 2.0 Card, 4,210,075,801 | 4224.25 | 10000 | No | Inverters | Vendor De-listing | 0 |  | De-Listing & Stock Qty Unavailable |  | Not Applicable
310-0555 | 310-0555 | Fronius, Primo Lite 11.4-1 208/240 TL Grid Tied Inverter, 1-Ph, 11.4kW, 208/240VAC, 60Hz, 600/1000 VDC, DC Discon, 4 Fused i/p on MPPT#1, no Fused i/p on MPPT#2, 10 Yr Warr, Arc-Fault Protection, UL-1741-SA, NOT Rule 21 Compliant, No Datamanager 2.0 Card, 4,210,076,801 | 4760 | 11400 | No | Inverters | Vendor De-listing | 0 |  | De-Listing & Stock Qty Unavailable |  | Not Applicable
310-0556 | 310-0556 | Fronius, Primo Lite 12.5-1 208/240 TL Grid Tied Inverter, 1-Ph, 12.5kW, 208/240VAC, 60Hz, 600/1000 VDC, DC Discon, 4 Fused i/p on MPPT#1, no Fused i/p on MPPT#2,10 Yr Warr, Arc-Fault Protection, UL-1741-SA, NOT Rule 21 Compliant, No Datamanager 2.0 Card, 4,210,077,801 | 5165.07 | 12500 | No | Inverters | Vendor De-listing | 0 |  | De-Listing & Stock Qty Unavailable |  | Not Applicable
310-0557 | 310-0557 | Fronius, Primo Lite 15.0-1 208/240 TL Grid Tied Inverter, 1-Ph, 15kW, 208/240VAC, 60Hz, 600/1000 VDC, DC Discon, 4 Fused i/p on MPPT#1, no Fused i/p on MPPT#2, 10 Yr Warr, Arc-Fault Protection, UL-1741-SA, NOT Rule 21 Compliant, No Datamanager 2.0 Card, 4,210,078,801 | 2933.41 | 15000 | No | Inverters | Vendor De-listing | 2759.92 |  | De-Listing & Stock Qty Unavailable |  | Not Applicable
310-0558 | 310-0558 | Fronius, Primo 3.8-1 208/240 TL Grid Tied Inverter, 1-Ph, 3.8kW, 208/240VAC, 60Hz, 600VDC, DC Discon, 2 Unfused i/p, 2 MPPT, 10 Yr Warr, Wi-Fi/Ethernet Datamanager, Arc-Fault Protection, 4,210,064,890 | 2338.9 | 3800 | No | Inverters | Vendor De-listing | 0 |  | De-Listing & Stock Qty Unavailable |  | Not Applicable
310-0559 | 310-0559 | Fronius, Primo 5.0-1 208/240 TL Grid Tied Inverter, 1-Ph, 5.0kW, 208/240VAC, 60Hz, 600VDC, DC Discon, 2 Unfused i/p, 2 MPPT, 10 Yr Warr, Wi-Fi/Ethernet Datamanager, Arc-Fault Protection, 4,210,063,890 | 2669.5 | 5000 | No | Inverters | Vendor De-listing | 0 |  | De-Listing & Stock Qty Unavailable |  | Not Applicable
310-0560 | 310-0560 | Fronius, Primo 6.0-1 208/240 TL Grid Tied Inverter, 1-Ph, 6.0kW, 208/240VAC, 60Hz, 600VDC, DC Discon, 2 Unfused i/p, 2 MPPT, 10 Yr Warr, Wi-Fi/Ethernet Datamanager, Arc-Fault Protection, 4,210,062,890 | 2967.8 | 6000 | No | Inverters | Vendor De-listing | 0 |  | De-Listing & Stock Qty Unavailable |  | Not Applicable
310-0561 | 310-0561 | Fronius, Primo 7.6-1 208/240 TL Grid Tied Inverter, 1-Ph, 7.6kW, 208/240VAC, 60Hz, 600VDC, DC Discon, 2 Unfused i/p, 2 MPPT, 10 Yr Warr, Wi-Fi/Ethernet Datamanager, Arc-Fault Protection, 4,210,061,890 | 3505.5 | 7600 | No | Inverters | Vendor De-listing | 0 |  | De-Listing & Stock Qty Unavailable |  | Not Applicable
310-0562 | 310-0562 | Fronius, Primo 8.2-1 208/240 TL Grid Tied Inverter, 1-Ph, 8.2kW, 208/240VAC, 60Hz, 600VDC, DC Discon, 2 Unfused i/p, 2 MPPT, 10 Yr Warr, Wi-Fi/Ethernet Datamanager, Arc-Fault Protection, 4,210,060,890 | 3716 | 8200 | No | Inverters | Vendor De-listing | 0 |  | De-Listing & Stock Qty Unavailable |  | Not Applicable
310-0563 | 310-0563 | SMA, Sunny Boy SB-3.0-US 1-Ph Grid Tied Inverter, 3000W, 208/240VAC, 60Hz, integrated DC Discon, 2 MPPT Input, 10 Yr Warr, Transformerless, Arc-Fault Protection, Built in Ethernet/WLAN, SB3.0-1SP-US-40 | 1623.78 | 3000 | No | Inverters | Vendor De-listing | 0 |  | De-Listing & Stock Qty Unavailable |  | Not Applicable
310-0564 | 310-0564 | SMA, Sunny Boy SB-3.8-US 1-Ph Grid Tied Inverter, 3800W, 208/240VAC, 60Hz, integrated DC Discon, 2 MPPT Input, 10 Yr Warr, Transformerless, Arc-Fault Protection, Built in Ethernet/WLAN, SB3.8-1SP-US-40 | 1668.74 | 3800 | No | Inverters | Vendor De-listing | 851.4 |  | De-Listing & Stock Qty Unavailable |  | Not Applicable
310-0565 | 310-0565 | SMA, Sunny Boy SB-7.0-US 1-Ph Grid Tied Inverter, 7000W, 208/240VAC, 60Hz, integrated DC Discon, 3 MPPT Input, 10 Yr Warr, Transformerless, Arc-Fault Protection, Built in Ethernet/WLAN, SB7.0-1SP-US-40 | 2136.74 | 7000 | No | Inverters | Vendor De-listing | 0 |  | De-Listing & Stock Qty Unavailable |  | Not Applicable
310-0566 | 310-0566 | SMA, Sunny Boy SB-7.7-US 1-Ph Grid Tied Inverter, 7700W, 208/240VAC, 60Hz, integrated DC Discon, 3 MPPT Input, 10 Yr Warr, Transformerless, Arc-Fault Protection, Built in Ethernet/WLAN, SB7.7-1SP-US-40 | 2285 | 7700 | No | Inverters | Vendor De-listing | 0 |  | De-Listing & Stock Qty Unavailable |  | Not Applicable
310-0567 | 310-0567 | Suncrest MRB, 3.8kW GRID TIED INVERTER, SLE-0002 | 0 | 3800 | No | Inverters | Vendor De-listing | 0 |  | Not Applicable |  | Not Applicable
310-0568 | 310-0568 | Suncrest MRB, 5kW GRID TIED INVERTER, SLE-0003 | 0 | 5000 | No | Inverters | Soligent De-listing | 0 |  | Not Applicable |  | Not Applicable
310-0569 | 310-0569 | Suncrest MRB, 6kW GRID TIED INVERTER, SLE-0004 | 0 | 6000 | No | Inverters | Soligent De-listing | 0 |  | Not Applicable |  | Not Applicable
310-0570 | 310-0570 | Suncrest MRB, 7.6kW GRID TIED INVERTER, SLE-0014 | 0 | 7600 | No | Inverters | Soligent De-listing | 0 |  | Not Applicable |  | Not Applicable
310-0571 | 310-0571 | SolarEdge, SE10000A 1-Ph Grid Tied Inverter, 10000W, 208/240VAC, 60Hz, DC Discon, 3 Un-Fused Input, No MPPT, 12 Yr Warr, Ungrounded, RS485 and Ethernet, AFCI, AC-RSD, SE10000A-US-U | 0 | 10000 | No | Inverters | Vendor De-listing | 0 |  | Not Applicable |  | Not Applicable
310-0572 | 310-0572 | Suncrest MRB, 11.4kW GRID TIED INVERTER, SLE-0016 | 0 | 11400 | No | Inverters | Vendor De-listing | 0 |  | Not Applicable |  | Not Applicable
310-0573 | 310-0573 | SolarEdge, SE3000H-US HD-Wave, 1-Ph, Grid Tied Inverter, 3000W, 240Vac, 60 Hz, 2 Unfused Input, 12 Yr Warr,Ground-Fault/Arc-Fault Protection, Ungrounded, RS485 and Ethernet, Rapid Shut Down included, SE3000H-US000NNU2 | 1802.99 | 3000 | No | Inverters | Vendor De-listing | 0 |  | De-Listing & Stock Qty Unavailable |  | Not Applicable
310-0574 | 310-0574 | SolarEdge, SE3800H-US HD-Wave, 1-Ph, Grid Tied Inverter, 3800W, 208/240Vac, 60 Hz, 2 Unfused Input, 12 Yr Warr,Ground-Fault/Arc-Fault Protection, Ungrounded, RS485 and Ethernet, Rapid Shut Down included, SE3800H-US000NNU2 | 1686.24 | 3800 | No | Inverters | Vendor De-listing | 0 |  | De-Listing & Stock Qty Unavailable |  | Not Applicable
310-0575 | 310-0575 | SolarEdge, StorEdge 7.6kW, High Power, 1-Ph Grid Tied Inverter, 7600W, 240VAC, 60Hz, DC Discon, 2 Unfused PV Input, No MPPT, 12 Yr Warr, Ungrounded, RS485 and Ethernet, RSD, -25C, Arc-Fault Protection, SE7600A-USS20NNB2 | 4658.34 | 7600 | No | Inverters | Vendor De-listing | 0 |  | De-Listing & Stock Qty Unavailable |  | Not Applicable
310-0576 | 310-0576 | SolarEdge, SE5000H-US HD-Wave, 1-Ph, Grid Tied Inverter, 5000W, 240Vac, 60 Hz, 2 Unfused Input, 12 Yr Warr, Ground-Fault/Arc-Fault Protection, Ungrounded, RS485 and Ethernet, AC-RSD, SE5000H-US000NNU2 | 2125.5 | 5000 | No | Inverters | Vendor De-listing | 0 |  | De-Listing & Stock Qty Unavailable |  | Not Applicable
310-0577 | 310-0577 | SolarEdge, SE6000H-US HD-Wave, 1-Ph, Grid Tied Inverter, 6000W, 208/240Vac, 60 Hz, 2 Unfused Input, 12 Yr Warr, Ground-Fault/Arc-Fault Protection, Ungrounded, RS485 and Ethernet, AC-RSD, SE6000H-US000NNU2 | 2028 | 6000 | No | Inverters | Vendor De-listing | 0 |  | De-Listing & Stock Qty Unavailable |  | Not Applicable
310-0578 | 310-0578 | SolarEdge, SE7600H-US HD-Wave, 1-Ph, Grid Tied Inverter, 7600W, 240Vac, 60 Hz, 2 Unfused Input, 12 Yr Warr, Ground-Fault/Arc-Fault Protection, Ungrounded, RS485 and Ethernet, AC Rapid Shut Down included, SE7600H-US000NNU2 | 1347.76 | 7600 | No | Inverters | Vendor De-listing | 1292.74 |  | De-Listing & Stock Qty Unavailable |  | Not Applicable
310-0578 : 310-0578 : 310-0578_S | 310-0578 : 310-0578_S | SolarEdge, SE7600H-US HD-Wave, 1-Ph, Grid Tied Inverter, 7600W, 240Vac, 60 Hz, 2 Unfused Input, 12 Yr Warr, Ground-Fault/Arc-Fault Protection, Ungrounded, RS485 and Ethernet, AC Rapid Shut Down included, SE7600H-US000NNU2 | 1347.76 | 7600 | No | Inverters | Soligent De-listing | 1292.74 |  | De-Listing & Stock Qty Unavailable |  | Not Applicable
310-0579 | 310-0579 | Fronius, Primo 3.8-1 208/240 TL Grid Tied Inverter, 1-Ph, 3.8kW, 208/240VAC, 60Hz, 600/1000VDC, DC Discon, Unfused DC Input, 2 MPPT, 10 Yr Warr, Wi-Fi/Ethernet Datamanager, AFCI, UL-1741-SA, NOT CA Rule 21 Compliant, 4,210,064,800 | 1103.97 | 3800 | No | Inverters | Vendor De-listing | 1038.68 |  | De-Listing & Stock Qty Unavailable |  | Not Applicable
310-0579 : 310-0579 : 310-0579_S | 310-0579 : 310-0579_S | Fronius, Primo 3.8-1 208/240 TL Grid Tied Inverter, 1-Ph, 3.8kW, 208/240VAC, 60Hz, 600/1000VDC, DC Discon, Unfused DC Input, 2 MPPT, 10 Yr Warr, Wi-Fi/Ethernet Datamanager, AFCI, UL-1741-SA, NOT CA Rule 21 Compliant, 4,210,064,800 | 1085.36 | 3800 | No | Inverters | Soligent De-listing | 1038.68 |  | De-Listing & Stock Qty Unavailable |  | Not Applicable
310-0579-B | 310-0579-B | "B" Grade, Fronius, Primo 3.8-1 208/240 TL Grid Tied Inverter, 1-Ph, 3.8kW, 208/240VAC, 60Hz, 600/1000VDC, DC Discon, Unfused DC Input, 2 MPPT, 10 Yr Warr, Wi-Fi/Ethernet Datamanager, AFCI, UL-1741-SA, NOT CA Rule 21 Compliant, 4,210,064,800 | 976.24 | 3800 | No | Inverters | Vendor De-listing | 918.59 |  | De-Listing & Stock Qty Unavailable |  | Not Applicable
310-0579-B : 310-0579-B_S | 310-0579-B_S | "B" Grade, Fronius, Primo 3.8-1 208/240 TL Grid Tied Inverter, 1-Ph, 3.8kW, 208/240VAC, 60Hz, 600/1000VDC, DC Discon, Unfused DC Input, 2 MPPT, 10 Yr Warr, Wi-Fi/Ethernet Datamanager, AFCI, UL-1741-SA, NOT CA Rule 21 Compliant, 4,210,064,800 | 976.24 | 3800 | No | Inverters | Soligent De-listing | 918.59 |  | De-Listing & Stock Qty Unavailable |  | Not Applicable
310-0580 | 310-0580 | Fronius, Primo 5.0-1 208/240 TL Grid Tied Inverter, 1-Ph, 5.0kW, 208/240VAC, 60Hz, 600/1000VDC, DC Discon, Unfused DC Input, 2 MPPT, 10 Yr Warr, Wi-Fi/Ethernet Datamanager, AFCI, UL-1741-SA, NOT CA Rule 21 Compliant, 4,210,063,800 | 1260 | 5000 | No | Inverters | Vendor De-listing | 1185.48 |  | De-Listing & Stock Qty Unavailable |  | Not Applicable
310-0580 : 310-0580_S | 310-0580_S | Fronius, Primo 5.0-1 208/240 TL Grid Tied Inverter, 1-Ph, 5.0kW, 208/240VAC, 60Hz, 600/1000VDC, DC Discon, Unfused DC Input, 2 MPPT, 10 Yr Warr, Wi-Fi/Ethernet Datamanager, AFCI, UL-1741-SA, NOT CA Rule 21 Compliant, 4,210,063,800 | 1238.76 | 5000 | No | Inverters | Soligent De-listing | 1185.48 |  | De-Listing & Stock Qty Unavailable |  | Not Applicable
310-0581 | 310-0581 | Fronius, Primo 6.0-1 208/240 TL Grid Tied Inverter, 1-Ph, 6.0kW, 208/240VAC, 60Hz, 600/1000VDC, DC Discon, Unfused DC Input, 2 MPPT, 10 Yr Warr, Wi-Fi/Ethernet Datamanager, AFCI, UL-1741-SA, NOT CA Rule 21 Compliant, 4,210,062,800 | 1400.8 | 6000 | No | Inverters | Vendor De-listing | 1317.96 |  | De-Listing & Stock Qty Unavailable |  | Not Applicable
310-0581 : 310-0581 : 310-0581_S | 310-0581 : 310-0581_S | Fronius, Primo 6.0-1 208/240 TL Grid Tied Inverter, 1-Ph, 6.0kW, 208/240VAC, 60Hz, 600/1000VDC, DC Discon, Unfused DC Input, 2 MPPT, 10 Yr Warr, Wi-Fi/Ethernet Datamanager, AFCI, UL-1741-SA, NOT CA Rule 21 Compliant, 4,210,062,800 | 1377.19 | 6000 | No | Inverters | Soligent De-listing | 1317.96 |  | De-Listing & Stock Qty Unavailable |  | Not Applicable
310-0582 | 310-0582 | Fronius, Primo 7.6-1 208/240 TL Grid Tied Inverter, 1-Ph, 7.6kW, 208/240VAC, 60Hz, 600/1000VDC, DC Discon, Unfused DC Input, 2 MPPT, 10 Yr Warr, Wi-Fi/Ethernet Datamanager, AFCI, UL-1741-SA, NOT CA Rule 21 Compliant, 4,210,061,800 | 1654.59 | 7600 | No | Inverters | Vendor De-listing | 1556.74 |  | De-Listing & Stock Qty Unavailable |  | Not Applicable
310-0582 : 310-0582_S | 310-0582_S | Fronius, Primo 7.6-1 208/240 TL Grid Tied Inverter, 1-Ph, 7.6kW, 208/240VAC, 60Hz, 600/1000VDC, DC Discon, Unfused DC Input, 2 MPPT, 10 Yr Warr, Wi-Fi/Ethernet Datamanager, AFCI, UL-1741-SA, NOT CA Rule 21 Compliant, 4,210,061,800 | 1626.71 | 7600 | No | Inverters | Soligent De-listing | 1556.74 |  | De-Listing & Stock Qty Unavailable |  | Not Applicable
310-0583 | 310-0583 | Fronius, Primo 8.2-1 208/240 TL Grid Tied Inverter, 1-Ph, 8.2kW, 208/240VAC, 60Hz, 600/1000VDC, DC Discon, Unfused DC Input, 2 MPPT, 10 Yr Warr, Wi-Fi/Ethernet Datamanager, AFCI, UL-1741-SA, NOT CA Rule 21 Compliant, 4,210,060,800 | 1754.14 | 8200 | No | Inverters | Vendor De-listing | 1650.4 |  | De-Listing & Stock Qty Unavailable |  | Not Applicable
310-0583 : 310-0583_S | 310-0583_S | Fronius, Primo 8.2-1 208/240 TL Grid Tied Inverter, 1-Ph, 8.2kW, 208/240VAC, 60Hz, 600/1000VDC, DC Discon, Unfused DC Input, 2 MPPT, 10 Yr Warr, Wi-Fi/Ethernet Datamanager, AFCI, UL-1741-SA, NOT CA Rule 21 Compliant, 4,210,060,800 | 1724.57 | 8200 | No | Inverters | Soligent De-listing | 1650.4 |  | De-Listing & Stock Qty Unavailable |  | Not Applicable
310-0584 | 310-0584 | Fronius, Primo 10.0-1 208/240 TL Grid Tied Inverter, 1-Ph, 10kW, 208/240VAC, 60Hz, 600/1000VDC, DC Discon, 4 Fused i/p on MPPT#1, no Fused i/p on MPPT#2, 10 Yr Warr, integrated WiFi/Ethernet Datamanager, Arc-Fault Protection, UL-1741-SA, NOT CA Rule 21 Compliant, 4,210,075,800 | 2328.73 | 10000 | No | Inverters | Vendor De-listing | 2191.01 |  | De-Listing & Stock Qty Unavailable |  | Not Applicable
310-0584 : 310-0584 : 310-0584_S | 310-0584 : 310-0584_S | Fronius, Primo 10.0-1 208/240 TL Grid Tied Inverter, 1-Ph, 10kW, 208/240VAC, 60Hz, 600/1000VDC, DC Discon, 4 Fused i/p on MPPT#1, no Fused i/p on MPPT#2, 10 Yr Warr, integrated WiFi/Ethernet Datamanager, Arc-Fault Protection, UL-1741-SA, NOT CA Rule 21 Compliant, 4,210,075,800 | 2289.48 | 10000 | No | Inverters | Soligent De-listing | 2191.01 |  | De-Listing & Stock Qty Unavailable |  | Not Applicable
310-0585 | 310-0585 | Fronius, Primo 11.4-1 208/240 TL Grid Tied Inverter, 1-Ph, 11.4kW, 208/240VAC, 60Hz, 600VDC, DC Discon, 4 Fused i/p on MPPT#1, no Fused i/p on MPPT#2, 10 Yr Warr, integrated WiFi/Ethernet Datamanager, Arc-Fault Protection, UL-1741-SA, NOT CA Rule 21 Compliant, 4,210,076,800 | 2608.85 | 11400 | No | Inverters | Vendor De-listing | 2454.56 |  | De-Listing & Stock Qty Unavailable |  | Not Applicable
310-0585 : 310-0585_S | 310-0585_S | Fronius, Primo 11.4-1 208/240 TL Grid Tied Inverter, 1-Ph, 11.4kW, 208/240VAC, 60Hz, 600VDC, DC Discon, 4 Fused i/p on MPPT#1, no Fused i/p on MPPT#2, 10 Yr Warr, integrated WiFi/Ethernet Datamanager, Arc-Fault Protection, UL-1741-SA, NOT CA Rule 21 Compliant, 4,210,076,800 | 2564.88 | 11400 | No | Inverters | Soligent De-listing | 2454.56 |  | De-Listing & Stock Qty Unavailable |  | Not Applicable
310-0586 | 310-0586 | Fronius, Primo 12.5-1 208/240 TL Grid Tied Inverter, 1-Ph, 12.5kW, 208/240VAC, 60Hz, 600/1000VDC, DC Discon 4 Fused i/p on MPPT#1, no Fused i/p on MPPT#2, 10 Yr Warr, integrated WiFi/Ethernet Datamanager, Arc-Fault Protection, UL-1741-SA, NOT CA Rule 21 Compliant, 4,210,077,800 | 2820.64 | 12500 | No | Inverters | Vendor De-listing | 2653.83 |  | De-Listing & Stock Qty Unavailable |  | Not Applicable
310-0586 : 310-0586 : 310-0586_S | 310-0586 : 310-0586_S | Fronius, Primo 12.5-1 208/240 TL Grid Tied Inverter, 1-Ph, 12.5kW, 208/240VAC, 60Hz, 600/1000VDC, DC Discon 4 Fused i/p on MPPT#1, no Fused i/p on MPPT#2, 10 Yr Warr, integrated WiFi/Ethernet Datamanager, Arc-Fault Protection, UL-1741-SA, NOT CA Rule 21 Compliant, 4,210,077,800 | 2773.1 | 12500 | No | Inverters | Soligent De-listing | 2653.83 |  | De-Listing & Stock Qty Unavailable |  | Not Applicable
310-0587 | 310-0587 | Fronius, Primo 15.0-1 208/240 TL Grid Tied Inverter, 1-Ph, 15kW, 208/240VAC, 60Hz, 600/1000VDC, DC Discon, 4 Fused i/p on MPPT#1, no Fused i/p on MPPT#2, 10 Yr Warr, integrated WiFi/Ethernet Datamanager, Arc-Fault Protection, UL-1741-SA, NOT CA Rule 21 Compliant, 4,210,078,800 | 3305.71 | 15000 | No | Inverters | Vendor De-listing | 3110.22 |  | De-Listing & Stock Qty Unavailable |  | Not Applicable
310-0587 : 310-0587_S | 310-0587_S | Fronius, Primo 15.0-1 208/240 TL Grid Tied Inverter, 1-Ph, 15kW, 208/240VAC, 60Hz, 600/1000VDC, DC Discon, 4 Fused i/p on MPPT#1, no Fused i/p on MPPT#2, 10 Yr Warr, integrated WiFi/Ethernet Datamanager, Arc-Fault Protection, UL-1741-SA, NOT CA Rule 21 Compliant, 4,210,078,800 | 3250 | 15000 | No | Inverters | Soligent De-listing | 3110.22 |  | De-Listing & Stock Qty Unavailable |  | Not Applicable
310-0588 | 310-0588 | Fronius, Primo 3.8-1 208/240 TL Grid Tied Inverter, 1-Ph, 3.8kW, 208/240VAC, 60Hz, 600VDC, DC Discon, 2 Unfused i/p, 2 MPPT, 10 Yr Warr, Wi-Fi/Ethernet Datamanager, Arc-Fault Protection, UL-1741-SA (Rule-21), USA, 4,210,064,890 | 1394.47 | 3800 | No | Inverters | Soligent De-listing | 0 |  | De-Listing & Stock Qty Unavailable |  | Not Applicable
310-0589 | 310-0589 | Fronius, Primo 5.0-1 208/240 TL Grid Tied Inverter, 1-Ph, 5.0kW, 208/240VAC, 60Hz, 600VDC, DC Discon, 2 Unfused i/p, 2 MPPT, 10 Yr Warr, Wi-Fi/Ethernet Datamanager, Arc-Fault Protection, 4 UL-1741-SA (Rule-21), USA, 4,210,063,890 | 1591.59 | 5000 | No | Inverters | Soligent De-listing | 0 |  | De-Listing & Stock Qty Unavailable |  | Not Applicable
310-0590 | 310-0590 | Fronius, Primo 6.0-1 208/240 TL Grid Tied Inverter, 1-Ph, 6.0kW, 208/240VAC, 60Hz, 600VDC, DC Discon, 2 Unfused i/p, 2 MPPT, 10 Yr Warr, Wi-Fi/Ethernet Datamanager, Arc-Fault Protection, UL-1741-SA (Rule-21), USA, 4,210,062,890 | 1769.43 | 6000 | No | Inverters | Soligent De-listing | 0 |  | De-Listing & Stock Qty Unavailable |  | Not Applicable
310-0591 | 310-0591 | Fronius, Primo 7.6-1 208/240 TL Grid Tied Inverter, 1-Ph, 7.6kW, 208/240VAC, 60Hz, 600VDC, DC Discon, 2 Unfused i/p, 2 MPPT, 10 Yr Warr, Wi-Fi/Ethernet Datamanager, Arc-Fault Protection, UL-1741-SA (Rule-21), USA, 4,210,061,890 | 2090.01 | 7600 | No | Inverters | Soligent De-listing | 0 |  | De-Listing & Stock Qty Unavailable |  | Not Applicable
310-0592 | 310-0592 | Fronius, Primo 8.2-1 208/240 TL Grid Tied Inverter, 1-Ph, 8.2kW, 208/240VAC, 60Hz, 600VDC, DC Discon, 2 Unfused i/p, 2 MPPT, 10 Yr Warr, Wi-Fi/Ethernet Datamanager, Arc-Fault Protection, UL-1741-SA (Rule-21), USA, 4,210,060,890 | 2215.76 | 8200 | No | Inverters | Soligent De-listing | 0 |  | De-Listing & Stock Qty Unavailable |  | Not Applicable
310-0593 | 310-0593 | SolarEdge, SE11400H-US, HD-Wave, 1-Ph, Grid Tied Inverter, 11.4kW, 240Vac, 60 Hz, 3 Unfused Input, 12 Yr Warr, Ground-Fault/Arc-Fault Protection, Ungrounded, RS485 and Ethernet, AC-RSD, UL-1741-SA, SE11400H-US000NNU2 | 3502.18 | 11400 | No | Inverters | Vendor De-listing | 0 |  | De-Listing & Stock Qty Unavailable |  | Not Applicable
310-0594 | 310-0594 | SolarEdge, SE3000H-US HD-Wave, 1-Ph, Grid Tied Inverter, 3000W, 240Vac, 60 Hz, 2 Unfused Input, 12 Yr Warr,Ground-Fault/Arc-Fault Protection, Ungrounded, RS485 and Ethernet, -40C, AC RSD, UL1741-SA, SetApp Enabled, SE3000H-US000BNU4 | 1763.64 | 3000 | No | Inverters | Vendor De-listing | 948.19 |  | De-Listing & Stock Qty Unavailable |  | Not Applicable
310-0595 | 310-0595 | SolarEdge, SE3800H-US HD-Wave, 1-Ph, Grid Tied Inverter, 3800W, 208/240Vac, 60 Hz, 2 Unfused Input, 12 Yr Warr,Ground-Fault/Arc-Fault Protection, Ungrounded, RS485 and Ethernet, -40C, AC RSD, UL1741-SA, SetApp Enabled, SE3800H-US000BNU4 | 1191.44 | 3800 | No | Inverters | Vendor De-listing | 1120.98 |  | De-Listing & Stock Qty Unavailable |  | Not Applicable
310-0595 : 310-0595 : 310-0595_S | 310-0595 : 310-0595_S | SolarEdge, SE3800H-US HD-Wave, 1-Ph, Grid Tied Inverter, 3800W, 208/240Vac, 60 Hz, 2 Unfused Input, 12 Yr Warr,Ground-Fault/Arc-Fault Protection, Ungrounded, RS485 and Ethernet, -40C, AC RSD, UL1741-SA, SetApp Enabled, SE3800H-US000BNU4 | 1054.73 | 3800 | No | Inverters | Soligent De-listing | 998.02 |  | De-Listing & Stock Qty Unavailable |  | Not Applicable
310-0596 | 310-0596 | SolarEdge, SE5000H-US HD-Wave, 1-Ph, Grid Tied Inverter, 5000W, 240Vac, 60 Hz, 2 Unfused Input, 12 Yr Warr, Ground-Fault/Arc-Fault Protection, Ungrounded, RS485 and Ethernet, -40C, AC RSD, UL1741-SA, SetApp Enabled, SE5000H-US000BNU4 | 1516.25 | 5000 | No | Inverters | Vendor De-listing | 1426.58 |  | De-Listing & Stock Qty Unavailable |  | Not Applicable
310-0596 : 310-0596 : 310-0596_S | 310-0596 : 310-0596_S | SolarEdge, SE5000H-US HD-Wave, 1-Ph, Grid Tied Inverter, 5000W, 240Vac, 60 Hz, 2 Unfused Input, 12 Yr Warr, Ground-Fault/Arc-Fault Protection, Ungrounded, RS485 and Ethernet, -40C, AC RSD, UL1741-SA, SetApp Enabled, SE5000H-US000BNU4 | 1329.49 | 5000 | No | Inverters | Soligent De-listing | 1258.01 |  | De-Listing & Stock Qty Unavailable |  | Not Applicable
310-0597 : 310-0597 : 310-0597_S | 310-0597 : 310-0597_S | SolarEdge, SE6000H-US HD-Wave, 1-Ph, Grid Tied Inverter, 6000W, 208/240Vac, 60 Hz, 2 Unfused Input, 12 Yr Warr, Ground-Fault/Arc-Fault Protection, Ungrounded, RS485 and Ethernet, -40C, AC RSD, UL1741-SA, SetApp Enabled, SE6000H-US000BNU4 | 1382.67 | 6000 | No | Inverters | Soligent De-listing | 1308.33 |  | De-Listing & Stock Qty Unavailable |  | Not Applicable
310-0598 : 310-0598 : 310-0598_S | 310-0598 : 310-0598_S | SolarEdge, SE7600H-US HD-Wave, 1-Ph, Grid Tied Inverter, 7600W, 240Vac, 60 Hz, 2 Unfused Input, 12 Yr Warr, Ground-Fault/Arc-Fault Protection, Ungrounded, RS485 and Ethernet, -40C, AC RSD, UL1741-SA, SetApp Enabled, SE7600H-US000BNU4 | 1595.39 | 7600 | No | Inverters | Soligent De-listing | 1509.61 |  | De-Listing & Stock Qty Unavailable |  | Not Applicable
310-0599 | 310-0599 | SolarEdge, SE10000H-US, HD-Wave, 1-Ph, Grid Tied Inverter, 10kW, 240Vac, 60 Hz, 3 Unfused Input, 12 Yr Warr, Ground-Fault/Arc-Fault Protection, Ungrounded, RS485 and Ethernet, -40C, AC-RSD, UL-1741-SA, SetApp Enabled, SE10000H-US000BNU4 | 2286.68 | 10000 | No | Inverters | Vendor De-listing | 2139.15 |  | De-Listing & Stock Qty Unavailable |  | Not Applicable
310-0599 : 310-0599 : 310-0599_S | 310-0599 : 310-0599_S | SolarEdge, SE10000H-US, HD-Wave, 1-Ph, Grid Tied Inverter, 10kW, 240Vac, 60 Hz, 3 Unfused Input, 12 Yr Warr, Ground-Fault/Arc-Fault Protection, Ungrounded, RS485 and Ethernet, -40C, AC-RSD, UL-1741-SA, SetApp Enabled, SE10000H-US000BNU4 | 2052.18 | 10000 | No | Inverters | Soligent De-listing | 1941.85 |  | De-Listing & Stock Qty Unavailable |  | Not Applicable
310-0600 : 310-0600 : 310-0600_S | 310-0600 : 310-0600_S | SolarEdge, SE11400H-US, HD-Wave, 1-Ph, Grid Tied Inverter, 11.4kW, 208/240Vac, 60 Hz, 3 Unfused Input, 12 Yr Warr, Ground-Fault/Arc-Fault Protection, Ungrounded, RS485 and Ethernet, -40C, AC-RSD, UL1741-SA, SetApp Enabled, SE11400H-US000BNU4 | 2190.59 | 11400 | No | Inverters | Soligent De-listing | 2072.82 |  | De-Listing & Stock Qty Unavailable |  | Not Applicable
310-0601 | 310-0601 | SolarEdge, SE3000H-US HD-Wave, 1-Ph, Grid Tied Inverter, 3000W, 240Vac, 60 Hz, 2 Unfused Input, 12 Yr Warr,Ground-Fault/Arc-Fault Protection, Ungrounded, RS485 and Ethernet, -40C, AC RSD, UL1741-SA, RGM, SetApp Enabled, SE3000H-US000BNC4 | 2006.94 | 3000 | No | Inverters | Vendor De-listing | 1079 |  | De-Listing & Stock Qty Unavailable |  | Not Applicable
310-0602 | 310-0602 | SolarEdge, SE3800H-US HD-Wave, 1-Ph, Grid Tied Inverter, 3800W, 208/240Vac, 60 Hz, 2 Unfused Input, 12 Yr Warr,Ground-Fault/Arc-Fault Protection, Ungrounded, RS485 and Ethernet, -40C, AC RSD, UL1741-SA, RGM, SetApp Enabled, SE3800H-US000BNC4 | 2045.56 | 3800 | No | Inverters | Vendor De-listing | 1022.88 |  | De-Listing & Stock Qty Unavailable |  | Not Applicable
310-0603 | 310-0603 | SolarEdge, SE5000H-US HD-Wave, 1-Ph, Grid Tied Inverter, 5000W, 240Vac, 60 Hz, 2 Unfused Input, 12 Yr Warr, Ground-Fault/Arc-Fault Protection, Ungrounded, RS485 and Ethernet, -40C, AC RSD, UL1741-SA, RGM, SetApp Enabled, SE5000H-US000BNC4 | 2555.08 | 5000 | No | Inverters | Vendor De-listing | 0 |  | De-Listing & Stock Qty Unavailable |  | Not Applicable
310-0603 : 310-0603 : 310-0603_S | 310-0603 : 310-0603_S | SolarEdge, SE5000H-US HD-Wave, 1-Ph, Grid Tied Inverter, 5000W, 240Vac, 60 Hz, 2 Unfused Input, 12 Yr Warr, Ground-Fault/Arc-Fault Protection, Ungrounded, RS485 and Ethernet, -40C, AC RSD, UL1741-SA, RGM, SetApp Enabled, SE5000H-US000BNC4 | 2555.08 | 5000 | No | Inverters | Soligent De-listing | 1277.67 |  | De-Listing & Stock Qty Unavailable |  | Not Applicable
310-0604 | 310-0604 | SolarEdge, SE6000H-US HD-Wave, 1-Ph, Grid Tied Inverter, 6000W, 208/240Vac, 60 Hz, 2 Unfused Input, 12 Yr Warr, Ground-Fault/Arc-Fault Protection, Ungrounded, RS485 and Ethernet, -40C, AC RSD, UL1741-SA, RGM, SetApp Enabled, SE6000H-US000BNC4 | 2576.96 | 6000 | No | Inverters | Vendor De-listing | 1288.61 |  | De-Listing & Stock Qty Unavailable |  | Not Applicable
310-0605 | 310-0605 | SolarEdge, SE7600H-US HD-Wave, 1-Ph, Grid Tied Inverter, 7600W, 240Vac, 60 Hz, 2 Unfused Input, 12 Yr Warr, Ground-Fault/Arc-Fault Protection, Ungrounded, RS485 and Ethernet, -40C, AC RSD, UL1741-SA, RGM, SetApp Enabled, SE7600H-US000BNC4 | 3012.34 | 7600 | No | Inverters | Vendor De-listing | 1536.91 |  | De-Listing & Stock Qty Unavailable |  | Not Applicable
310-0606 | 310-0606 | SolarEdge, SE10000H-US, HD-Wave, 1-Ph, Grid Tied Inverter, 10kW, 240Vac, 60 Hz, 3 Unfused Input, 12 Yr Warr, Ground-Fault/Arc-Fault Protection, Ungrounded, RS485 and Ethernet, -40C, AC-RSD, UL-1741-SA, RGM, SetApp Enabled, SE10000H-US000BNC4 | 3814.9 | 10000 | No | Inverters | Vendor De-listing | 1907.64 |  | De-Listing & Stock Qty Unavailable |  | Not Applicable
310-0607 | 310-0607 | SolarEdge, SE11400H-US, HD-Wave, 1-Ph, Grid Tied Inverter, 11.4kW, 208/240Vac, 60 Hz, 3 Unfused Input, 12 Yr Warr, Ground-Fault/Arc-Fault Protection, Ungrounded, RS485 and Ethernet, -40C, AC-RSD, UL1741-SA, RGM, SetApp Enabled, SE11400H-US000BNC4 | 4051.4 | 11400 | No | Inverters | Vendor De-listing | 2025.9 |  | De-Listing & Stock Qty Unavailable |  | Not Applicable
310-0608 | 310-0608 | SMA, Sunny Boy SB-3.0-US 1-Ph Grid Tied Inverter, 3000W, 208/240VAC, 60Hz, integrated DC Discon, 2 MPPT Input, 10 Yr Warr, Transformerless, Arc-Fault Protection, Built in Ethernet/WLAN, SunSpec RSD compliant, SB3.0-1SP-US-41 | 1073.69 | 3000 | No | Inverters | Soligent De-listing | 966.32 |  | De-Listing & Stock Qty Unavailable |  | Not Applicable
310-0608 : 310-0608_S | 310-0608_S | SMA, Sunny Boy SB-3.0-US 1-Ph Grid Tied Inverter, 3000W, 208/240VAC, 60Hz, integrated DC Discon, 2 MPPT Input, 10 Yr Warr, Transformerless, Arc-Fault Protection, Built in Ethernet/WLAN, SunSpec RSD compliant, SB3.0-1SP-US-41 | 1032.4 | 3000 | No | Inverters | Soligent De-listing | 929.16 |  | De-Listing & Stock Qty Unavailable |  | Not Applicable
310-0609 | 310-0609 | SMA, Sunny Boy SB-3.8-US 1-Ph Grid Tied Inverter, 3800W, 208/240VAC, 60Hz, integrated DC Discon, 2 MPPT Input, 10 Yr Warr, Transformerless, Arc-Fault Protection, Built in Ethernet/WLAN, SunSpec RSD compliant, SB3.8-1SP-US-41 | 4923.4 | 3800 | No | Inverters | Vendor De-listing | 4431.06 |  | De-Listing & Stock Qty Unavailable |  | Not Applicable
310-0609 : 310-0609 : 310-0609_S | 310-0609 : 310-0609_S | SMA, Sunny Boy SB-3.8-US 1-Ph Grid Tied Inverter, 3800W, 208/240VAC, 60Hz, integrated DC Discon, 2 MPPT Input, 10 Yr Warr, Transformerless, Arc-Fault Protection, Built in Ethernet/WLAN, SunSpec RSD compliant, SB3.8-1SP-US-41 | 1060.99 | 3800 | No | Inverters | Soligent De-listing | 954.89 |  | De-Listing & Stock Qty Unavailable |  | Not Applicable
310-0609-B |  | "B" Grade SMA, Sunny Boy SB-3.8-US 1-Ph Grid Tied Inverter, 3800W, 208/240VAC, 60Hz, integrated DC Discon, 2 MPPT Input, 10 Yr Warr, Transformerless, Arc-Fault Protection, Built in Ethernet/WLAN, SunSpec RSD compliant, SB3.8-1SP-US-41 | 843.24 | 3800 | No | Inverters | Soligent De-listing | 800.66 |  | De-Listing & Stock Qty Unavailable |  | Not Applicable
310-0610 | 310-0610 | SMA, Sunny Boy SB-5.0-US 1-Ph Grid Tied Inverter, 5000W, 208/240VAC, 60Hz, integrated DC Discon, 3 MPPT Input, 10 Yr Warr, Transformerless, Arc-Fault Protection, Built in Ethernet/WLAN, SunSpec RSD compliant, SB5.0-1SP-US-41 | 1290.15 | 5000 | No | Inverters | Vendor De-listing | 1161.13 |  | De-Listing & Stock Qty Unavailable |  | Not Applicable
310-0610 : 310-0610_S | 310-0610_S | SMA, Sunny Boy SB-5.0-US 1-Ph Grid Tied Inverter, 5000W, 208/240VAC, 60Hz, integrated DC Discon, 3 MPPT Input, 10 Yr Warr, Transformerless, Arc-Fault Protection, Built in Ethernet/WLAN, SunSpec RSD compliant, SB5.0-1SP-US-41 | 1127.75 | 5000 | No | Inverters | Soligent De-listing | 1014.97 |  | De-Listing & Stock Qty Unavailable |  | Not Applicable
310-0611 | 310-0611 | SMA, Sunny Boy SB-6.0-US 1-Ph Grid Tied Inverter, 6000W, 208/240VAC, 60Hz, integrated DC Discon, 3 MPPT Input, 10 Yr Warr, Transformerless, Arc-Fault Protection, Built in Ethernet/WLAN, SunSpec RSD compliant, SB6.0-1SP-US-41 | 1387.98 | 6000 | No | Inverters | Vendor De-listing | 1249.18 |  | De-Listing & Stock Qty Unavailable |  | Not Applicable
310-0611 : 310-0611 : 310-0611_S | 310-0611 : 310-0611_S | SMA, Sunny Boy SB-6.0-US 1-Ph Grid Tied Inverter, 6000W, 208/240VAC, 60Hz, integrated DC Discon, 3 MPPT Input, 10 Yr Warr, Transformerless, Arc-Fault Protection, Built in Ethernet/WLAN, SunSpec RSD compliant, SB6.0-1SP-US-41 | 1213.26 | 6000 | No | Inverters | Soligent De-listing | 1091.94 |  | De-Listing & Stock Qty Unavailable |  | Not Applicable
310-0611-B |  | "B-Grade" SMA, Sunny Boy SB-6.0-US 1-Ph Grid Tied Inverter, 6000W, 208/240VAC, 60Hz, integrated DC Discon, 3 MPPT Input, 10 Yr Warr, Transformerless, Arc-Fault Protection, Built in Ethernet/WLAN, SunSpec RSD compliant, SB6.0-1SP-US-41 | 1020.01 | 6000 | No | Inverters | Soligent De-listing | 968.49 |  | De-Listing & Stock Qty Unavailable |  | Not Applicable
310-0612 | 310-0612 | SMA, Sunny Boy SB-7.0-US 1-Ph Grid Tied Inverter, 7000W, 208/240VAC, 60Hz, integrated DC Discon, 3 MPPT Input, 10 Yr Warr, Transformerless, Arc-Fault Protection, Built in Ethernet/WLAN, SunSpec RSD compliant, SB7.0-1SP-US-41 | 1554.17 | 7000 | No | Inverters | Vendor De-listing | 1398.76 |  | De-Listing & Stock Qty Unavailable |  | Not Applicable
310-0612 : 310-0612_S | 310-0612_S | SMA, Sunny Boy SB-7.0-US 1-Ph Grid Tied Inverter, 7000W, 208/240VAC, 60Hz, integrated DC Discon, 3 MPPT Input, 10 Yr Warr, Transformerless, Arc-Fault Protection, Built in Ethernet/WLAN, SunSpec RSD compliant, SB7.0-1SP-US-41 | 1358.54 | 7000 | No | Inverters | Soligent De-listing | 1222.69 |  | De-Listing & Stock Qty Unavailable |  | Not Applicable
310-0613 | 310-0613 | SMA, Sunny Boy SB-7.7-US 1-Ph Grid Tied Inverter, 7700W, 208/240VAC, 60Hz, integrated DC Discon, 3 MPPT Input, 10 Yr Warr, Transformerless, Arc-Fault Protection, Built in Ethernet/WLAN, SunSpec RSD compliant, SB7.7-1SP-US-41 | 1662.14 | 7700 | No | Inverters | Vendor De-listing | 1495.92 |  | De-Listing & Stock Qty Unavailable |  | Not Applicable
310-0613 : 310-0613_S | 310-0613_S | SMA, Sunny Boy SB-7.7-US 1-Ph Grid Tied Inverter, 7700W, 208/240VAC, 60Hz, integrated DC Discon, 3 MPPT Input, 10 Yr Warr, Transformerless, Arc-Fault Protection, Built in Ethernet/WLAN, SunSpec RSD compliant, SB7.7-1SP-US-41 | 1452.81 | 7700 | No | Inverters | Soligent De-listing | 1307.53 |  | De-Listing & Stock Qty Unavailable | USIN100-0083 | Already Listed
310-0614 | 310-0614 | SolarEdge, SE3800H-US, HD-Wave, 1-Ph, Grid Tied Inverter with Level 2 EV Charger, 3800W, 240Vac, 60 Hz, 2 Unfused Input, 12 Yr Warr, Ground-Fault/AFCI, Ungrounded, RS485 and Ethernet, AC-RSD, UL-1741-SA, SetApp Enabled, SE3800H-US000BNV4 | 2326.28 | 3800 | No | Inverters | Soligent De-listing | 1250.69 |  | De-Listing & Stock Qty Unavailable |  | Not Applicable
310-0615 | 310-0615 | SolarEdge, SE5000H-US, HD-Wave, 1-Ph, Grid Tied Inverter with Level 2 EV Charger, 5000W, 240Vac, 60 Hz, 2 Unfused Input, 12 Yr Warr, Ground-Fault/AFCI, Ungrounded, RS485 and Ethernet, AC-RSD, UL-1741-SA, SetApp Enabled, SE5000H-US000BNV4 | 2795.76 | 5000 | No | Inverters | Soligent De-listing | 0 |  | De-Listing & Stock Qty Unavailable |  | Not Applicable
310-0616 | 310-0616 | SolarEdge, SE6000H-US, HD-Wave, 1-Ph, Grid Tied Inverter with Level 2 EV Charger, 6000W, 240Vac, 60 Hz, 2 Unfused Input, 12 Yr Warr, Ground-Fault/AFCI, Ungrounded, RS485 and Ethernet, AC-RSD, UL-1741-SA, SetApp Enabled, SE6000H-US000BNV4 | 2886.64 | 6000 | No | Inverters | Soligent De-listing | 0 |  | De-Listing & Stock Qty Unavailable |  | Not Applicable
310-0617 | 310-0617 | SolarEdge, SE7600H-US, HD-Wave, 1-Ph, Grid Tied Inverter with Level 2 EV Charger, 7600W, 240Vac, 60 Hz, 2 Unfused Input, 12 Yr Warr, Ground-Fault/AFCI, Ungrounded, RS485 and Ethernet, AC-RSD, UL-1741-SA, SetApp Enabled, SE7600H-US000BNV4 | 1766.37 | 7600 | No | Inverters | Vendor De-listing | 1692.77 |  | De-Listing & Stock Qty Unavailable |  | Not Applicable
310-0618 | 310-0618 | SolarEdge, SE3800H-US, HD-Wave, 1-Ph, Grid Tied Inverter with Level 2 EV Charger, 3800W, 240Vac, 60 Hz, 2 Unfused Input, 12 Yr Warr, Ground-Fault/AFCI, Ungrounded, RS485 and Ethernet, AC-RSD, UL-1741-SA, SetApp Enabled, with RGM, SE3800H-US000BNW4 | 2569.58 | 3800 | No | Inverters | Soligent De-listing | 0 |  | De-Listing & Stock Qty Unavailable |  | Not Applicable
310-0619 | 310-0619 | SolarEdge, SE5000H-US, HD-Wave, 1-Ph, Grid Tied Inverter with Level 2 EV Charger, 5000W, 240Vac, 60 Hz, 2 Unfused Input, 12 Yr Warr, Ground-Fault/AFCI, Ungrounded, RS485 and Ethernet, AC-RSD, UL-1741-SA, SetApp Enabled, with RGM, SE5000H-US000BNW4 | 3082 | 5000 | No | Inverters | Soligent De-listing | 0 |  | De-Listing & Stock Qty Unavailable |  | Not Applicable
310-0620 | 310-0620 | SolarEdge, SE6000H-US, HD-Wave, 1-Ph, Grid Tied Inverter with Level 2 EV Charger, 6000W, 240Vac, 60 Hz, 2 Unfused Input, 12 Yr Warr, Ground-Fault/AFCI, Ungrounded, RS485 and Ethernet, AC-RSD, UL-1741-SA, SetApp Enabled, with RGM, SE6000H-US000BNW4 | 3172.88 | 6000 | No | Inverters | Soligent De-listing | 0 |  | De-Listing & Stock Qty Unavailable |  | Not Applicable
310-0621 | 310-0621 | SolarEdge, SE7600H-US, HD-Wave, 1-Ph, Grid Tied Inverter with Level 2 EV Charger, 7600W, 240Vac, 60 Hz, 2 Unfused Input, 12 Yr Warr, Ground-Fault/AFCI, Ungrounded, RS485 and Ethernet, AC-RSD, UL-1741-SA, SetApp Enabled, with RGM, SE7600H-US000BNW4 | 3536.36 | 7600 | No | Inverters | Soligent De-listing | 0 |  | De-Listing & Stock Qty Unavailable |  | Not Applicable
310-0622 | 310-0622 | SolarEdge, StorEdge, 3.8 kW, 1-Ph Grid Tied Inverter, 3800W, 240VAC, 60Hz, DC Discon, 2 Unfused PV Input, 12 Yr Warr, Ungrounded, RS485, Ethernet, and 5 Year Cell plan, RSD, -25C, AFCI, UL-1741-SA, SE3800A-USS2RNCB2 | 1099 | 3800 | No | Inverters | Soligent De-listing | 0 |  | De-Listing & Stock Qty Unavailable | USIN100-0240 | Already Listed
310-0622 : 310-0622_S | 310-0622_S | SolarEdge, StorEdge, 3.8 kW, 1-Ph Grid Tied Inverter, 3800W, 240VAC, 60Hz, DC Discon, 2 Unfused PV Input, 12 Yr Warr, Ungrounded, RS485, Ethernet, and 5 Year Cell plan, RSD, -25C, AFCI, UL-1741-SA, SE3800A-USS2RNCB2 | 1099 | 3800 | No | Inverters | Soligent De-listing | 1065.38 |  | De-Listing & Stock Qty Unavailable |  | Not Applicable
310-0623 | 310-0623 | SolarEdge, StorEdge, 3.8kW, 1-Ph Grid Tied Inverter, 3800W, 240VAC, 60Hz, DC Discon, 2 Unfused PV Input, 12 Yr Warr, Ungrounded, RS485, Ethernet, and 5 Year Cell plan, with RGM, RSD, -25C, AFCI, UL-1741-SA, SE3800A-USS2RNCY2 | 4549.02 | 3800 | No | Inverters | Soligent De-listing | 2445.71 |  | De-Listing & Stock Qty Unavailable |  | Not Applicable
310-0624 | 310-0624 | SolarEdge, StorEdge, 7.6kW, 1-Ph Grid Tied Inverter, 7600W, 240VAC, 60Hz, DC Discon, 2 Unfused PV Input, 12 Yr Warr, Ungrounded, RS485, Ethernet, and 5 Year Cell plan, RSD, -25C, AFCI, UL-1741-SA, SE7600A-USS2RNCB2 | 1649 | 7600 | No | Inverters | Soligent De-listing | 0 |  | De-Listing & Stock Qty Unavailable |  | Not Applicable
310-0624 : 310-0624_S | 310-0624_S | SolarEdge, StorEdge, 7.6kW, 1-Ph Grid Tied Inverter, 7600W, 240VAC, 60Hz, DC Discon, 2 Unfused PV Input, 12 Yr Warr, Ungrounded, RS485, Ethernet, and 5 Year Cell plan, RSD, -25C, AFCI, UL-1741-SA, SE7600A-USS2RNCB2 | 1649 | 7600 | No | Inverters | Soligent De-listing | 1611.51 |  | De-Listing & Stock Qty Unavailable |  | Not Applicable
310-0624-B : 310-0624-B_S | 310-0624-B_S | "B" Grade SolarEdge, StorEdge, 7.6kW, 1-Ph Grid Tied Inverter, 7600W, 240VAC, 60Hz, DC Discon, 2 Unfused PV Input, 12 Yr Warr, Ungrounded, RS485, Ethernet, and 5 Year Cell plan, RSD, -25C, AFCI, UL-1741-SA, SE7600A-USS2RNCB2 | 2210.04 | 7600 | No | Inverters | Soligent De-listing | 2119.84 |  | De-Listing & Stock Qty Unavailable |  | Not Applicable
310-0625 | 310-0625 | SolarEdge, StorEdge, 7.6kW, 1-Ph Grid Tied Inverter, 7600W, 240VAC, 60Hz, DC Discon, 2 Unfused PV Input, 12 Yr Warr, Ungrounded, RS485, Ethernet, and 5 Year Cell plan, with RGM, RSD, -25C, AFCI, UL-1741-SA, SE7600A-USS2RNCY2 | 5515.8 | 7600 | No | Inverters | Soligent De-listing | 0 |  | De-Listing & Stock Qty Unavailable |  | Not Applicable
310-0626 | 310-0626 | SolarEdge, StorEdge, 3.8 kW, 1-Ph Grid Tied Inverter, 3800W, 240VAC, 60Hz, DC Discon, 2 Unfused PV Input, 12 Yr Warr, Ungrounded, RS485, Ethernet, and 12 Year Cell plan, RSD, -25C, AFCI, UL-1741-SA, SE3800A-USS2RNSB2 | 4797.46 | 3800 | No | Inverters | Soligent De-listing | 0 |  | De-Listing & Stock Qty Unavailable |  | Not Applicable
310-0627 | 310-0627 | SolarEdge, StorEdge, 3.8kW, 1-Ph Grid Tied Inverter, 3800W, 240VAC, 60Hz, DC Discon, 2 Unfused PV Input, 12 Yr Warr, Ungrounded, RS485, Ethernet, and 12 Year Cell plan, with RGM, RSD, -25C, AFCI, UL-1741-SA, SE3800A-USS2RNSY2 | 5040.78 | 3800 | No | Inverters | Soligent De-listing | 0 |  | De-Listing & Stock Qty Unavailable |  | Not Applicable
310-0628 | 310-0628 | SolarEdge, StorEdge, 7.6kW, 1-Ph Grid Tied Inverter, 7600W, 240VAC, 60Hz, DC Discon, 2 Unfused PV Input, 12 Yr Warr, Ungrounded, RS485, Ethernet, and 12 Year Cell plan, RSD, -25C, AFCI, UL-1741-SA, SE7600A-USS2RNSB2 | 5721.32 | 7600 | No | Inverters | Soligent De-listing | 0 |  | De-Listing & Stock Qty Unavailable |  | Not Applicable
310-0629 | 310-0629 | SolarEdge, StorEdge, 7.6kW, 1-Ph Grid Tied Inverter, 7600W, 240VAC, 60Hz, DC Discon, 2 Unfused PV Input, 12 Yr Warr, Ungrounded, RS485, Ethernet, and 12 Year Cell plan, with RGM, RSD, -25C, AFCI, UL-1741-SA, SE7600A-USS2RNSY2 | 6007.56 | 7600 | No | Inverters | Soligent De-listing | 0 |  | De-Listing & Stock Qty Unavailable |  | Not Applicable
310-0630 : 310-0630_S | 310-0630_S | SolarEdge, StorEdge, 3.8 kW, 1-Ph Grid Tied Inverter, 3800W, 240VAC, 60Hz, DC Discon, 2 Unfused PV Input, 12 Yr Warr, Ungrounded, RS485, Ethernet, and 5 Year Cell plan, RSD, -25C, AFCI, UL-1741-SA, SE3800A-USS2RLCB2 | 1099 | 3800 | No | Inverters | Soligent De-listing | 1065.38 |  | De-Listing & Stock Qty Unavailable |  | Not Applicable
310-0631 | 310-0631 | SolarEdge, StorEdge, 3.8kW, 1-Ph Grid Tied Inverter, 3800W, 240VAC, 60Hz, DC Discon, 2 Unfused PV Input, 12 Yr Warr, Ungrounded, RS485, Ethernet, and 5 Year Cell plan, with RGM, RSD, -25C, AFCI, UL-1741-SA, SE3800A-USS2RLCY2 | 4549.02 | 3800 | No | Inverters | Soligent De-listing | 0 |  | De-Listing & Stock Qty Unavailable |  | Not Applicable
310-0632 | 310-0632 | SolarEdge, StorEdge, 7.6kW, 1-Ph Grid Tied Inverter, 7600W, 240VAC, 60Hz, DC Discon, 2 Unfused PV Input, 12 Yr Warr, Ungrounded, RS485, Ethernet, and 5 Year Cell plan, RSD, -25C, AFCI, UL-1741-SA, SE7600A-USS2RLCB2 | 1649 | 7600 | No | Inverters | Vendor De-listing | 0 |  | De-Listing & Stock Qty Unavailable | USIN100-0063 | Already Listed
310-0632 : 310-0632_S | 310-0632_S | SolarEdge, StorEdge, 7.6kW, 1-Ph Grid Tied Inverter, 7600W, 240VAC, 60Hz, DC Discon, 2 Unfused PV Input, 12 Yr Warr, Ungrounded, RS485, Ethernet, and 5 Year Cell plan, RSD, -25C, AFCI, UL-1741-SA, SE7600A-USS2RLCB2 | 1649 | 7600 | No | Inverters | Soligent De-listing | 1611.51 |  | De-Listing & Stock Qty Unavailable |  | Not Applicable
310-0633 | 310-0633 | SolarEdge, StorEdge, 7.6kW, 1-Ph Grid Tied Inverter, 7600W, 240VAC, 60Hz, DC Discon, 2 Unfused PV Input, 12 Yr Warr, Ungrounded, RS485, Ethernet, and 5 Year Cell plan, with RGM, RSD, -25C, AFCI, UL-1741-SA, SE7600A-USS2RLCY2 | 5515.8 | 7600 | No | Inverters | Soligent De-listing | 0 |  | De-Listing & Stock Qty Unavailable |  | Not Applicable
310-0634 | 310-0634 | SolarEdge, StorEdge, 3.8 kW, 1-Ph Grid Tied Inverter, 3800W, 240VAC, 60Hz, DC Discon, 2 Unfused PV Input, 12 Yr Warr, Ungrounded, RS485, Ethernet, and 12 Year Cell plan, RSD, -25C, AFCI, UL-1741-SA, SE3800A-USS2RLSB2 | 4797.46 | 3800 | No | Inverters | Soligent De-listing | 0 |  | De-Listing & Stock Qty Unavailable |  | Not Applicable
310-0635 | 310-0635 | SolarEdge, StorEdge, 3.8kW, 1-Ph Grid Tied Inverter, 3800W, 240VAC, 60Hz, DC Discon, 2 Unfused PV Input, 12 Yr Warr, Ungrounded, RS485, Ethernet, and 12 Year Cell plan, with RGM, RSD, -25C, AFCI, UL-1741-SA, SE3800A-USS2RLSY2 | 5040.78 | 3800 | No | Inverters | Soligent De-listing | 0 |  | De-Listing & Stock Qty Unavailable |  | Not Applicable
310-0636 | 310-0636 | SolarEdge, StorEdge, 7.6kW, 1-Ph Grid Tied Inverter, 7600W, 240VAC, 60Hz, DC Discon, 2 Unfused PV Input, 12 Yr Warr, Ungrounded, RS485, Ethernet, and 12 Year Cell plan, RSD, -25C, AFCI, UL-1741-SA, SE7600A-USS2RLSB2 | 5721.32 | 7600 | No | Inverters | Soligent De-listing | 0 |  | De-Listing & Stock Qty Unavailable |  | Not Applicable
310-0637 | 310-0637 | SolarEdge, StorEdge, 7.6kW, 1-Ph Grid Tied Inverter, 7600W, 240VAC, 60Hz, DC Discon, 2 Unfused PV Input, 12 Yr Warr, Ungrounded, RS485, Ethernet, and 12 Year Cell plan, with RGM, RSD, -25C, AFCI, UL-1741-SA, SE7600A-USS2RLSY2 | 6007.56 | 7600 | No | Inverters | Vendor De-listing | 0 |  | De-Listing & Stock Qty Unavailable |  | Not Applicable
310-0638 | 310-0638 | SolarEdge, StorEdge Energy Hub SE3000H-US HD-Wave, Single Phase, Grid Tied Inverter, 3000W, 240Vac, 60 Hz, 2 Unfused Input, 12 Yr Warr,Ground-Fault/Arc-Fault Protection, RS485 and Ethernet, with 5 Year Cell plan, -40C, AC RSD, w/RGM, and Consumption Meter (Add CT’s), SetApp Enabled, UL1741-SA, SE3000H-USS3BBC14 | 3050 | 3000 | No | Inverters | Soligent De-listing | 1639.78 |  | De-Listing & Stock Qty Unavailable |  | Not Applicable
310-0639 | 310-0639 | SolarEdge, Energy Hub SE3800H-US HD-Wave, Single Phase, Grid Tied Inverter, 3800W, 240Vac, 60 Hz, 2 Unfused Input, 12 Yr Warr,Ground-Fault/Arc-Fault Protection, RS485 and Ethernet, with 5 Year Cell plan, -40C, AC RSD, w/RGM, and Consumption Meter (Add CT’s), SetApp Enabled, UL1741-SA, SE3800H-USS3BBC14 | 1823.39 | 3800 | No | Inverters | Vendor De-listing | 1715.56 |  | De-Listing & Stock Qty Unavailable |  | Not Applicable
310-0639 : 310-0639_S | 310-0639_S | SolarEdge, Energy Hub SE3800H-US HD-Wave, Single Phase, Grid Tied Inverter, 3800W, 240Vac, 60 Hz, 2 Unfused Input, 12 Yr Warr,Ground-Fault/Arc-Fault Protection, RS485 and Ethernet, with 5 Year Cell plan, -40C, AC RSD, w/RGM, and Consumption Meter (Add CT’s), SetApp Enabled, UL1741-SA, SE3800H-USS3BBC14 | 1813.03 | 3800 | No | Inverters | Soligent De-listing | 1715.56 |  | De-Listing & Stock Qty Unavailable |  | Not Applicable
310-0640 | 310-0640 | SolarEdge, StorEdge Energy Hub SE5000H-US HD-Wave, Single Phase, Grid Tied Inverter, 5000W, 240Vac, 60 Hz, 2 Unfused Input, 12 Yr Warr,Ground-Fault/Arc-Fault Protection, RS485 and Ethernet, with 5 Year Cell plan, -40C, AC RSD, w/RGM, and Consumption Meter (Add CT’s), SetApp Enabled, UL1741-SA, SE5000H-USS3BBC14 | 3680 |  | No | Inverters | Soligent De-listing | 0 |  | De-Listing & Stock Qty Unavailable |  | Not Applicable
310-0641 | 310-0641 | SolarEdge, Energy Hub SE6000H-US HD-Wave, Single Phase, Grid Tied Inverter, 6000W, 240Vac, 60 Hz, 2 Unfused Input, 12 Yr Warr,Ground-Fault/Arc-Fault Protection, RS485 and Ethernet, with 5 Year Cell plan, -40C, AC RSD, w/RGM, and Consumption Meter (Add CT’s), SetApp Enabled, UL1741-SA, SE6000H-USS3BBC14 | 2258.98 | 6000 | No | Inverters | Vendor De-listing | 2137.53 |  | De-Listing & Stock Qty Unavailable |  | Not Applicable
310-0641 : 310-0641_S | 310-0641_S | SolarEdge, Energy Hub SE6000H-US HD-Wave, Single Phase, Grid Tied Inverter, 6000W, 240Vac, 60 Hz, 2 Unfused Input, 12 Yr Warr,Ground-Fault/Arc-Fault Protection, RS485 and Ethernet, with 5 Year Cell plan, -40C, AC RSD, w/RGM, and Consumption Meter (Add CT’s), SetApp Enabled, UL1741-SA, SE6000H-USS3BBC14 | 2258.98 | 6000 | No | Inverters | Soligent De-listing | 2137.53 |  | De-Listing & Stock Qty Unavailable |  | Not Applicable
310-0642 | 310-0642 | SolarEdge, Energy Hub SE7600H-US HD-Wave, Single Phase, Grid Tied Inverter, 7600W, 240Vac, 60 Hz, 2 Unfused Input, 12 Yr Warr,Ground-Fault/Arc-Fault Protection, RS485 and Ethernet, with 5 Year Cell plan, -40C, AC RSD, w/RGM, and Consumption Meter (Add CT’s), SetApp Enabled, UL1741-SA, SE7600H-USS3BBC14 | 2367.05 | 7600 | No | Inverters | Vendor De-listing | 2239.78 |  | De-Listing & Stock Qty Unavailable |  | Not Applicable
310-0642 : 310-0642_S | 310-0642_S | SolarEdge, Energy Hub SE7600H-US HD-Wave, Single Phase, Grid Tied Inverter, 7600W, 240Vac, 60 Hz, 2 Unfused Input, 12 Yr Warr,Ground-Fault/Arc-Fault Protection, RS485 and Ethernet, with 5 Year Cell plan, -40C, AC RSD, w/RGM, and Consumption Meter (Add CT’s), SetApp Enabled, UL1741-SA, SE7600H-USS3BBC14 | 2367.05 | 7600 | No | Inverters | Vendor De-listing | 2239.78 |  | De-Listing & Stock Qty Unavailable |  | Not Applicable
310-0643 : 310-0643_S | 310-0643_S | SolarEdge, Energy Hub SE7600H-US HD-Wave, Single Phase, Grid Tied Inverter, Dual Rated 7.6kW/7kW Battery Access, 240Vac, 60 Hz, 2 Unfused Input, 12 Yr Warr,Ground-Fault/Arc-Fault Protection, RS485 and Ethernet, with 5 Year Cell plan, -40C, AC RSD, w/RGM, and Consumption Meter (Add CT’s), SetApp Enabled, UL1741-SA, SE7600H-USSNBBL14 | 2619.48 | 7600 | No | Inverters | Soligent De-listing | 2478.65 |  | De-Listing & Stock Qty Unavailable |  | Not Applicable
310-0644 : 310-0644_S | 310-0644_S | SolarEdge, Energy Hub SE10000H-US HD-Wave, Single Phase, Grid Tied Inverter, Dual Rated 10kW/10kW Battery Access, 240Vac, 60 Hz, 2 Unfused Input, 12 Yr Warr,Ground-Fault/Arc-Fault Protection, RS485 and Ethernet, with 5 Year Cell plan, -40C, AC RSD, w/RGM, and Consumption Meter (Add CT’s), SetApp Enabled, UL1741-SA, SE10000H-USSNBBL14 | 3172.67 | 10000 | No | Inverters | Soligent De-listing | 3002.1 |  | De-Listing & Stock Qty Unavailable |  | Not Applicable
310-0645 : 310-0645_S | 310-0645_S | SolarEdge, Energy Hub SE11400H-US HD-Wave, Single Phase, Grid Tied Inverter, Dual Rated 11.4kW/10kW Battery Access, 240Vac, 60 Hz, 2 Unfused Input, 12 Yr Warr,Ground-Fault/Arc-Fault Protection, RS485 and Ethernet, with 5 Year Cell plan, -40C, AC RSD, w/RGM, and Consumption Meter (Add CT’s), SetApp Enabled, UL1741-SA, SE11400H-USSNBBL14 | 3232.9 | 11400 | No | Inverters | Soligent De-listing | 3059.09 |  | De-Listing & Stock Qty Unavailable |  | Not Applicable
310-0646 : 310-0646_S | 310-0646_S | SolarEdge, Energy Hub SE7600H-US HD-Wave, Single Phase, Grid Tied Inverter, Dual Rated 7.6kW/10kW Battery Access, 240Vac, 60 Hz, 2 Unfused Input, 12 Yr Warr, Ground-Fault/Arc-Fault Protection, RS485 and Ethernet, with 5 Year Cell plan, -40C, AC RSD, w/RGM, and Consumption Meter (Add CT’s), SetApp Enabled, UL1741-SA, SE7600H-USMNBBL14 | 3002.22 | 7600 | No | Inverters | Soligent De-listing | 2840.81 |  | De-Listing & Stock Qty Unavailable |  | Not Applicable
310-0647 : 310-0647 : 310-0647 : 310-0647 : 310-0647_S | 310-0647 : 310-0647 : 310-0647 : 310-0647_S | SolarEdge, Energy Hub SE3800H-US HD-Wave, Single Phase, Grid Tied Inverter, Dual Rated 3.8kW/7kW Battery Access, 240Vac, 60 Hz, 2 Unfused Input, 12 Yr Warr, Ground-Fault/Arc-Fault Protection, RS485 and Ethernet, with 5 Year Cell plan, -40C, AC RSD, w/RGM, and Consumption Meter (Add CT’s), SetApp Enabled, UL1741-SA, SE3800H-USMNBBL14 | 2619.48 | 3800 | No | Inverters | Soligent De-listing | 2478.65 |  | De-Listing & Stock Qty Unavailable |  | Not Applicable
310-0648 : 310-0648 : 310-0648 : 310-0648 : 310-0648_S | 310-0648 : 310-0648 : 310-0648 : 310-0648_S | SolarEdge, Energy Hub SE6000H-US HD-Wave, Single Phase, Grid Tied Inverter, Dual Rated 6kW/6kW Battery Access, 240Vac, 60 Hz, 2 Unfused Input, 12 Yr Warr, Ground-Fault/Arc-Fault Protection, RS485 and Ethernet, with 5 Year Cell plan, -40C, AC RSD, w/RGM, and Consumption Meter (Add CT’s), SetApp Enabled, UL1741-SA, SE6000H-USSNBBL14 | 2440.4 | 6000 | No | Inverters | Soligent De-listing | 2309.19 |  | De-Listing & Stock Qty Unavailable |  | Not Applicable
310-0649 | 310-0649 | SMA, Sunny Boy SB-3.0-US 1-Ph Grid Tied Inverter, 3000W, 208/240VAC, 60Hz, integrated DC Discon, 2 MPPT Input, 10 Yr Warr, Transformerless, Arc-Fault Protection, Ethernet, NO WLAN (Wi-FI), SunSpec RSD compliant, SB3.0-1SP-US-41X |  | 3000 | No | Inverters | Vendor De-listing | 0 |  | Not Applicable |  | Not Applicable
310-0650 | 310-0650 | SMA, Sunny Boy SB-3.8-US 1-Ph Grid Tied Inverter, 3800W, 208/240VAC, 60Hz, integrated DC Discon, 2 MPPT Input, 10 Yr Warr, Transformerless, Arc-Fault Protection, Ethernet, NO WLAN (Wi-FI), SunSpec RSD compliant, SB3.8-1SP-US-41X | 1213.77 | 3800 | No | Inverters | Vendor De-listing | 1092.39 |  | De-Listing & Stock Qty Unavailable |  | Not Applicable
310-0651 | 310-0651 | SMA, Sunny Boy SB-5.0-US 1-Ph Grid Tied Inverter, 5000W, 208/240VAC, 60Hz, integrated DC Discon, 3 MPPT Input, 10 Yr Warr, Transformerless, Arc-Fault Protection, Ethernet, NO WLAN (Wi-FI), SunSpec RSD compliant, SB5.0-1SP-US-41X |  | 5000 | No | Inverters | Vendor De-listing | 0 |  | Not Applicable |  | Not Applicable
310-0652 | 310-0652 | SMA, Sunny Boy SB-6.0-US 1-Ph Grid Tied Inverter, 6000W, 208/240VAC, 60Hz, integrated DC Discon, 3 MPPT Input, 10 Yr Warr, Transformerless, Arc-Fault Protection, Ethernet, NO WLAN (Wi-FI), SunSpec RSD compliant, SB6.0-1SP-US-41-V2 | 1387.98 | 6000 | No | Inverters | Vendor De-listing | 1249.18 |  | De-Listing & Stock Qty Unavailable |  | Not Applicable
310-0653 | 310-0653 | SMA, Sunny Boy SB-7.0-US 1-Ph Grid Tied Inverter, 7000W, 208/240VAC, 60Hz, integrated DC Discon, 3 MPPT Input, 10 Yr Warr, Transformerless, Arc-Fault Protection, Ethernet, NO WLAN (Wi-FI), SunSpec RSD compliant, SB7.0-1SP-US-41X |  | 7000 | No | Inverters | Vendor De-listing | 0 |  | Not Applicable |  | Not Applicable
310-0654 | 310-0654 | SMA, Sunny Boy SB-7.7-US 1-Ph Grid Tied Inverter, 7700W, 208/240VAC, 60Hz, integrated DC Discon, 3 MPPT Input, 10 Yr Warr, Transformerless, Arc-Fault Protection, Ethernet, NO WLAN (Wi-FI), SunSpec RSD compliant, SB7.7-1SP-US-41-V2 | 1662.14 | 7700 | No | Inverters | Vendor De-listing | 1495.92 |  | De-Listing & Stock Qty Unavailable |  | Not Applicable
310-0655 | 310-0655 | Solis, 1P10k, 1-Ph, Grid Tied Inverter, 10,000W, 208/240Vac, 60 Hz, SOLIS-1P10K-4G-US-SA2-NE-RT | 1523.18 | 10000 | No | Inverters | Vendor De-listing | 1469.42 |  | De-Listing & Stock Qty Unavailable |  | Not Applicable
310-0659 | 310-0659 | SolarEdge, SE3000H-US HD-Wave, 1-Ph, Grid Tied Inverter, 3000W, 240Vac, 60 Hz, 2 Unfused Input, 12 Yr. Warranty, Ground-Fault/Arc-Fault Protection, Ungrounded, RS485 and Ethernet, -40C, AC RSD, UL1741-SA, SetApp Enabled, Compatible with Energy Net Communicator, SE3000H-US000BEU4 | 1172.61 | 3000 | No | Inverters | Shippable | 1096.96 |  | Shippable but Stock Qty Unavailable |  | Not Applicable
310-6001 |  | SolarEdge, SE10000H-US, HD-Wave, 1-Ph, Grid Tied Inverter, 10kW, 240Vac, 60 Hz, 3 Unfused Input, 12 Yr Warr, Ground-Fault/Arc-Fault Protection, Ungrounded, RS485 and Ethernet, -40C, AC-RSD, UL-1741-SA, SetApp Enabled, SE10000H-US00BNEU4 | 2105.19 | 10000 | No | Inverters | Soligent De-listing | 1980.69 |  | De-Listing & Stock Qty Unavailable |  | Not Applicable
311-0001 | 311-0001 | Sol-Ark, 12kW Battery or Battery-Less Inverter, 12,000W, 120/240-208Vac, 48VDC, Transformerless Sinewave, Grid Tie/Off-Grid, AC and/or DC Coupled, 2 MPPT PV inputs, with AFCI/GFDI, BTS & Dual AC inputs, 10 Yr Warr, UL1741-SA (Rule-21), NEMA 1, SA-12K | 7500 | 12000 | No | Inverters | Soligent De-listing | 5833.33 |  | De-Listing & Stock Qty Unavailable |  | Not Applicable
311-0002 | 311-0002 | OutBack, FX/VFX AC Board, must specify inverter model when ordering, FX-AC | 248.61 |  | No | Inverters | Shippable | 210.59 |  | Shippable but Stock Qty Unavailable | USMI100-0028 | Already Listed
311-0003 | 311-0003 | OutBack, FX/VFX Control Board, must specify inverter model when ordering, FX-CNTRLL | 373.61 |  | No | Inverters | Shippable | 316.47 |  | Shippable but Stock Qty Unavailable |  | Not Applicable
311-0004 | 311-0004 | OutBack, FX/VFX FET Board, must specify battery voltage when ordering, FX-FET | 538.89 |  | No | Inverters | Shippable | 456.47 |  | Shippable but Stock Qty Unavailable | USMI100-0029 | Already Listed
311-0005 | 311-0005 | Outback, GTFX2524 battery inverter, 2500W, 120VAC, 60Hz, 50A Transfer, 24VDC, Sinewave, Grid Tied, 5 Yr Warr, 55A Charger, with BTS, GTFX2524 | 2938.99 | 2500 | No | Inverters | Soligent De-listing | 0 |  | De-Listing & Stock Qty Unavailable |  | Not Applicable
311-0006 | 311-0006 | Outback, GTFX3048 battery inverter, 3000W, 120VAC, 60Hz, 50A Transfer, 48VDC, Sinewave, Grid Tied, 5 Yr Warr, 35A Charger, with BTS, GTFX3048 | 2938.99 | 3000 | No | Inverters | Vendor De-listing | 0 |  | De-Listing & Stock Qty Unavailable |  | Not Applicable
311-0007 | 311-0007 | Outback, GVFX3524 battery inverter, 3500W, 120VAC, 60Hz, 50A Transfer, 24VDC, Sinewave, Grid Tied, 5 Yr Warr, 85A Charger, with BTS, GVFX3524 | 1912.86 | 3500 | No | Inverters | Soligent De-listing | 1575.29 |  | De-Listing & Stock Qty Unavailable |  | Not Applicable
311-0008 | 311-0008 | Outback, GVFX3648 battery inverter, 3600W, 120VAC, 60Hz, 50A Transfer, 48VDC, Sinewave, Grid Tied, 5 Yr Warr, 45A Charger, with BTS, GVFX3648 | 4046.99 | 3600 | No | Inverters | Vendor De-listing | 0 |  | De-Listing & Stock Qty Unavailable |  | Not Applicable
311-0011 | 311-0011 | SMA, Sunny Island 4248U battery inverter, 4200W, 120VAC, 60Hz, 56A Transfer, 48VDC, Sinewave, Off Grid, 100A Charger, 5 Yr Warr, with BTS, SI 4248U | 5906 | 4200 | No | Inverters | Vendor De-listing | 0 |  | De-Listing & Stock Qty Unavailable |  | Not Applicable
311-0012 | 311-0012 | SMA, Sunny Island 5048U battery inverter, 5000W, 120VAC, 60Hz, 56A Transfer, 48VDC, Sinewave, Off Grid, 100A Charger, 5 Yr Warr, with BTS, SI 5048U | 3060 | 5000 | No | Inverters | Soligent De-listing | 0 |  | De-Listing & Stock Qty Unavailable |  | Not Applicable
311-0014 | 311-0014 | Schneider Electric, XW4024-120/240-60 battery inverter, 4000W, 120/240VAC, 60Hz, 60A Transfer, 24VDC, Sinewave, Grid Tied, 150A Charger, 5 Yr Warr, with BTS, RNW8651010 | 3801.99 | 4000 | No | Inverters | Vendor De-listing | 0 |  | De-Listing & Stock Qty Unavailable |  | Not Applicable
311-0015 | 311-0015 | Schneider Electric, XW4548-120/240-60 battery inverter, 4500W, 120/240VAC, 60Hz, 60A Transfer, 48VDC, Sinewave, Grid Tied, 85A Charger, 5 Yr Warr, with BTS, RNW8651005 | 3801.99 | 4500 | No | Inverters | Vendor De-listing | 0 |  | De-Listing & Stock Qty Unavailable |  | Not Applicable
311-0016 | 311-0016 | Schneider Electric, XW6048-120/240-60 battery inverter, 6000W, 120/240VAC, 60Hz, 60A Transfer, 48VDC, Sinewave, Grid Tied, 100A Charger, 5 Yr Warr, with BTS, RNW865100001 | 3520.8 | 6000 | No | Inverters | Vendor De-listing | 0 |  | De-Listing & Stock Qty Unavailable |  | Not Applicable
311-0018 | 311-0018 | SMA, Sunny Island 3324 battery ROW Inverter, 3300W, 230VAC, 50Hz, 56A Transfer, 24VDC, Sinewave, Off Grid, 104A Charger, 5 Yr Warr, with BTS, SI 3324 | 5356 | 3300 | No | Inverters | Vendor De-listing | 0 |  | De-Listing & Stock Qty Unavailable |  | Not Applicable
311-0019 | 311-0019 | SMA, Sunny Island 5048 battery ROW Inverter, 5000W, 230VAC, 50Hz, 56A Transfer, 48VDC, Sinewave, Grid Tied, 100A Charger, 5 Yr Warr, with BTS, SI 5048 ROW | 1495.83 | 5000 | No | Inverters | Vendor De-listing | 0 |  | De-Listing & Stock Qty Unavailable |  | Not Applicable
311-0020 | 311-0020 | SMA, Sunny Island 4248 battery ROW Inverter, 4200W, 230VAC, 50Hz, 56A Transfer, 48VDC, Sinewave, Off Grid, 80A Charger, 5 Yr Warr, with BTS, SI 4248 | 2668.98 | 4200 | No | Inverters | Vendor De-listing | 0 |  | De-Listing & Stock Qty Unavailable |  | Not Applicable
311-0021 | 311-0021 | Schneider Electric, XW4548-230-50 battery ROW Inverter, 4500W, 230VAC, 50Hz, 56A Transfer, 48VDC, Sinewave, Grid Tied, 85A Charger, 5 Yr Warr, with BTS, ROW, RNW865104061 | 5019 | 4500 | No | Inverters | Soligent De-listing | 0 |  | De-Listing & Stock Qty Unavailable |  | Not Applicable
311-0022 | 311-0022 | Schneider Electric, XW4024-230-50 battery ROW Inverter, 4000W, 230VAC, 50Hz, 56A Transfer, 24VDC, Sinewave, Grid Tied, 150A Charger, 5 Yr Warr, with BTS, ROW, RNW865104561 | 4926 | 4000 | No | Inverters | Soligent De-listing | 0 |  | De-Listing & Stock Qty Unavailable |  | Not Applicable
311-0029 | 311-0029 | Schneider Electric, XW6048-230-50 battery ROW Inverter, 6000W, 230VAC, 50Hz, 56A Transfer, 48VDC, Sinewave, Grid Tied, 100A Charger, 5 Yr Warr, with BTS, ROW, RNW865103561 | 2726.5 | 6000 | No | Inverters | Vendor De-listing | 0 |  | De-Listing & Stock Qty Unavailable |  | Not Applicable
311-0031 | 311-0031 | Outback, GVFX3648LA battery inverter, 3600W, 127VAC, 60Hz, 50A Transfer, 48VDC, Sinewave, Grid Tied, 5 Yr Warr, 45A Charger, with BTS, NOT INTENDED FOR USE IN THE U.S. OR CANADA, GVFX3648LA | 1732.5 | 3600 | No | Inverters | Vendor De-listing | 0 |  | De-Listing & Stock Qty Unavailable |  | Not Applicable
311-0032 | 311-0032 | Outback, GFX1448E battery ROW inverter, 1400W, 230VAC, 50 Hz, 30A Transfer, 48VDC, Sinewave, Grid Tied, 5 Yr Warr, 20A Charger, with BTS, GFX1448E | 2113.99 | 1400 | No | Inverters | Soligent De-listing | 0 |  | De-Listing & Stock Qty Unavailable |  | Not Applicable
311-0033 | 311-0033 | Outback, GVFX3024E battery ROW Inverter, 3000W, 230VAC, 50Hz, 25A Transfer, 24VDC, Sinewave, Grid Tied, 5 Yr Warr, 80A Charger, with BTS, GVFX3024E | 2859 | 3000 | No | Inverters | Vendor De-listing | 0 |  | De-Listing & Stock Qty Unavailable |  | Not Applicable
311-0034 | 311-0034 | Outback, GVFX3048E battery ROW Inverter, 3000W, 230VAC, 50Hz, 25A Transfer, 48VDC, Sinewave, Grid Tied, 5 Yr Warr, 40A Charger, with BTS, GVFX3048E | 2286.99 | 3000 | No | Inverters | Vendor De-listing | 0 |  | De-Listing & Stock Qty Unavailable |  | Not Applicable
311-0035 | 311-0035 | Outback, Radian GS8048 battery inverter, 8000W, 120/240VAC, 60Hz, 50A Transfer, 48VDC, Sinewave, Grid Tied, 5 Yr Warr, 115A Charger, with BTS & dual AC inputs, GS8048 | 6265.99 | 8000 | No | Inverters | Vendor De-listing | 0 |  | De-Listing & Stock Qty Unavailable |  | Not Applicable
311-0036 | 311-0036 | Outback, GFX1424 battery inverter, 1400W, 120VAC, 60Hz, 40A Transfer, 24VDC, Sinewave, Grid Tied, 5 Yr Warr, 40A Charger, with BTS, GFX1424 | 1257.14 | 1400 | No | Inverters | Vendor De-listing | 0 |  | De-Listing & Stock Qty Unavailable |  | Not Applicable
311-0037 | 311-0037 | Outback, GFX1548 battery inverter, 1500W, 120VAC, 60Hz, 40A Transfer, 48VDC, Sinewave, Grid Tied, 5 Yr Warr, 20A Charger, with BTS, GFX1548 | 1257.14 | 1500 | No | Inverters | Vendor De-listing | 0 |  | De-Listing & Stock Qty Unavailable |  | Not Applicable
311-0038 | 311-0038 | Outback, GFX1424E battery ROW Inverter, 1400W, 230VAC, 50Hz, 40A Transfer, 24VDC, Sinewave, Grid Tied, 5 Yr Warr, 40A Charger, with BTS, GFX1424E | 1257.14 | 1400 | No | Inverters | Vendor De-listing | 0 |  | De-Listing & Stock Qty Unavailable |  | Not Applicable
311-0039 | 311-0039 | SMA, Sunny Island 4548 Battery Inverter, 4500W, 120VAC, 60Hz, 56A Transfer, 48VDC, Sinewave, 100A Charger, 5 Yr Warr, with BTS, SI4548-US-10 | 4095.71 | 4500 | No | Inverters | Vendor De-listing | 3185.56 |  | De-Listing & Stock Qty Unavailable |  | Not Applicable
311-0040 : 311-0040 : 311-0040_S | 311-0040 : 311-0040_S | SMA, Sunny Island 6048 battery inverter, 5750W, 120VAC, 60Hz, 56A Transfer, 48VDC, Sinewave, 100A Charger, 10 Yr Warr, with BTS, SI6048-US-10 | 2888.89 | 5750 | No | Energy Storage | Soligent De-listing | 2888.89 |  | De-Listing & Stock Qty Unavailable |  | Not Applicable
311-0041 | 311-0041 | Outback, GFX1312 battery inverter, 1300W, 120VAC, 60Hz, 40A Transfer, 12VDC, Sinewave, Grid Tied, 5 Yr Warr, 70A Charger, with BTS, GFX1312 | 1257.14 | 1300 | No | Inverters | Vendor De-listing | 0 |  | De-Listing & Stock Qty Unavailable |  | Not Applicable
311-0042 | 311-0042 | SMA, Sunny Island 6.0H battery ROW Inverter, 6000W, 230VAC, 50Hz, 50A Transfer, 48VDC, Sinewave, Grid Tied, 100A Charger, 5 Yr Warr, with BTS, ROW, SI 6.0H – 11 | 8578 | 6000 | No | Inverters | Soligent De-listing | 0 |  | De-Listing & Stock Qty Unavailable |  | Not Applicable
311-0043 | 311-0043 | SMA, Sunny Island 8.0H battery ROW Inverter, 8000W, 230VAC, 50Hz, 50A Transfer, 48VDC, Sinewave, Grid Tied, 115A Charger, 5 Yr Warr, with BTS, SI 8.0H-11 | 7980.72 | 8000 | No | Inverters | Vendor De-listing | 0 |  | De-Listing & Stock Qty Unavailable |  | Not Applicable
311-0044 | 311-0044 | Outback, Radian GS7048E battery ROW Inverter, 7000W, 230VAC, 50Hz, 50A Transfer, 48VDC, Sinewave, Grid Tied, 5 Yr Warr, 100A Charger, with BTS & dual AC inputs, GS7048E | 3974.29 | 7000 | No | Inverters | Soligent De-listing | 3272.94 |  | De-Listing & Stock Qty Unavailable |  | Not Applicable
311-0045 | 311-0045 | Error | 0 |  | No |  | Soligent De-listing | 0 |  | Not Applicable as per Item Classification |  | Not Applicable
311-0046 | 311-0046 | Error | 0 |  | No |  | Soligent De-listing | 0 |  | Not Applicable as per Item Classification |  | Not Applicable
311-0047 | 311-0047 | Error | 0 |  | No |  | Soligent De-listing | 0 |  | Not Applicable as per Item Classification |  | Not Applicable
311-0048 | 311-0048 | Error | 0 |  | No |  | Soligent De-listing | 0 |  | Not Applicable as per Item Classification |  | Not Applicable
311-0049 | 311-0049 | Error | 0 | 7000 | No |  | Soligent De-listing | 0 |  | Not Applicable as per Item Classification |  | Not Applicable
311-0050 | 311-0050 | OutBack, Radian GS8048A battery inverter, 8000W, 120/240VAC, 60Hz, 50A Transfer, 48VDC, Sinewave, Grid Tied, 5 Yr Warr, 115A Charger, with BTS & dual AC inputs, Polished Finish, GS8048A | 7511.8 | 8000 | No | Inverters | Vendor De-listing | 0 |  | De-Listing & Stock Qty Unavailable |  | Not Applicable
311-0051 | 311-0051 | OutBack, Radian GS4048A battery inverter, 4000W, 120/240VAC, 60Hz, 50A Transfer, 48VDC, Sinewave, Grid Tied, 5 Yr Warr, 57A Charger, with BTS & dual AC inputs, Polished Finish, GS4048A | 5005.78 | 4000 | No | Inverters | Vendor De-listing | 0 |  | De-Listing & Stock Qty Unavailable |  | Not Applicable
311-0052 | 311-0052 | OutBack, Radian GS3548E battery ROW inverter, 3500W, 230 VAC, 50/60Hz, 50A Transfer, 48VDC, Sinewave, Grid Tied, 5 Yr Warr, 50A Charger, with BTS & dual AC inputs, GS3548E | 2224.86 | 4000 | No | Inverters | Soligent De-listing | 1832.24 |  | De-Listing & Stock Qty Unavailable |  | Not Applicable
311-0053 | 311-0053 | Schneider Electric, CONEXT XW+ 6848 NA battery inverter, 6800W, 120/240VAC, 60Hz, 60A Transfer, 48VDC, Sinewave, Grid Tied, 140A PFC Charger, 5 Yr Warr, with BTS, RNW865684801 | 5421.69 | 6800 | No | Inverters | Soligent De-listing | 0 |  | De-Listing & Stock Qty Unavailable |  | Not Applicable
311-0054 | 311-0054 | Schneider Electric, CONEXT XW+5548-NA battery inverter, 5500W, 120/240VAC, 50/60Hz, 60A Transfer, 48VDC, Sinewave, Grid Tied, 110A PFC Charger, 5 Yr Warr, with BTS, 865-5548-01 | 4638.56 | 5500 | No | Inverters | Vendor De-listing | 0 |  | De-Listing & Stock Qty Unavailable |  | Not Applicable
311-0055 | 311-0055 | Schneider Electric, CONEXT XW+8548E-230, ROW battery inverter, 6800W, 230VAC, 50/60Hz, 60A Transfer, 48VDC, Sinewave, Grid Tied, 140A PFC Charger, 5 Yr Warr, with BTS, 865-8548-61 | 3630 | 8500 | No | Inverters | Vendor De-listing | 2989.41 |  | De-Listing & Stock Qty Unavailable |  | Not Applicable
311-0056 | 311-0056 | Schneider Electric, CONEXT XW+7048E-230, ROW battery inverter, 5500W, 230VAC, 50/60Hz, 60A Transfer, 48VDC, Sinewave, Grid Tied, 110A PFC Charger, 5 Yr Warr, with BTS, ROW, 865-7048-61 | 3311.43 | 7000 | No | Inverters | Soligent De-listing | 2727.06 |  | De-Listing & Stock Qty Unavailable |  | Not Applicable
311-0057 | 311-0057 | Outback, GTFX2024E battery ROW Inverter, 2000W, 230VAC, 50Hz, 30A Transfer, 24VDC, Sinewave, Grid Tied, 5 Yr Warr, 55A Charger, with BTS, GTFX2024E | 2469 | 2000 | No | Inverters | Vendor De-listing | 0 |  | De-Listing & Stock Qty Unavailable |  | Not Applicable
311-0058 | 311-0058 | Outback, GVFX3524LA battery ROW Inverter, 3500W, 127VAC, 60Hz, 5 Yr Warr, GVFX3524LA | 1736.43 | 3500 | No | Inverters | Soligent De-listing | 1430 |  | De-Listing & Stock Qty Unavailable |  | Not Applicable
311-0059 | 311-0059 | Outback, FXR3048A Battery Inverter, 3000W, 120VAC, 60Hz(50Hz) selectable, 60A AC input, 48VDC, Sinewave, Grid Tied, 5 Yr Warr, 35A Charger, with BTS, FXR3048A | 1759.83 | 3000 | No | Inverters | Vendor De-listing | 1449.27 |  | De-Listing & Stock Qty Unavailable |  | Not Applicable
311-0060 | 311-0060 | Outback, FXR2524A Battery Inverter, 2500W, 120VAC, 60Hz(50Hz) selectable, 60A AC input, 24VDC, Sinewave, Grid Tied, 5 Yr Warr, 55A Charger, with BTS, FXR2524A | 2968.38 | 2500 | No | Inverters | Vendor De-listing | 0 |  | De-Listing & Stock Qty Unavailable |  | Not Applicable
311-0061 | 311-0061 | Outback, FXR2012A Battery Inverter, 2000W, 120VAC, 60Hz(50Hz) selectable, 60A AC input, 12VDC, Sinewave, Grid Tied, 5 Yr Warr, 100A Charger,with BTS, FXR2012A | 1756.86 | 2000 | No | Inverters | Soligent De-listing | 1446.82 |  | De-Listing & Stock Qty Unavailable |  | Not Applicable
311-0062 | 311-0062 | Outback, VFXR3648A Battery Inverter, 3600W, 120VAC, 60Hz(50Hz) selectable, 60A AC input, 48VDC, Sinewave, Grid Tied, 5 Yr Warr, 45A Charger, with BTS, VFXR3648A | 2667.6 | 3600 | No | Inverters | Vendor De-listing | 0 |  | De-Listing & Stock Qty Unavailable |  | Not Applicable
311-0063 | 311-0063 | Outback, VFXR3524A Battery Inverter, 3500W, 120VAC, 60Hz(50Hz) selectable, 60A AC input, 24VDC, Sinewave, Grid Tied, 5 Yr Warr, 85A Charger, with BTS, VFXR3524A | 3218.98 | 3500 | No | Inverters | Vendor De-listing | 0 |  | De-Listing & Stock Qty Unavailable |  | Not Applicable
311-0064 | 311-0064 | Outback, VFXR2812A Battery Inverter, 2800W, 120VAC, 60Hz(50Hz) selectable, 60A AC input, 12VDC, Sinewave, Grid Tied, 5 Yr Warr, 125A Charger, with BTS, VFXR2812A | 1910.13 | 2800 | No | Inverters | Shippable | 1818.07 |  | Shippable but Stock Qty Unavailable | USIN100-0230 | Already Listed
311-0064 : 311-0064_S | 311-0064_S | Outback, VFXR2812A Battery Inverter, 2800W, 120VAC, 60Hz(50Hz) selectable, 60A AC input, 12VDC, Sinewave, Grid Tied, 5 Yr Warr, 125A Charger, with BTS, VFXR2812A | 1707.91 | 2800 | No | Inverters | Soligent De-listing | 1647.64 |  | De-Listing & Stock Qty Unavailable |  | Not Applicable
311-0065 | 311-0065 | Outback, FXR2348E Battery ROW Inverter, 2300W, 230VAC, 60Hz(50Hz) selectable, 60A AC input, 48VDC, Sinewave, Grid Tied, 5 Yr Warr, 35A Charger, with BTS, FXR2348E | 1708.57 | 2300 | No | Inverters | Soligent De-listing | 1407.06 |  | De-Listing & Stock Qty Unavailable |  | Not Applicable
311-0066 | 311-0066 | Outback, FXR2024E Battery ROW Inverter, 2000W, 230VAC, 60Hz(50Hz) selectable, 60A AC input, 24VDC, Sinewave, Grid Tied, 5 Yr Warr, 55A Charger, with BTS, FXR2024E | 1708.57 | 2000 | No | Inverters | Soligent De-listing | 1407.06 |  | De-Listing & Stock Qty Unavailable |  | Not Applicable
311-0067 | 311-0067 | Outback, FXR2012E Battery ROW Inverter, 2000W, 230VAC, 60Hz(50Hz) selectable, 60A AC input, 12VDC, Sinewave, Grid Tied, 5 Yr Warr, 100A Charger, with BTS, FXR2012E | 1708.57 | 2000 | No | Inverters | Soligent De-listing | 1407.06 |  | De-Listing & Stock Qty Unavailable |  | Not Applicable
311-0068 | 311-0068 | Outback, VFXR3048E Battery ROW Inverter, 3000W, 230VAC, 60Hz(50Hz) selectable, 60A AC input, 48VDC, Sinewave, Grid Tied, 5 Yr Warr, 45A Charger, with BTS, VFXR3048E | 1630 | 3000 | No | Inverters | Soligent De-listing | 1342.35 |  | De-Listing & Stock Qty Unavailable |  | Not Applicable
311-0069 | 311-0069 | Outback, VFXR3024E Battery ROW Inverter, 3000W, 230VAC, 60Hz(50Hz) selectable, 60A AC input, 24VDC, Sinewave, Grid Tied, 5 Yr Warr, 85A Charger, with BTS, VFXR3024E | 1782.86 | 3000 | No | Inverters | Soligent De-listing | 1468.24 |  | De-Listing & Stock Qty Unavailable |  | Not Applicable
311-0070 | 311-0070 | Outback, VFXR2612E Battery ROW Inverter, 2600W, 230VAC, 60Hz(50Hz) selectable, 60A AC input, 12VDC, Sinewave, Grid Tied, 5 Yr Warr, 125A Charger, with BTS, VFXR2612E | 1782.86 | 2600 | No | Inverters | Soligent De-listing | 1468.24 |  | De-Listing & Stock Qty Unavailable |  | Not Applicable
311-0071 | 311-0071 | Outback, VFXR3648A Battery Inverter, 3600W, 120VAC, 60Hz(50Hz) selectable, 60A AC input, 48VDC, Sinewave, Grid Tied or off-grid, 5 Yr Warr, 45A Charger, with BTS, plus Mate3, VFXR3648A/M3 | 3365 | 3600 | No | Inverters | Soligent De-listing | 0 |  | De-Listing & Stock Qty Unavailable |  | Not Applicable
311-0072 | 311-0072 | Outback, VFXR3048E Battery ROW Inverter, 3000W, 230VAC, 60Hz(50Hz) selectable, 60A AC input, 48VDC, Sinewave, Grid Tied or off-grid, 5 Yr Warr, 45A Charger, with BTS, plus Mate3, VFXR3048E/M3 | 3494 | 3000 | No | Inverters | Soligent De-listing | 0 |  | De-Listing & Stock Qty Unavailable |  | Not Applicable
311-0073 | 311-0073 | Schneider Electric, CONEXT XW+ 6848 NA battery inverter, 6800W, 120/240VAC, 60Hz, 60A Transfer, 48VDC, Sinewave, Grid Tied, 140A PFC Charger, 5 Yr Warr, with BTS, 865-6848-01 | 3525.71 | 6800 | No | Inverters | Vendor De-listing | 2903.53 |  | De-Listing & Stock Qty Unavailable |  | Not Applicable
311-0074 | 311-0074 | Schneider Electric, CONEXT XW+5548-NA battery inverter, 5500W, 120/240VAC, 50/60Hz, 60A Transfer, 48VDC, Sinewave, Grid Tied, 110A PFC Charger, 5 Yr Warr, with BTS, 865-5548-01 | 2918.57 | 5500 | No | Inverters | Vendor De-listing | 0 |  | De-Listing & Stock Qty Unavailable |  | Not Applicable
311-0075 : 311-0075 : 311-0075_S | 311-0075 : 311-0075_S | OutBack, Radian GS8048A-01 battery inverter, 8000W, 120/240VAC, 60Hz, 50A Transfer, 48VDC, Sinewave, Grid Tied, 5 Yr Warr, 115A Charger, with BTS & dual AC inputs, UL1741-SA (Rule-21), Powder Coated Finish, GS8048A-01 | 3562.32 | 8000 | No | Energy Storage | Soligent De-listing | 3436.59 |  | De-Listing & Stock Qty Unavailable |  | Not Applicable
311-0076 | 311-0076 | OutBack, Radian GS4048A-01 battery inverter, 4000W, 120/240VAC, 60Hz, 50A Transfer, 48VDC, Sinewave, Grid Tied, 5 Yr Warr, 57A Charger, with BTS & dual AC inputs, UL1741-SA (Rule-21), Powder Coated Finish, GS4048A-01 | 2570.89 | 4000 | No | Energy Storage | Shippable | 2446.99 |  | Shippable but Stock Qty Unavailable | USSS100-0042 | Already Listed
311-0076 : 311-0076_S | 311-0076_S | OutBack, Radian GS4048A-01 battery inverter, 4000W, 120/240VAC, 60Hz, 50A Transfer, 48VDC, Sinewave, Grid Tied, 5 Yr Warr, 57A Charger, with BTS & dual AC inputs, UL1741-SA (Rule-21), Powder Coated Finish, GS4048A-01 | 2130.73 | 4000 | No | Energy Storage | Soligent De-listing | 2055.53 |  | De-Listing & Stock Qty Unavailable |  | Not Applicable
311-0077 | 311-0077 | Outback, FXR3048A-01 Battery Inverter, 3000W, 120VAC, 60Hz(50Hz) selectable, 60A AC input, 48VDC, Sinewave, Grid Tied, 5 Yr Warr, 35A Charger, with BTS, UL1741-SA, FXR3048A-01 | 1678.95 | 3000 | No | Inverters | Soligent De-listing | 1618.27 |  | De-Listing & Stock Qty Unavailable |  | Not Applicable
311-0077 : 311-0077_S | 311-0077_S | Outback, FXR3048A-01 Battery Inverter, 3000W, 120VAC, 60Hz(50Hz) selectable, 60A AC input, 48VDC, Sinewave, Grid Tied, 5 Yr Warr, 35A Charger, with BTS, UL1741-SA, FXR3048A-01 | 1574.74 | 3000 | No | Inverters | Soligent De-listing | 1519.16 |  | De-Listing & Stock Qty Unavailable |  | Not Applicable
311-0078 | 311-0078 | Outback, FXR2524A-01 Battery Inverter, 2500W, 120VAC, 60Hz(50Hz) selectable, 60A AC input, 24VDC, Sinewave, Grid Tied, 5 Yr Warr, 55A Charger, with BTS, FXR2524A-01 | 2459.6 | 2500 | No | Inverters | Soligent De-listing | 1242.22 |  | De-Listing & Stock Qty Unavailable |  | Not Applicable
311-0079 : 311-0079_S | 311-0079_S | Outback, VFXR3648A-01 Battery Inverter, 3600W, 120VAC, 60Hz(50Hz) selectable, 60A AC input, 48VDC, Sinewave, Grid Tied, 5 Yr Warr, 45A Charger, with BTS, VFXR3648A-01 | 1707.91 | 3600 | No | Energy Storage | Soligent De-listing | 1647.64 |  | De-Listing & Stock Qty Unavailable |  | Not Applicable
311-0080 : 311-0080 : 311-0080_S | 311-0080 : 311-0080_S | Outback, VFXR3524A-01 Battery Inverter, 3500W, 120VAC, 60Hz(50Hz) selectable, 60A AC input, 24VDC, Sinewave, Grid Tied, 5 Yr Warr, 85A Charger, with BTS, VFXR3524A-01 | 1707.91 | 3500 | No | Energy Storage | Soligent De-listing | 1647.64 |  | De-Listing & Stock Qty Unavailable |  | Not Applicable
311-0081 | 311-0081 | OutBack, SkyBox Battery or Battery-Less Inverter, 5000W, 120/240VAC, 48VDC, Transformerless Sinewave, Grid Tie/Off-Grid, 2, 600V PV inputs, with AFCI/GFDI, 100A Charger, with BTS & Dual AC inputs, 5 Yr Warr, UL1741-SA (Rule-21), NEMA 3R, SBX5048 | 3407.3 | 5000 | No | Inverters | Vendor De-listing | 3284.14 |  | De-Listing & Stock Qty Unavailable |  | Not Applicable
311-0081 : 311-0081_S | 311-0081_S | OutBack, SkyBox Battery or Battery-Less Inverter, 5000W, 120/240VAC, 48VDC, Transformerless Sinewave, Grid Tie/Off-Grid, 2, 600V PV inputs, with AFCI/GFDI, 100A Charger, with BTS & Dual AC inputs, 5 Yr Warr, UL1741-SA (Rule-21), NEMA 3R, SBX5048 | 3043.9 | 5000 | No | Inverters | Soligent De-listing | 2936.47 |  | De-Listing & Stock Qty Unavailable |  | Not Applicable
311-0082 : 311-0082 : 311-0082 : 311-0082_S | 311-0082 : 311-0082 : 311-0082_S | Schneider Electric, CONEXT XW-Pro-6848 battery inverter, 6800W, 120/240VAC, 60Hz, 60A Transfer, 48VDC, Sinewave, Grid Tied, 140A 0.98 PFC Charger, 5 Yr Warr, with BTS, UL1741-SA (Rule-21), 865-6848-21 | 2988.11 | 6800 | No | Inverters | Soligent De-listing | 2882.65 |  | De-Listing & Stock Qty Unavailable |  | Not Applicable
311-0082-B : 311-0082-B_S | 311-0082-B_S | "B" Grade Schneider Electric, CONEXT XW-Pro-6848 battery inverter, 6800W, 120/240VAC, 60Hz, 60A Transfer, 48VDC, Sinewave, Grid Tied, 140A 0.98 PFC Charger, 5 Yr Warr, with BTS, UL1741-SA (Rule-21), 865-6848-21 | 2729.74 | 6800 | No | Inverters | Soligent De-listing | 2633.4 |  | De-Listing & Stock Qty Unavailable |  | Not Applicable
311-0083 : 311-0083_S | 311-0083_S | Sol-Ark, 12K Battery or Battery-Less Inverter, 9,000 watt 120/240-208Vac, 50/60Hz, 48VDC, Transformerless Sinewave, Grid Tie/Off-Grid, AC and/or DC Coupled, 2 MPPT PV inputs, with AFCI/GFDI, BTS & Dual AC inputs, 10 Yr Warr, UL1741-SA (Rule-21), NEMA 3R ,(Outdoor), SA-12K | 5970.33 | 12000 | No | Energy Storage | Vendor De-listing | 5599.55 |  | De-Listing & Stock Qty Unavailable |  | Not Applicable
311-0084 | 311-0084 | Sol-Ark, 8kW Battery or Battery-Less Inverter, 8,000W, 120/240-208Vac, 50/60Hz, 48VDC, Transformerless Sine Wave, Grid Tie/Off-Grid, AC and/or DC Coupled, 2 MPPT PV inputs, with AFCI/GFDI, BTS & Dual AC inputs, with Standard 10 Yr. Warr, UL1741-SA (Rule-21), NEMA 3R, SA-8K-10YR | 5975.61 | 9000 | No | Energy Storage | Soligent De-listing | 5764.71 |  | De-Listing & Stock Qty Unavailable |  | Not Applicable
311-0084 : 311-0084_S | 311-0084_S | Sol-Ark, 8kW Battery or Battery-Less Inverter, 8,000W, 120/240-208Vac, 50/60Hz, 48VDC, Transformerless Sine Wave, Grid Tie/Off-Grid, AC and/or DC Coupled, 2 MPPT PV inputs, with AFCI/GFDI, BTS & Dual AC inputs, with Standard 10 Yr Warr, UL1741-SA (Rule-21), NEMA 1 ,(Indoor), SA-8K | 5853.66 | 9000 | No | Energy Storage | Soligent De-listing | 5647.06 |  | De-Listing & Stock Qty Unavailable |  | Not Applicable
311-0085 | 311-0085 | Sol-Ark,5kW Battery or Battery-Less Inverter, 5,000W, 120/240-208Vac, 50/60Hz, 48VDC,Transformerless Sinewave, Grid Tie/Off-Grid, AC and/or DC Coupled, 2 MPPT PV inputs, with AFCI/GFDI, BTS & Dual AC inputs, 5 Yr Warr, NEMA 3R ,(Outdoor), 5K-2P-N | 4512.2 | 5000 | No | Energy Storage | Vendor De-listing | 4157.3 |  | De-Listing & Stock Qty Unavailable |  | Not Applicable
311-0085 : 311-0085_S | 311-0085_S | Sol-Ark,5kW Battery or Battery-Less Inverter, 5,000W, 120/240-208Vac, 50/60Hz, 48VDC,Transformerless Sinewave, Grid Tie/Off-Grid, AC and/or DC Coupled, 2 MPPT PV inputs, with AFCI/GFDI, BTS & Dual AC inputs, 5 Yr Warr, NEMA 3R ,(Outdoor), SA-5K | 4146.34 | 5000 | No | Energy Storage | Soligent De-listing | 3820.22 |  | De-Listing & Stock Qty Unavailable |  | Not Applicable
311-0085-B |  | "B" Grade Sol-Ark,5kW Battery or Battery-Less Inverter, 5,000W, 120/240-208Vac, 50/60Hz, 48VDC,Transformerless Sinewave, Grid Tie/Off-Grid, AC and/or DC Coupled, 2 MPPT PV inputs, with AFCI/GFDI, BTS & Dual AC inputs, 5 Yr Warr, NEMA 3R ,(Outdoor), SA-5K | 3234.04 | 5000 | No | Energy Storage | Soligent De-listing | 3070.71 |  | De-Listing & Stock Qty Unavailable |  | Not Applicable
311-0086 | 311-0086 | MidNite, MN3024 DIY Off-Grid Battery Inverter, 3000W, 24Vdc, 120Vac Sinewave, 60Hz, 30A AC input, 1 Yr. Warr, 80A AC Charger, with Built In 100V MPPT Charge Controller, MN3024DIY | 529.75 | 3000 | No | Energy Storage | Shippable | 526.52 |  | Shippable but Stock Qty Unavailable | USIN100-0142 | Already Listed
311-0086 : 311-0086_S | 311-0086_S | MidNite, MN3024 DIY Off-Grid Battery Inverter, 3000W, 24Vdc, 120Vac Sinewave, 60Hz, 30A AC input, 1 Yr. Warr, 80A AC Charger, with Built In 100V MPPT Charge Controller, MN3024DIY | 526.52 | 3000 | No | Energy Storage | Soligent De-listing | 507.94 |  | De-Listing & Stock Qty Unavailable |  | Not Applicable
311-0087 | 311-0087 | MidNite, MN3548 DIY Off-Grid Battery Inverter, 3500W, 48Vdc, 120Vac Sinewave, 60Hz, 40A AC input, 1 Yr. Warr, 30A AC Charger, with Built In 150V MPPT Charge Controller, MN3548DIY | 773.37 | 3500 | No | Energy Storage | Vendor De-listing | 748.13 |  | De-Listing & Stock Qty Unavailable |  | Not Applicable
311-0087 : 311-0087_S | 311-0087_S | MidNite, MN3548 DIY Off-Grid Battery Inverter, 3500W, 48Vdc, 120Vac Sinewave, 60Hz, 40A AC input, 1 Yr. Warr, 30A AC Charger, with Built In 150V MPPT Charge Controller, MN3548DIY | 768.66 | 3500 | No | Energy Storage | Soligent De-listing | 741.53 |  | De-Listing & Stock Qty Unavailable |  | Not Applicable
311-0088 | 311-0088 | Sol-Ark, 8kW Battery or Battery-Less Inverter, 8,000W, 120/240-208Vac, 50/60Hz, 48VDC, Transformerless Sine Wave, Grid Tie/Off-Grid, AC and/or DC Coupled, 2 MPPT PV inputs, with AFCI/GFDI, BTS & Dual AC inputs, with Standard 5 Yr. Warr, UL1741-SA (Rule-21), NEMA 3R, SA-8K-N | 5365.85 | 8000 | No | Energy Storage | Shippable | 5176.47 |  | Shippable but Stock Qty Unavailable |  | Not Applicable
311-0088 : 311-0088_S | 311-0088_S | Sol-Ark, 8kW Battery or Battery-Less Inverter, 8,000W, 120/240-208Vac, 50/60Hz, 48VDC, Transformerless Sine Wave, Grid Tie/Off-Grid, AC and/or DC Coupled, 2 MPPT PV inputs, with AFCI/GFDI, BTS & Dual AC inputs, with Standard 5 Yr Warr, UL1741-SA (Rule-21), NEMA 1 ,(Indoor), SA-8K | 5243.9 | 8000 | No | Energy Storage | Soligent De-listing | 5058.82 |  | De-Listing & Stock Qty Unavailable |  | Not Applicable
311-0089 | 311-0089 | MidNite, MN5048 DIY Off-Grid Battery Inverter, 5000W, 48Vdc, 120Vac Sinewave, 60Hz, 63A AC By-Pass, 40A AC Charger, with Built In 500V MPPT Charge Controller, 1 Year Warranty, MN5048DIY | 835.73 | 5000 | No | Energy Storage | Shippable | 806.24 |  | Shippable but Stock Qty Unavailable | USIN100-0144 | Already Listed
311-0091 | 311-0091 | Storz Power, Sol-Ark, 12K EMP Hardened Battery or Battery-Less Inverter, 9,000 watt 120/240-208Vac, 50/60Hz, 48VDC, Transformerless Sinewave, Grid Tie/Off-Grid, AC and/or DC Coupled, 2 MPPT PV inputs, with AFCI/GFDI, BTS & Dual AC inputs, 10 Yr. Warr, UL1741-SA (Rule-21), NEMA 3R, 10269 | 8902.44 | 12000 | No | Inverters | Shippable | 7800 |  | Shippable but Stock Qty Unavailable |  | Not Applicable
311-0092 |  | Sol-Ark, 15K Battery or Battery-Less Inverter, 15kW/12kW from Battery, 120/240/208Vac, 50/60Hz, 48VDC, Transformerless Sinewave, Grid Tie/Off-Grid, AC and/or DC Coupled, Dual AC inputs, 200A Load Breaker, 3 MPPT PV inputs, with AFCI/GFDI, BTS, 100A CT’s, 10 Yr. Warr, UL1741-SA, NEMA 3R, SA-15K-LV | 5789.47 | 15000 | No | Energy Storage | Vendor De-listing | 5599.55 |  | De-Listing & Stock Qty Unavailable |  | Not Applicable
311-0093 |  | SimpliPhi, ESS 6kW Battery or Battery-Less Inverter, 6,000W, 120/240Vac, 50/60Hz, 48VDC,Transformerless Sinewave, Grid Tie/Off-Grid, AC or DC Coupled, 2 MPPT PV inputs, with AFCI/GFDI, BTS & Dual AC inputs, 10 Yr. Warranty, IP65, SPHI-IN-6 | 3412.16 | 6000 | No | Energy Storage | Shippable | 3156.25 |  | Shippable but Stock Qty Unavailable |  | Not Applicable
311-0095 | 311-0095 | Outback, Mojave 8kW Battery Inverter, AC Coupled ONLY, 8kW 120/240Vac Grid-Tie/Off Grid, 48 Volt, with 2, 200A CT’s, 10 Yr. Warr, NEMA 1, OGHI8048A | 5000 | 8000 | No | Inverters | Shippable | 4823.53 |  | Shippable but Stock Qty Unavailable | USMI100-0027 | Already Listed
311-0096 | 311-0096 | Sol-Ark,5kW Battery or Battery-Less Inverter, 5,000W, 120Vac, 50/60Hz, 48VDC,Transformerless Sinewave, Grid Tie/Off-Grid, DC Coupled with 2 MPPT PV inputs, with AFCI/GFDI & BTS, 5 Yr Warr, NEMA 3R (Outdoor), 5K-1P-N | 2621.95 | 5000 | No | Energy Storage | Shippable | 2529.41 |  | Shippable but Stock Qty Unavailable | USSSP110-1289 | Already Listed
311-0098 | 311-0098 | Sol-Ark, 15K Battery or Battery-Less Inverter, 15kW/12kW from Battery, 120/240/208Vac, 50/60Hz, 48VDC, Transformerless Sinewave, Grid Tie/Off-Grid, AC and/or DC Coupled, Dual AC inputs, 200A Load Breaker, 3 MPPT PV inputs, with AFCI/GFDI, BTS, 100A CT’s, 10 Yr. Warr, UL1741-SB, NEMA 3R, SA-15K-2P-N | 6036.59 | 15000 | No | Energy Storage | Shippable | 5823.53 |  | Shippable but Stock Qty Unavailable | USIN100-0356 | Already Listed
311-0099 | 311-0099 | Fortress Power, Envy 12K Battery or Battery-Less Inverter, 12kW from Battery, 120/240Vac, 50/60Hz, 48VDC, Transformerless Sinewave, Grid Tie/Off-Grid, AC and/or DC Coupled, Dual AC inputs, 200A Pass-through Breaker, 3 600V MPPT PV inputs, with AFCI/GFDI, Built in APsmart transmitter, 10 Yr. Warr, UL1741-SB, NEMA 4X, ENVY 12kW | 5937.5 | 12000 | No | Energy Storage | Shippable | 5459.77 |  | Shippable but Stock Qty Unavailable |  | Not Applicable
312-0000 | 312-0000 | SMA, Windy Boy, 6000US Inverter, 6000W, Wind Inverter, specify turbine, SB 6000US WB | 8547 | 6000 | No | Inverters | Soligent De-listing | 0 |  | De-Listing & Stock Qty Unavailable |  | Not Applicable
312-0003 | 312-0003 | SMA, Windy Boy, 3000US Inverter, 3000W, Wind Inverter, specify turbine, SB 3000US WB | 2575 | 3000 | No | Inverters | Soligent De-listing | 0 |  | De-Listing & Stock Qty Unavailable |  | Not Applicable
312-0005 | 312-0005 | SMA, Windy Boy, 7000US Inverter, 7000W, Wind Inverter for Proven 6kW turbine, SB 7000US WB 6kW | 5426 | 7000 | No | Inverters | Vendor De-listing | 0 |  | De-Listing & Stock Qty Unavailable |  | Not Applicable
312-0008 | 312-0008 | SMA, Windy Boy, 8000US Inverter, 8000W, Wind Inverter, specify turbine, SB 8000US WB | 10116 | 8000 | No | Inverters | Soligent De-listing | 0 |  | De-Listing & Stock Qty Unavailable |  | Not Applicable
312-0009 | 312-0009 | SMA, Windy Boy, 5000US Inverter, 5000W, Wind Inverter, specify turbine, SB 5000US WB | 8026 | 5000 | No | Inverters | Soligent De-listing | 0 |  | De-Listing & Stock Qty Unavailable |  | Not Applicable
312-0010 | 312-0010 | SMA, Windy Boy, 7000US Inverter, 7000W, Wind Inverter, specify turbine, SB 7000US WB | 9302 | 7000 | No | Inverters | Soligent De-listing | 0 |  | De-Listing & Stock Qty Unavailable |  | Not Applicable
313-0000 | 313-0000 | Growatt, 3.8kW-V2 Battery or Battery-Less Grid-Tie Inverter, 3800 watt, 240/208Vac, 50/60Hz, 600Vdc Max, AC or DC Coupled, 2 MPPT PV inputs, with AFCI/GFDI, Tigo RSD Transmitter , 10 Yr. Warranty, UL1741-SB (Rule-21), NEMA 4X, MIN 3800TL-XH-US(W/L,TRS‐T), PV01.0070101(V2) | 908.64 | 3800 | No | Inverters | Shippable | 817.78 |  | Shippable but Stock Qty Unavailable |  | Not Applicable
313-0001 | 313-0001 | Growatt, 7.6kW-V2 Battery or Battery-Less Grid-Tie Inverter, 7600 watt, 240/208Vac, 50/60Hz, 600Vdc Max, AC or DC Coupled, 3 MPPT PV inputs, with AFCI/GFDI, Tigo RSD Transmitter , 10 Yr. Warranty, UL1741-SB (Rule-21), NEMA 4X, MIN 7600TL-XH-US(W/L,TRS‐T), PV01.0070400(V2) | 1092.59 | 7600 | No | Inverters | Shippable | 983.33 |  | Shippable but Stock Qty Unavailable |  | Not Applicable
313-0002 | 313-0002 | Growatt, 8.2kW-V2 Battery or Battery-Less Grid-Tie Inverter, 8200 watt, 240/208Vac, 50/60Hz, 600Vdc Max, AC or DC Coupled, 4 MPPT PV inputs, with AFCI/GFDI, APS RSD Transmitter , 10 Yr. Warranty, UL1741-SB (Rule-21), NEMA 4X, MIN 8200TL-XH-US(W/L,TRS‐A), PV01.0073000(V2) | 1182.72 | 8200 | No | Inverters | Shippable | 1064.44 |  | Shippable but Stock Qty Unavailable |  | Not Applicable
313-0003 | 313-0003 | Growatt, 9kW-V2 Battery or Battery-Less Grid-Tie Inverter, 9000 watt, 240/208Vac, 50/60Hz, 600Vdc Max, AC or DC Coupled, 4 MPPT PV inputs, with AFCI/GFDI, APS RSD Transmitter , 10 Yr. Warranty, UL1741-SB (Rule-21), NEMA 4X, MIN 9000TL-XH-US(W/L,TRS‐A), PV01.0073100(V2) | 1207.41 | 9000 | No | Inverters | Shippable | 1086.67 |  | Shippable but Stock Qty Unavailable |  | Not Applicable
313-0004 | 313-0004 | SMA, Sunny Boy 3000HF Grid tied ROW Inverter, Includes High Frequency Transformer, 3kW, 230V, 50Hz, 5 Yr Warr, Bluetooth, SB3000HF-30 | 3298 | 3000 | No | Inverters | Vendor De-listing | 0 |  | De-Listing & Stock Qty Unavailable |  | Not Applicable
313-0005 | 313-0005 | SMA, Sunny Boy 1200 Grid tied ROW Inverter, Includes Low Frequency Transformer, 1.2kW, 230V, 50Hz, 5 Yr Warr, SB1200 | 1856 | 1200 | No | Inverters | Vendor De-listing | 0 |  | De-Listing & Stock Qty Unavailable |  | Not Applicable
313-0006 | 313-0006 | SMA, Sunny Boy 2500HF Grid tied ROW Inverter, Includes High Frequency Transformer, 2.5kW, 230V, 50Hz, 5 Yr Warr, Bluetooth, SB2500HF-30 | 3092 | 2500 | No | Inverters | Vendor De-listing | 0 |  | De-Listing & Stock Qty Unavailable |  | Not Applicable
313-0007 | 313-0007 | Growatt, 11.4kW-V2 Battery or Battery-Less Grid-Tie Inverter, 11400 watt, 240/208Vac, 50/60Hz, 600Vdc Max, AC or DC Coupled, 4 MPPT PV inputs, with AFCI/GFDI, APS RSD Transmitter , 10 Yr. Warranty, UL1741-SB (Rule-21), NEMA 4X, MIN 11400TL-XH-US(W/L,TRS‐A), PV01.0073300(V2) | 1537.04 | 11400 | No | Inverters | Shippable | 1383.33 |  | Shippable but Stock Qty Unavailable |  | Not Applicable
313-0008 | 313-0008 | SMA, Sunny Boy 3000 Grid tied ROW Inverter, Includes Low Frequency Transformer, 3kW, 230V, 50Hz, 5 Yr Warr, SB3000 | 3154 | 3000 | No | Inverters | Vendor De-listing | 0 |  | De-Listing & Stock Qty Unavailable |  | Not Applicable
313-0009 | 313-0009 | SMA, Sunny Boy 3300 Grid tied ROW Inverter, Includes Low Frequency Transformer, 3.3kW, 230VAC, 50Hz, 5 Yr Warr, SB3300-11 | 930 | 3300 | No | Inverters | Vendor De-listing | 0 |  | De-Listing & Stock Qty Unavailable |  | Not Applicable
313-0010 | 313-0010 | SMA, Sunny Boy 2500 Grid tied ROW Inverter, Includes Low Frequency Transformer, 2.5kW, 230V, 50Hz, 5 Yr Warr, SB2500 | 2904 | 2500 | No | Inverters | Vendor De-listing | 0 |  | De-Listing & Stock Qty Unavailable |  | Not Applicable
313-0011 | 313-0011 | SMA, Sunny Boy 3800 Grid tied ROW Inverter, Includes Low Frequency Transformer, 3.8kW, 230VAC, 50Hz, 5 Yr Warr, SB3800 | 3668 | 3800 | No | Inverters | Vendor De-listing | 0 |  | De-Listing & Stock Qty Unavailable |  | Not Applicable
313-0012 | 313-0012 | SMA, Sunny Tripower 8000TL-10, Grid tied ROW Inverter, Transformerless, 3-Ph, 8kW, 230VAC, 50Hz, 1000VDC, DC Discon, 5 Yr Warr, Bluetooth, STP 8000TL-10 | 7520 | 10000 | No | Inverters | Vendor De-listing | 0 |  | De-Listing & Stock Qty Unavailable |  | Not Applicable
313-0013 | 313-0013 | SMA, Sunny Boy 5000TL Grid-tied ROW Inverter, Transformerless, 5kW, 230V, 50Hz, 5 Yr Warr, Bluetooth, SB5000TL-20 | 5048 | 5000 | No | Inverters | Vendor De-listing | 0 |  | De-Listing & Stock Qty Unavailable |  | Not Applicable
313-0014 | 313-0014 | SMA, Sunny Mini Central 5000A, Grid tied inverter, Includes Low Frequency Transformer, 5kW, 213V - 600V, 50/60Hz, 5 Year Warr, SMC 5000A | 5190 | 5000 | No | Inverters | Vendor De-listing | 0 |  | De-Listing & Stock Qty Unavailable |  | Not Applicable
313-0015 | 313-0015 | SMA, Sunny Mini Central 6000A, Grid tied inverter, Includes Low Frequency Transformer, 6kW, 213V - 600V, 50/60Hz, 5 Year Warr, SMC 6000A | 5289 | 6000 | No | Inverters | Vendor De-listing | 0 |  | De-Listing & Stock Qty Unavailable |  | Not Applicable
313-0016 | 313-0016 | SMA, Sunny Mini Central 6000TL, Grid tied ROW Inverter, Transformerless, 6kW, 230VAC, 50Hz, 5 Yr Warr, SMC6000TL /RP | 5564 | 6000 | No | Inverters | Vendor De-listing | 0 |  | De-Listing & Stock Qty Unavailable |  | Not Applicable
313-0017 | 313-0017 | SMA, Sunny Mini Central 7000TL, Grid tied ROW Inverter, Transformerless, 7kW, 230VAC, 50Hz, 5 Yr Warr, SMC7000TL /RP | 5770 | 7000 | No | Inverters | Vendor De-listing | 0 |  | De-Listing & Stock Qty Unavailable |  | Not Applicable
313-0018 | 313-0018 | SMA, Sunny Boy 1700 Grid tied ROW Inverter, Includes Low Frequency Transformer, 1.7kW, 230V, 50Hz, 5 Yr Warr, SB1700 | 2204 | 1700 | No | Inverters | Vendor De-listing | 0 |  | De-Listing & Stock Qty Unavailable |  | Not Applicable
313-0019 | 313-0019 | SMA, Sunny Mini Central 8000TL, Grid tied ROW Inverter, Transformerless, 8kW, 230VAC, 50Hz, 5 Yr Warr, SMC 8000TL /RP | 5976 | 8000 | No | Inverters | Vendor De-listing | 0 |  | De-Listing & Stock Qty Unavailable |  | Not Applicable
313-0020 | 313-0020 | SMA, Sunny Mini Central 9000TL, Grid tied ROW Inverter, Transformerless, 9kW, 230VAC, 50Hz, 5 Yr Warr, SMC 9000TL /RP | 6594 | 9000 | No | Inverters | Vendor De-listing | 0 |  | De-Listing & Stock Qty Unavailable |  | Not Applicable
313-0021 | 313-0021 | SMA, Sunny Tripower 10000TL-10, Grid tied ROW Inverter, Transformerless, 3-Ph, 10kW, 230VAC, 50Hz, 1000VDC, DC Discon, 5 Yr Warr, Bluetooth, STP, 10000TL-10 | 7676 | 10000 | No | Inverters | Vendor De-listing | 0 |  | De-Listing & Stock Qty Unavailable |  | Not Applicable
313-0022 | 313-0022 | SMA, Sunny Mini Central 11000TL, Grid tied ROW Inverter, Transformerless, 11kW, 230VAC, 50Hz, 5 Yr Warr, SMC11000TL /RP | 6995 | 11000 | No | Inverters | Soligent De-listing | 0 |  | De-Listing & Stock Qty Unavailable |  | Not Applicable
313-0023 | 313-0023 | SMA, Sunny Mini Central 7000HV, Grid tied ROW Inverter, Includes Low Frequency Transformer, 1-Ph, 7kW, 230VAC, 50Hz, 800VDC, 5 Yr Warr, Ungrounded, SMC7000HV | 5976 | 7000 | No | Inverters | Vendor De-listing | 0 |  | De-Listing & Stock Qty Unavailable |  | Not Applicable
313-0024 | 313-0024 | SMA, Sunny Tripower 20000TL, Grid tied ROW Inverter, Transformerless, 3-Ph, 20kW, 230VAC, 50Hz, 1000VDC, DC Discon, 5 Yr Warr, Bluetooth, STP20000TLEE-10 | 10323 | 20000 | No | Inverters | Soligent De-listing | 0 |  | De-Listing & Stock Qty Unavailable |  | Not Applicable
313-0025 | 313-0025 | SMA, Sunny Tripower 17000TL-10, Grid tied ROW Inverter, Transformerless, 3-Ph, 17kW, 230VAC, 50Hz, 1000VDC, DC Discon, 5 Yr Warr, Bluetooth, STP 17000TL-10 | 9981 | 17000 | No | Inverters | Soligent De-listing | 0 |  | De-Listing & Stock Qty Unavailable |  | Not Applicable
313-0026 | 313-0026 | SMA, Sunny Tripower 12000TL-10, Grid tied ROW Inverter, Transformerless, 3-Ph, 12kW, 230VAC, 50Hz, 1000VDC, DC Discon, 5 Yr Warr, Bluetooth, STP 12000TL-10 | 8198 | 12000 | No | Inverters | Vendor De-listing | 0 |  | De-Listing & Stock Qty Unavailable |  | Not Applicable
313-0027 | 313-0027 | SMA, Sunny Tripower 15000TL-10, Grid tied ROW Inverter, Transformerless, 3-Ph, 15kW, 230VAC, 50Hz, 1000VDC, DC Discon, 5 Yr Warr, Bluetooth, STP 15000TL-10 | 7465 | 15000 | No | Inverters | Vendor De-listing | 0 |  | De-Listing & Stock Qty Unavailable |  | Not Applicable
313-0028 | 313-0028 | SMA, Sunny Mini Central 10000TL, Grid tied ROW Inverter, Transformerless, 10kW, 230VAC, 50Hz, 5 Yr Warr, SMC10000TL /RP | 6607.98 | 10000 | No | Inverters | Vendor De-listing | 0 |  | De-Listing & Stock Qty Unavailable |  | Not Applicable
313-0029 | 313-0029 | SMA, Sunny Tripower 10000TL-20, Grid tied ROW Inverter, Transformerless, 3-Ph, 10kW, 230VAC, 50Hz, 1000VDC, DC Discon, 5 Yr Warr, Speedwire, STP10000TL-20 | 6978 | 10000 | No | Inverters | Soligent De-listing | 0 |  | De-Listing & Stock Qty Unavailable |  | Not Applicable
313-0030 | 313-0030 | SMA, Sunny Tripower 12000TL-20, Grid tied ROW Inverter, Transformerless, 3-Ph, 12kW, 230VAC, 50Hz, 1000VDC, DC Discon, 5 Yr Warr, STP 12000TL-20 | 5822 | 12000 | No | Inverters | Vendor De-listing | 0 |  | De-Listing & Stock Qty Unavailable |  | Not Applicable
313-0031 | 313-0031 | SMA, Sunny Tripower 10000TL, Grid tied ROW Inverter, Transformerless, 3-Ph, 10kW, 230/400VAC, 50Hz, 1000VDC, DC Discon, Webconnect, 5 Yr Warr, STP 10000TL-20 | 4387.5 | 10000 | No | Inverters | Vendor De-listing | 2437.5 |  | De-Listing & Stock Qty Unavailable |  | Not Applicable
313-0032 | 313-0032 | SMA, Sunny Tripower 20000TL, Grid tied ROW Inverter, Transformerless, 3-Ph, 20kW, 230/400VAC, 50Hz, 1000VDC, DC Discon, Webconnect, 5 Yr Warr, STP 20000TL-30 | 6232.76 | 20000 | No | Inverters | Vendor De-listing | 0 |  | De-Listing & Stock Qty Unavailable |  | Not Applicable
320-0000 | 320-0000 | Outback, FX2012ET battery ROW Inverter, 2000W, 230VAC, 50Hz, 20A Transfer, 12VDC, Sinewave, Off Grid, 5 Yr Warr, 100A Charger, with BTS, FX2012ET DC/SD INVERTE OUTBACK 2000W.. | 2469 | 2000 | No | Inverters | Vendor De-listing | 0 |  | De-Listing & Stock Qty Unavailable |  | Not Applicable
320-0001 | 320-0001 | Outback, FX2012MT battery inverter, 2000W, 120VAC, 60Hz, 40A Transfer, 12VDC, Sinewave, Off Grid, 5 Yr Warr, 80A Charger, with BTS & Switched Ground, FX2012MT DC/SD INVERTE OUTBACK 2000W.. | 1760.57 | 2000 | No | Energy Storage | Soligent De-listing | 1449.88 |  | De-Listing & Stock Qty Unavailable |  | Not Applicable
320-0002 | 320-0002 | Outback, FX2012T battery inverter, 2000W, 120VAC, 60Hz, 40A Transfer, 12VDC, Sinewave, Off Grid, 5 Yr Warr, 80A Charger, with BTS, FX2012T | 3080 | 2000 | No | Inverters | Vendor De-listing | 0 |  | De-Listing & Stock Qty Unavailable |  | Not Applicable
320-0003 | 320-0003 | Outback, FX2024ET battery ROW Inverter, 2000W, 230VAC, 50Hz, 25A Transfer, 24VDC, Sinewave, Off Grid, 5 Yr Warr, 55A Charger, with BTS, FX2024ET | 2469 | 2000 | No | Inverters | Vendor De-listing | 0 |  | De-Listing & Stock Qty Unavailable |  | Not Applicable
320-0004 | 320-0004 | Sol-Ark, 60K Battery or Battery-Less Inverter, 60,000 Watt 3 Phase 277/ 480Vac, 50/60Hz, 1,000Vdc max, Battery 600Vdc Nominal, Transformerless Sinewave, Grid Tie/Off-Grid, AC and/or DC Coupled, 4 MPPT PV inputs, with AFCI/GFDI, & Dual AC inputs, 10 Yr. Warr, NEMA 3R , 60K-3P-480V-N | 17682.93 | 60000 | No | Energy Storage | Shippable | 17058.82 |  | Shippable but Stock Qty Unavailable | USSSP110-1296 | Already Listed
320-0005 | 320-0005 | Outback, FX2348ET battery ROW Inverter, 2300W, 230VAC, 50Hz, 25A Transfer, 48VDC, Sinewave, Off Grid, 5 Yr Warr, 35A Charger, with BTS, FX2348ET | 2469 | 2300 | No | Inverters | Vendor De-listing | 0 |  | De-Listing & Stock Qty Unavailable |  | Not Applicable
320-0006 | 320-0006 | Outback, FX2524MT battery inverter, 2500W, 120VAC, 60Hz, 50A Transfer, 24VDC, Sinewave, Off Grid, 5 Yr Warr, 55A Charger, with BTS & Switched Ground, FX2524MT | 1759.83 | 2500 | No | Inverters | Soligent De-listing | 1449.27 |  | De-Listing & Stock Qty Unavailable |  | Not Applicable
320-0007 | 320-0007 | Outback, FX2524T battery inverter, 2500W, 120VAC, 60Hz, 50A Transfer, 24VDC, Sinewave, Off Grid, 5 Yr Warr, 55A Charger, with BTS, FX2524T | 2463.99 | 2500 | No | Inverters | Vendor De-listing | 0 |  | De-Listing & Stock Qty Unavailable |  | Not Applicable
320-0008 | 320-0008 | Morningstar, SureSine Sinewave Battery Inverter, 700W, 120VAC, 50/60Hz, No Transfer, 24VDC, Off Grid, 5 Yr Warr, No Charger, Hard-Wire Output, SI-700-24-120-60-HW | 572.84 | 700 | No | Energy Storage | Shippable | 552.38 |  | Shippable but Stock Qty Unavailable |  | Not Applicable
320-0009 | 320-0009 | Outback, FX3048T battery inverter, 3000W, 120VAC, 60Hz, 50A Transfer, 48VDC, Sinewave, Off Grid, 5 Yr Warr, 35A Charger, with BTS, FX3048T | 3080 | 3000 | No | Inverters | Vendor De-listing | 0 |  | De-Listing & Stock Qty Unavailable |  | Not Applicable
320-0010 | 320-0010 | Outback, VFX2612E battery ROW Inverter, 2600W, Off-Grid, 230VAC, 50Hz, 20A Transfer, 12VDC, Sinewave, Off Grid, 5 Yr Warr, 120A Charger, with BTS, VFX2612E | 2859 | 2600 | No | Inverters | Vendor De-listing | 0 |  | De-Listing & Stock Qty Unavailable |  | Not Applicable
320-0011 | 320-0011 | Outback, VFX2812 battery inverter, 2800W, 120VAC, 60Hz, 40A Transfer, 12VDC, Sinewave, Off Grid, 5 Yr Warr, 125A Charger, with BTS, VFX2812 | 3340 | 2800 | No | Inverters | Vendor De-listing | 0 |  | De-Listing & Stock Qty Unavailable |  | Not Applicable
320-0012 | 320-0012 | Outback, VFX2812M battery inverter, 2800W, 120VAC, 60Hz, 40A Transfer, 12VDC, Sinewave, Off Grid, 5 Yr Warr, 125A Charger, with BTS & Switched Ground, VFX2812M | 1916.57 | 2800 | No | Inverters | Soligent De-listing | 1578.35 |  | De-Listing & Stock Qty Unavailable |  | Not Applicable
320-0013 | 320-0013 | Outback, VFX3024E battery ROW Inverter, 3000W, 230VAC, 50Hz, 25A Transfer, 24VDC, Sinewave, Off Grid, 5 Yr Warr, 85A Charger, with BTS, VFX3024E | 2859 | 3000 | No | Inverters | Vendor De-listing | 0 |  | De-Listing & Stock Qty Unavailable |  | Not Applicable
320-0014 | 320-0014 | Sol-Ark, 8K-2P EMP Hardened Battery or Battery-Less Inverter, 8,000W, 120/240-208Vac, 50/60Hz, 48VDC, Transformerless Sine Wave, Grid Tie/Off-Grid, AC and/or DC Coupled, 2 MPPT PV inputs, with AFCI/GFDI, BTS & Dual AC inputs, with Standard 5 Yr. Warr, UL1741-SA, NEMA 3R, SA-8K-2P-EMP | 6219.51 | 8000 | No | Energy Storage | Shippable | 6000 |  | Shippable but Stock Qty Unavailable |  | Not Applicable
320-0015 | 320-0015 | Outback, VFX3048E battery ROW Inverter, 3000W, 230VAC, 50Hz, 25A Transfer, 48VDC, Sinewave, Off Grid, 5 Yr Warr, 45A Charger, with BTS, VFX3048E | 2859 | 3000 | No | Inverters | Vendor De-listing | 0 |  | De-Listing & Stock Qty Unavailable |  | Not Applicable
320-0016 | 320-0016 | Outback, VFX3524 battery inverter, 3500W, 120VAC, 60Hz, 50A Transfer, 24VDC, Sinewave, Off Grid, 5 Yr Warr, 85A Charger, with BTS, VFX3524 | 2671.99 | 3500 | No | Inverters | Vendor De-listing | 0 |  | De-Listing & Stock Qty Unavailable |  | Not Applicable
320-0017 | 320-0017 | Outback, VFX3524M battery inverter, 3500W, 120VAC, 60Hz, 50A Transfer, 24VDC, Sinewave, Off Grid, 5 Yr Warr, 85A Charger, with BTS & Switched Ground, VFX3524M | 2106.33 | 3500 | No | Energy Storage | Shippable | 2004.82 |  | Shippable but Stock Qty Unavailable | USCC100-0049 | Already Listed
320-0017 : 320-0017_S | 320-0017_S | Outback, VFX3524M battery inverter, 3500W, 120VAC, 60Hz, 50A Transfer, 24VDC, Sinewave, Off Grid, 5 Yr Warr, 85A Charger, with BTS & Switched Ground, VFX3524M | 1717.9 | 3500 | No | Energy Storage | Soligent De-listing | 1657.27 |  | De-Listing & Stock Qty Unavailable |  | Not Applicable
320-0018 | 320-0018 | Outback, VFX3648 battery inverter, 3600W, 120VAC, 60Hz, 50A Transfer, 48VDC, Sinewave, Off Grid, 5 Yr Warr, 45A Charger, with BTS, VFX3648 | 2671.99 | 3600 | No | Inverters | Vendor De-listing | 0 |  | De-Listing & Stock Qty Unavailable |  | Not Applicable
320-0019 | 320-0019 | Sol-Ark, 12K-2P EMP Hardened Battery or Battery-Less Inverter, 9,000 watt 120/240-208Vac, 50/60Hz, 48VDC, Transformerless Sinewave, Grid Tie/Off-Grid, AC and/or DC Coupled, 2 MPPT PV inputs, with AFCI/GFDI, BTS, 100A CT’s & Dual AC inputs, 10 Yr. Warr, UL1741-SB (Rule-21), NEMA 3R, SA-12K-2P-EMP | 6392.47 | 9000 | No | Energy Storage | Shippable | 5995.48 |  | Shippable but Stock Qty Unavailable |  | Not Applicable
320-0020 | 320-0020 | Sol-Ark, 15K-2P EMP Hardened Battery or Battery-Less Inverter, 15kW/12kW from Battery, 120/240/208Vac, 50/60Hz, 48VDC, Transformerless Sinewave, Grid Tie/Off-Grid, AC and/or DC Coupled, Dual AC inputs, 200A Load Breaker, 3 MPPT PV inputs, with AFCI/GFDI, BTS, 100A CT’s, 10 Yr. Warr, UL1741-SB, NEMA 3R, SA-15K-2P-N-EMP | 8128.65 | 15000 | No | Energy Storage | Shippable | 7861.99 |  | Shippable but Stock Qty Unavailable |  | Not Applicable
320-0021 | 320-0021 | SMA, Sunny Boy Storage Bundle, includes: 1, Sunny Boy Storage 6.0 Inverter, 1, 200A ABU, Automatic Back-up Unit, 1, BYD Battery-Box-H20, LFP Battery, 20kWh useable, UL-9540, SBS6.0-ABU-HVL20.0 | 14259.26 | 6000 | No | Energy Storage | Shippable | 12833.33 |  | Shippable but Stock Qty Unavailable |  | Not Applicable
320-0038 | 320-0038 | Outback, FX2532MT battery inverter, 2500W, 120VAC, 60Hz, 40A Transfer, 32VDC, Sinewave, Off Grid, 5 Yr Warr, 35A Charger, with BTS & Switched Ground, FX2532MT | 1759.83 | 2500 | No | Inverters | Vendor De-listing | 0 |  | De-Listing & Stock Qty Unavailable |  | Not Applicable
320-0040 | 320-0040 | Magnum, RD2212 battery inverter, 2200W, 120VAC, 60Hz, 30A Transfer, 12VDC, Modified Sine, Off Grid, 2 Yr Warr, 110A Charger, with BTS, RD2212 | 1002.21 | 2200 | No | Inverters | Soligent De-listing | 825.35 |  | De-Listing & Stock Qty Unavailable |  | Not Applicable
320-0042 | 320-0042 | Magnum, RD4024E battery ROW Inverter, 4000W, 230VAC, 50Hz, 30A Transfer, 24VDC, Modified Sine, Off Grid, 2 Yr Warr, 105A Charger, with BTS, RD4024E | 1398.21 | 4000 | No | Inverters | Soligent De-listing | 1151.47 |  | De-Listing & Stock Qty Unavailable |  | Not Applicable
320-0045 | 320-0045 | Magnum, MMS1012 battery inverter, 1000W, 120VAC, 60Hz, 20A Transfer, 12VDC, Sinewave, Off Grid, 2 Yr Warr, 50A Charger, with BTS, MMS1012-U | 898.71 | 1000 | No | Inverters | Soligent De-listing | 740.12 |  | De-Listing & Stock Qty Unavailable |  | Not Applicable
320-0047 | 320-0047 | Xantrex, Trace TR1524-120-60, 1500W, Off Grid, 24VDC 120VAC, 60 Hz, RNW9891005 | 1138.86 | 1500 | No | Inverters | Soligent De-listing | 0 |  | De-Listing & Stock Qty Unavailable |  | Not Applicable
320-0048 | 320-0048 | Xantrex, Trace TR2412-120-60, 2400W, Off Grid, 12VDC 120VAC, 60 Hz, RNW9891010 | 636.84 | 2400 | No | Inverters | Soligent De-listing | 0 |  | De-Listing & Stock Qty Unavailable |  | Not Applicable
320-0051 | 320-0051 | Outback, VFX3232M battery inverter, 3200W, 120VAC, 60Hz, 40A Transfer, 32VDC, Sinewave, Off Grid, 5 Yr Warr, 45A Charger, with BTS & Switched Ground, VFX3232M | 1912.86 | 3200 | No | Inverters | Vendor De-listing | 0 |  | De-Listing & Stock Qty Unavailable |  | Not Applicable
320-0052 | 320-0052 | Outback, VFX3024J battery ROW Inverter, 3000W, 120VAC, 50Hz, 50A Transfer, 24VDC, Sinewave, Off Grid, 5 Yr Warr, 85A Charger, with BTS, VFX3024J | 1166.21 | 3000 | No | Inverters | Vendor De-listing | 0 |  | De-Listing & Stock Qty Unavailable |  | Not Applicable
320-0053 | 320-0053 | Outback, FX2348WT battery inverter, 2300W, 230VAC, 60Hz, 25A Transfer, 48VDC, Sinewave, Off Grid, 5 Yr Warr, 35A Charger, with BTS, FX2348WT | 2469 | 2300 | No | Inverters | Vendor De-listing | 0 |  | De-Listing & Stock Qty Unavailable |  | Not Applicable
320-0054 | 320-0054 | Outback, FX2024JT battery ROW Inverter, 2000W, 120VAC, 50Hz, 50A Transfer, 24VDC, Sinewave, Off Grid, 5 Yr Warr, 55A Charger, with BTS, FX2024JT | 1974.99 | 2000 | No | Inverters | Vendor De-listing | 0 |  | De-Listing & Stock Qty Unavailable |  | Not Applicable
320-0055 | 320-0055 | Outback, FX2024WT battery inverter, 2000W, 230VAC, 60Hz, 25A Transfer, 24VDC, Sinewave, Off Grid, 5 Yr Warr, 55A Charger, with BTS, FX2024WT | 2469 | 2000 | No | Inverters | Vendor De-listing | 0 |  | De-Listing & Stock Qty Unavailable |  | Not Applicable
320-0056 | 320-0056 | Outback, VFX3024W battery inverter, 3000W, 230VAC, 60Hz, 25A Transfer, 24VDC, Sinewave, Off Grid, 5 Yr Warr, 85A Charger, with BTS, VFX3024W | 2859 | 3000 | No | Inverters | Vendor De-listing | 0 |  | De-Listing & Stock Qty Unavailable |  | Not Applicable
320-0057 | 320-0057 | Outback, VFX3048W battery inverter, 3000W, 230VAC, 60Hz, 25A Transfer, 48VDC, Sinewave, Off Grid, 5 Yr Warr, 45A Charger, with BTS, VFX3048W | 2859 | 3000 | No | Inverters | Vendor De-listing | 0 |  | De-Listing & Stock Qty Unavailable |  | Not Applicable
320-0058 | 320-0058 | Magnum, MM612AE battery inverter, 600W, 120VAC, 60Hz, 20A Transfer, 12VDC, Modified Sine, Off Grid, 2 Yr Warr, 30A Charger, with BTS, MM612AE | 410.79 | 600 | No | Inverters | Vendor De-listing | 338.29 |  | De-Listing & Stock Qty Unavailable |  | Not Applicable
320-0060 | 320-0060 | Magnum, MM1524AE battery inverter, 1500W, 120VAC, 60Hz, 12A Transfer, 24VDC, Modified Sine, Off Grid, 2 Yr Warr, 35A Charger, with BTS, MM1524AE | 664.07 | 1500 | No | Inverters | Soligent De-listing | 546.88 |  | De-Listing & Stock Qty Unavailable |  | Not Applicable
320-0061 | 320-0061 | Magnum, MS2000 battery inverter, 2000W, 120VAC, 60Hz, 30A Transfer, 12VDC, Sinewave, Off Grid, 3 Yr Warr, 100A Charger, with BTS, MS2000 | 1400.79 | 2000 | No | Inverters | Vendor De-listing | 1153.59 |  | De-Listing & Stock Qty Unavailable |  | Not Applicable
320-0062 | 320-0062 | Magnum, MS2000 battery inverter, 2000W, 120VAC, 60Hz, 30A Transfer, 12VDC, Sinewave, Off Grid, 3 Yr Warr, 100A Charger, with BTS & 2x20A AC Breakers, MS2000-20BL-U | 2297.71 | 2000 | No | Inverters | Soligent De-listing | 0 |  | De-Listing & Stock Qty Unavailable |  | Not Applicable
320-0063 | 320-0063 | Magnum, MS2000 battery inverter, 2000W, 120VAC, 60Hz, 30A Transfer, 12VDC, Sinewave, Off Grid, 3 Yr Warr, 100A Charger, with BTS & 2x15A AC Breakers, MS2000-15BL-U | 1505.57 | 2000 | No | Inverters | Soligent De-listing | 1239.88 |  | De-Listing & Stock Qty Unavailable |  | Not Applicable
320-0064 | 320-0064 | Magnum, MS2012 battery inverter, 2000W, 120VAC, 60Hz, 2x30A Transfer, 12VDC, Sinewave, Off Grid, 3 Yr Warr, 100A Charger, with BTS, MS2012 | 1458.64 | 2000 | No | Inverters | Vendor De-listing | 1201.24 |  | De-Listing & Stock Qty Unavailable |  | Not Applicable
320-0065 | 320-0065 | Magnum, MS2012 battery inverter, 2000W, 120VAC, 60Hz, 2x30A Transfer, 12VDC, Sinewave, Off Grid, 2 Yr Warr, 100A Charger, with BTS & 2x20A AC Breakers, MS2012-20BL-U | 1629.93 | 2000 | No | Energy Storage | Shippable | 1405.11 |  | Shippable but Stock Qty Unavailable | USSP100-0174 | Already Listed
320-0065 : 320-0065_S | 320-0065_S | Magnum, MS2012 battery inverter, 2000W, 120VAC, 60Hz, 2x30A Transfer, 12VDC, Sinewave, Off Grid, 2 Yr Warr, 100A Charger, with BTS & 2x20A AC Breakers, MS2012-20BL-U | 2406.14 | 2000 | No | Energy Storage | Soligent De-listing | 0 |  | De-Listing & Stock Qty Unavailable |  | Not Applicable
320-0066 | 320-0066 | Magnum, MS2012 battery inverter, 2000W, 120VAC, 60Hz, 2x30A Transfer, 12VDC, Sinewave, Off Grid, 3 Yr Warr, 100A Charger, with BTS & 2x15A AC Breakers, MS2012-15BL-U | 1576.93 | 2000 | No | Inverters | Soligent De-listing | 1298.65 |  | De-Listing & Stock Qty Unavailable |  | Not Applicable
320-0067 | 320-0067 | Magnum, MS2812 battery inverter, 2800W, 120VAC, 60Hz, 2x30A Transfer, 12VDC, Sinewave, Off Grid, 3 Yr. Warr, 125A Charger, with BTS, MS2812-L-U | 1685.01 | 2800 | No | Energy Storage | Shippable | 1625.54 |  | Shippable but Stock Qty Unavailable | USIN100-0313 | Already Listed
320-0067 : 320-0067_S | 320-0067_S | Magnum, MS2812 battery inverter, 2800W, 120VAC, 60Hz, 2x30A Transfer, 12VDC, Sinewave, Off Grid, 3 Yr. Warr, 125A Charger, with BTS, MS2812-L-U | 1528.35 | 2800 | No | Energy Storage | Soligent De-listing | 1474.41 |  | De-Listing & Stock Qty Unavailable |  | Not Applicable
320-0068 : 320-0068_S | 320-0068_S | Magnum, MS4024 battery inverter, 4000W, 120VAC, 60Hz, 2x30A Transfer, 24VDC, Sinewave, Off Grid, 3 Yr Warr, 105A Charger, with BTS, MS4024-L-U | 1572.26 | 4000 | No | Energy Storage | Soligent De-listing | 1516.76 |  | De-Listing & Stock Qty Unavailable |  | Not Applicable
320-0070 | 320-0070 | Magnum, RD1824 battery inverter, 1800W, 120VAC, 60Hz, 30A Transfer, 24VDC, Modified Sine, Off Grid, 2 Yr Warr, 50A Charger, with BTS, RD1824 | 995.79 | 1800 | No | Inverters | Vendor De-listing | 820.06 |  | De-Listing & Stock Qty Unavailable |  | Not Applicable
320-0071 | 320-0071 | Magnum, RD2824 battery inverter, 2800W, 120VAC, 60Hz, 30A Transfer, 24VDC, Modified Sine, Off Grid, 2 Yr Warr, 80A Charger, with BTS, RD2824 | 1148.35 | 2800 | No | Energy Storage | Shippable | 1107.82 |  | Shippable but Stock Qty Unavailable | USSP100-0171 | Already Listed
320-0071 : 320-0071_S | 320-0071_S | Magnum, RD2824 battery inverter, 2800W, 120VAC, 60Hz, 30A Transfer, 24VDC, Modified Sine, Off Grid, 2 Yr Warr, 80A Charger, with BTS, RD2824 | 1041.59 | 2800 | No | Energy Storage | Soligent De-listing | 1004.82 |  | De-Listing & Stock Qty Unavailable |  | Not Applicable
320-0072 | 320-0072 | Magnum, RD3924 battery inverter, 3900W, 120VAC, 60Hz, 30A Transfer, 24VDC, Modified Sine, Off Grid, 2 Yr Warr, 105A Charger, with BTS, RD3924 | 1330.07 | 3900 | No | Inverters | Soligent De-listing | 1095.35 |  | De-Listing & Stock Qty Unavailable |  | Not Applicable
320-0073 | 320-0073 | Magnum, MS3748AEJ battery ROW Inverter, 3700W, 120/240VAC, 50Hz, 30A Transfer, 48VDC, Sinewave, Off-Grid, 2 Yr Warr, 60A Charger, with BTS, MS3748AEJ | 2948.31 | 3700 | No | Inverters | Vendor De-listing | 0 |  | De-Listing & Stock Qty Unavailable |  | Not Applicable
320-0076 | 320-0076 | Magnum, MM1012E battery ROW Inverter, 1500W, 230VAC, 50Hz, 20A Transfer, 12VDC, Modified Sine, Off Grid, 2 Yr Warr, 50A Charger, with BTS, MM1012E | 996.51 | 1500 | No | Inverters | Soligent De-listing | 0 |  | De-Listing & Stock Qty Unavailable |  | Not Applicable
320-0077 | 320-0077 | Magnum, MM1324E battery ROW Inverter, 1300W, 230VAC, 50Hz, 20A Transfer, 24VDC, Modified Sine, Off Grid, 2 Yr Warr, 40A Charger, with BTS, MM1324E | 996.51 | 1300 | No | Inverters | Soligent De-listing | 0 |  | De-Listing & Stock Qty Unavailable |  | Not Applicable
320-0078 | 320-0078 | Outback, VFX3236M battery inverter, 3200W, 120VAC, 60Hz, 40A Transfer, 36VDC, Sinewave, Off Grid, 5 Yr Warr, 45A Charger, with BTS & Switched Ground, VFX3236M | 1912.86 | 3200 | No | Inverters | Vendor De-listing | 0 |  | De-Listing & Stock Qty Unavailable |  | Not Applicable
320-0079 : 320-0079_S | 320-0079_S | Outback, FX2536MT battery inverter, 2500W, 120VAC, 60Hz, 40A Transfer, 36VDC, Sinewave, Off Grid, 5 Yr Warr, 35A Charger, with BTS & Switched Ground, FX2536MT | 1368.76 | 2500 | No | Energy Storage | Soligent De-listing | 1257.02 |  | De-Listing & Stock Qty Unavailable |  | Not Applicable
320-0080 | 320-0080 | Outback, OBX-GIC2524P battery inverter, 2500W, 120VAC, 60Hz, 50A Transfer, 24VDC, Sinewave, Off Grid, 1 Yr Warr, 55A Charger, with BTS & Switched Ground, OBXGIC2524P120/60 | 2484.89 | 2500 | No | Inverters | Vendor De-listing | 2046.38 |  | De-Listing & Stock Qty Unavailable |  | Not Applicable
320-0081 | 320-0081 | Outback, OBX-IC2024P battery ROW Inverter, 2000W, 230VAC, 50Hz, 25A Transfer, 24VDC, Sinewave, Off Grid, 1 Yr Warr, 55A Charger, with BTS & Switched Ground, OBXIC2024P230/50 | 3694.99 | 2000 | No | Inverters | Vendor De-listing | 0 |  | De-Listing & Stock Qty Unavailable |  | Not Applicable
320-0083 : 320-0083 : 320-0083_S | 320-0083 : 320-0083_S | Magnum, MS4024PAE battery inverter, 4000W, 120/240VAC, 60Hz, 2x30A Transfer, 24VDC, Sinewave, Off Grid, 3 Yr Warr, 105A Charger, with BTS, MS4024PAE | 1684.21 | 4000 | No | Energy Storage | Soligent De-listing | 1624.76 |  | De-Listing & Stock Qty Unavailable |  | Not Applicable
320-0083-B | 320-0083-B | "B Grade" Magnum, MS4024PAE battery inverter, 4000W, 120/240VAC, 60Hz, 2x30A Transfer, 24VDC, Sinewave, Off Grid, 3 Yr Warr, 105A Charger, with BTS, MS4024PAE | 991.59 | 4000 | No | Inverters | Vendor De-listing | 932.09 |  | De-Listing & Stock Qty Unavailable |  | Not Applicable
320-0083-B : 320-0083-B_S | 320-0083-B_S | "B Grade" Magnum, MS4024PAE battery inverter, 4000W, 120/240VAC, 60Hz, 2x30A Transfer, 24VDC, Sinewave, Off Grid, 3 Yr Warr, 105A Charger, with BTS, MS4024PAE | 1322.12 | 4000 | No | Inverters | Soligent De-listing | 1255.34 |  | De-Listing & Stock Qty Unavailable |  | Not Applicable
320-0084 : 320-0084_S | 320-0084_S | Magnum, MS4448PAE battery inverter, 4400W, 120/240VAC, 60Hz, 2x30A Transfer, 48VDC, Sinewave, Off Grid, 3 Yr Warr, 60A Charger, with BTS, MS4448PAE | 1730.85 | 4400 | No | Energy Storage | Soligent De-listing | 1669.76 |  | De-Listing & Stock Qty Unavailable |  | Not Applicable
320-0085 | 320-0085 | Magnum, MM1512AE battery inverter, 1500W, 120VAC, 60Hz, 12A Transfer, 12VDC, Modified Sine, Off Grid, 2 Yr Warr, 70A Charger, with BTS, MM1512AE | 601.07 | 1500 | No | Inverters | Soligent De-listing | 495 |  | De-Listing & Stock Qty Unavailable |  | Not Applicable
320-0086 | 320-0086 | Magnum, MS1512E battery ROW Inverter, 1500W, 230VAC, 50Hz, 30A Transfer, 12VDC, Sinewave, Off Grid, 2 Yr Warr, 75A Charger, with BTS, MS1512E | 1128.21 | 1500 | No | Inverters | Soligent De-listing | 929.12 |  | De-Listing & Stock Qty Unavailable |  | Not Applicable
320-0092 | 320-0092 | Xantrex, Power Inverter Power Pak, 852-2000 | 186.6 |  | No | Inverters | Soligent De-listing | 0 |  | De-Listing & Stock Qty Unavailable |  | Not Applicable
320-0093 | 320-0093 | Magnum, MM1212 battery inverter, 1200W, 120VAC, 60Hz, 12A Transfer, 12VDC, Modified Sine, Off Grid, 2 Yr Warr, 70A Charger, with BTS, MM1212-U | 996.51 | 1200 | No | Inverters | Soligent De-listing | 0 |  | De-Listing & Stock Qty Unavailable |  | Not Applicable
320-0094 | 320-0094 | Schneider Electric, Conext SW2524-120/240 battery inverter, 2500W, 120/240VAC, 50/60Hz, 30A Transfer, 24VDC, Sinewave, 65A Charger, 2 Yr Warr, with BTS, 865-2524 | 1700 | 2500 | No | Inverters | Vendor De-listing | 0 |  | De-Listing & Stock Qty Unavailable |  | Not Applicable
320-0095 | 320-0095 | Schneider Electric, Conext SW4024-120/240 battery inverter, 4000W, 120/240VAC, 50/60Hz, 30A Transfer, 24VDC, Sinewave, 90A Charger, 2 Yr Warr, with BTS, 865-4024-21 | 1568.17 | 4000 | No | Energy Storage | Shippable | 1512.82 |  | Shippable but Stock Qty Unavailable | USIN100-0151 | Already Listed
320-0095 : 320-0095_S | 320-0095_S | Schneider Electric, Conext SW4024-120/240 battery inverter, 4000W, 120/240VAC, 50/60Hz, 30A Transfer, 24VDC, Sinewave, 90A Charger, 2 Yr Warr, with BTS, 865-4024-21 | 1231.46 | 4000 | No | Energy Storage | Soligent De-listing | 1188 |  | De-Listing & Stock Qty Unavailable |  | Not Applicable
320-0096 | 320-0096 | Magnum, RD2624E battery ROW Inverter, 2600W, 230VAC, 50Hz, , 24VDC, Modified Sine, Off Grid, 2 Yr Warr, 75A Charger, RD2624E | 1134.64 | 2600 | No | Inverters | Soligent De-listing | 934.41 |  | De-Listing & Stock Qty Unavailable |  | Not Applicable
320-0097 | 320-0097 | Magnum, MS2000 battery inverter, 2000W, 24V, Sinewave, 2 Yr Warr, 60A Charger, MS2024-L | 1584 | 2000 | No | Inverters | Soligent De-listing | 1304.47 |  | De-Listing & Stock Qty Unavailable |  | Not Applicable
320-0098 | 320-0098 | Magnum, MSH4024RE inverter Hybrid, 4000W, 24V,Sinewave, 2 Yr Warr, 105A Charger, Load Support, 2 AC Inputs, MSH4024R | 2017.93 | 4000 | No | Inverters | Soligent De-listing | 1661.82 |  | De-Listing & Stock Qty Unavailable |  | Not Applicable
320-0099 | 320-0099 | Magnum, MS2712E battery ROW Inverter, 2700W, 230VAC, 50Hz, 30A Transfer, 12VDC, Sinewave, Off Grid, 2 Yr Warr, 125A Charger, with BTS, MS2712E | 1445.79 | 2700 | No | Inverters | Soligent De-listing | 1190.65 |  | De-Listing & Stock Qty Unavailable |  | Not Applicable
320-0100 | 320-0100 | Magnum, MSH3012M inverter Hybrid, 3000W, 12V,Sinewave, 3 Yr Warr, 125A Charger, Load Support, 1 AC Input, MSH3012M | 3035.06 | 3000 | No | Inverters | Soligent De-listing | 0 |  | De-Listing & Stock Qty Unavailable |  | Not Applicable
320-0101 | 320-0101 | Magnum, ME2512 battery inverter, 2500W, 120VAC, 60Hz, 20A Transfer, 12VDC, Modified Sine, Off Grid, 3 Yr Warr, 30A PFC Charger, ME2512 | 1040.79 | 2500 | No | Inverters | Vendor De-listing | 857.12 |  | De-Listing & Stock Qty Unavailable |  | Not Applicable
320-0102 | 320-0102 | Magnum, MMS1012-G battery inverter, 1000W, 120VAC, 60Hz, 20A Transfer, 12VDC, Sinewave, Off Grid, 2 Yr Warr, 50A Charger, with BTS, includes GFCI and 3 ft. AC cord, MMS1012-G | 1430.24 | 1000 | No | Inverters | Soligent De-listing | 0 |  | De-Listing & Stock Qty Unavailable |  | Not Applicable
320-0103 | 320-0103 | Schneider Electric, CONEXT SW 4024 4000W ROW inverter-charger, 230VAC,50/60 Hz 865-4024-61 | 1640 | 4000 | No | Inverters | Soligent De-listing | 1350.59 |  | De-Listing & Stock Qty Unavailable |  | Not Applicable
320-0104 | 320-0104 | Magnum, MSH4024M inverter Hybrid, 4000W, 24V, 120Vac, Sinewave, 3 Yr Warr, 110ADC Charger, Load Support, 1 AC Input, MSH4024M | 3056.75 | 4000 | No | Inverters | Soligent De-listing | 0 |  | De-Listing & Stock Qty Unavailable |  | Not Applicable
320-0105 | 320-0105 | Magnum, ME2012 battery inverter, 2000W, 120VAC, 60Hz, 20A Transfer, 12VDC, Modified Sine, Off Grid, 3 Yr Warr, 30A PFC Charger, ME2012 | 1538.67 | 2000 | No | Inverters | Vendor De-listing | 0 |  | De-Listing & Stock Qty Unavailable |  | Not Applicable
320-0106 : 320-0106 : 320-0106 : 320-0106_S | 320-0106 : 320-0106 : 320-0106_S | Schneider Electric, Conext SW4048 battery inverter, 4000W, 120/240VAC, 50/60Hz, 30A Transfer, 48VDC, Sinewave, 45A Charger, 2 Yr Warr, with BTS, 865-4048-21 | 1352.2 | 4000 | No | Energy Storage | Soligent De-listing | 1304.47 |  | De-Listing & Stock Qty Unavailable |  | Not Applicable
320-0107 | 320-0107 | Schneider Electric, Conext SW4048 ROW battery inverter, 4000W, 230VAC, 50/60Hz, 30A Transfer, 48VDC, Sinewave, 45A Charger, 2 Yr Warr, with BTS, 865-4048-61 | 2040 | 4000 | No | Inverters | Soligent De-listing | 1680 |  | De-Listing & Stock Qty Unavailable |  | Not Applicable
321-0000 | 321-0000 | NEP, BDM-600X-L, Micro Inverter, Compatible with 2 PV Modules, 60Vdc/2 X 14Imp Max, 208/240Vac, 580 Peak Power, Landscape AC Cables, NC0142-L-US-BQ | 200 | 580 | No | Inverters | Shippable | 192.94 |  | Shippable but Stock Qty Unavailable | USMI100-0049 | Already Listed
321-0002 : 321-0002 : 321-0002_U | 321-0002 | Morningstar, SureSine battery inverter, 300W, 115VAC, 60Hz, No Transfer, 12VDC, Sinewave, Off Grid, 2 Yr Warr, No Charger, internal BTS, SI-300-115V-UL | 265.43 | 300 | No | Energy Storage | Soligent De-listing | 255.95 |  | De-Listing & Stock Qty Unavailable | USSP100-0160 | Already Listed
321-0002 : 321-0002 : 321-0002_U : 321-0002_S | 321-0002_S | Morningstar, SureSine battery inverter, 300W, 115VAC, 60Hz, No Transfer, 12VDC, Sinewave, Off Grid, 2 Yr Warr, No Charger, internal BTS, SI-300-115V-UL | 262.2 | 300 | No | Energy Storage | Soligent De-listing | 252.94 |  | De-Listing & Stock Qty Unavailable |  | Not Applicable
321-0003 | 321-0003 | APsystems, YC600 Micro Inverter, compatible with Dual 60/72-cell PV Modules, 240/208 volt, 60Hz, 600VA Peak Power, 55Vdc Max Input, MC4 Type Connector, 10 year Warranty, UL1741-SA, Rule-21(240V Only), 110001 | 176.83 | 600 | No | Inverters | Vendor De-listing | 170.59 |  | De-Listing & Stock Qty Unavailable |  | Not Applicable
321-0003 : 321-0003_S | 321-0003_S | APsystems, YC600 Micro Inverter, compatible with Dual 60/72-cell PV Modules, 240/208 volt, 60Hz, 600VA Peak Power, 55Vdc Max Input, MC4 Type Connector, 10 year Warranty, UL1741-SA, Rule-21(240V Only), 110001 | 176.83 | 600 | No | Inverters | Soligent De-listing | 170.59 |  | De-Listing & Stock Qty Unavailable |  | Not Applicable
321-0004 | 321-0004 | APsystems, QS1 Micro Inverter, compatible with 4 60/72-cell PV Modules, 240/208 volt, 60Hz, 1200W Continuous Output at 240V, 60Vdc Max Input, MC4 Type Connector, 10 year Warranty, UL1741-SA, Rule-21(240V Only), 109047 | 273.81 | 1200 | No | Inverters | Vendor De-listing | 261.36 |  | De-Listing & Stock Qty Unavailable |  | Not Applicable
321-0004_inactive | 321-0004_inactive | APsystems, QS1 Micro Inverter, compatible with 4 60/72-cell PV Modules, 240/208 volt, 60Hz, 1200W Continuous Output at 240V, 60Vdc Max Input, MC4 Type Connector, 10 year Warranty, UL1741-SA, Rule-21(240V Only), 109047 | 273.81 | 1200 | No | Inverters | Vendor De-listing | 261.36 |  | De-Listing & Stock Qty Unavailable |  | Not Applicable
321-0004_inactive : 321-0004_inactive : 321-0004_U | 321-0004 | APsystems, QS1 Micro Inverter, compatible with 4 60/72-cell PV Modules, 240/208 volt, 60Hz, 1200W Continuous Output at 240V, 60Vdc Max Input, MC4 Type Connector, 10 year Warranty, UL1741-SA, Rule-21(240V Only), 109047 | 273.81 | 1200 | No | Inverters | Vendor De-listing | 261.36 |  | De-Listing & Stock Qty Unavailable |  | Not Applicable
321-0004_inactive : 321-0004_inactive : 321-0004_U : 321-0004_S | 321-0004_S | APsystems, QS1 Micro Inverter, compatible with 4 60/72-cell PV Modules, 240/208 volt, 60Hz, 1200W Continuous Output at 240V, 60Vdc Max Input, MC4 Type Connector, 10 year Warranty, UL1741-SA, Rule-21(240V Only), 109047 | 273.81 | 1200 | No | Inverters | Soligent De-listing | 261.36 |  | De-Listing & Stock Qty Unavailable |  | Not Applicable
321-0005 | 321-0005 | APsystems, YC1000-3-208, 3 Phase Micro Inverter, compatible with Four 60/72-cell PV Modules, 3 Phase 120/208V WYE, 60Hz, 1,130W Max Output, 60Vdc Max Input, MC4 Compatible Connector, 10 year Warranty, 111009 | 328.57 | 1130 | No | Inverters | Vendor De-listing | 0 |  | De-Listing & Stock Qty Unavailable |  | Not Applicable
321-0006 | 321-0006 | APsystems, YC1000-3-480, 3 Phase Micro Inverter, compatible with Four 60/72-cell PV Modules, 3 Phase 277/480V WYE, 60Hz, 1,130W Max Output, 60Vdc Max Input, MC4 Compatible Connector, 10 year Warranty, 111012 | 328.57 | 1130 | No | Inverters | Vendor De-listing | 0 |  | De-Listing & Stock Qty Unavailable |  | Not Applicable
321-0007 | 321-0007 | APsystems, QT2-208, 3 Phase Micro Inverter, compatible with Four PV Modules, 3 Phase 208V WYE or Delta, 60Hz, 1,728W Max Output, 60Vdc Max Input, 25A Max Isc per input, MC4 Connector, 10 year Warranty, 124062 | 353.33 | 1728 | No | Inverters | Shippable | 311.76 |  | Shippable but Stock Qty Unavailable |  | Not Applicable
321-0008 | 321-0008 | Samlex, PST Series 150W Pure Sine Wave Inverter, 12VDC 120VAC, PST-15S-12A | 70.8 | 150 | No | Inverters | Soligent De-listing | 0 |  | De-Listing & Stock Qty Unavailable |  | Not Applicable
321-0009 | 321-0009 | Samlex, PST Series 300W Pure Sine Wave Inverter, 12VDC 120VAC, PST-30S-12A | 200.91 | 300 | No | Inverters | Vendor De-listing | 0 |  | De-Listing & Stock Qty Unavailable |  | Not Applicable
321-0010 | 321-0010 | Samlex, PST Series 600W Pure Sine Wave Inverter, 12VDC 120VAC, PST-60S-12A | 310.13 | 600 | No | Inverters | Vendor De-listing | 0 |  | De-Listing & Stock Qty Unavailable |  | Not Applicable
321-0011 | 321-0011 | Samlex, PST Series 1000W Pure Sine Wave Inverter, 12VDC 120VAC, PST-100S-12A | 587.63 | 1000 | No | Inverters | Vendor De-listing | 0 |  | De-Listing & Stock Qty Unavailable |  | Not Applicable
321-0012 | 321-0012 | Samlex, PST Series 1500W Pure Sine Wave Inverter, 12VDC 120VAC, PST-150S-12A | 706.63 | 1500 | No | Inverters | Vendor De-listing | 0 |  | De-Listing & Stock Qty Unavailable |  | Not Applicable
321-0015 | 321-0015 | Samlex, PST Series 300W Pure Sine Wave Inverter, 24VDC 120VAC, PST-30S-24A | 215.12 | 300 | No | Inverters | Vendor De-listing | 0 |  | De-Listing & Stock Qty Unavailable |  | Not Applicable
321-0016 | 321-0016 | Samlex, PST Series 600W Pure Sine Wave Inverter, 24VDC 120VAC, PST-60S-24A | 333.44 | 600 | No | Inverters | Vendor De-listing | 0 |  | De-Listing & Stock Qty Unavailable |  | Not Applicable
321-0017 | 321-0017 | Samlex, PST Series 1000W Pure Sine Wave Inverter, 24VDC 120VAC, PST-100S-24A | 619.16 | 1000 | No | Inverters | Vendor De-listing | 0 |  | De-Listing & Stock Qty Unavailable |  | Not Applicable
321-0018 | 321-0018 | Samlex, PST Series 1500W Pure Sine Wave Inverter, 24VDC 120VAC, PST-150S-24A | 363.87 | 1500 | No | Inverters | Soligent De-listing | 0 |  | De-Listing & Stock Qty Unavailable |  | Not Applicable
321-0019 | 321-0019 | Samlex, PST Series 2000W Pure Sine Wave Inverter, 24VDC 120VAC, PST-200S-24A | 969.7 | 2000 | No | Inverters | Vendor De-listing | 0 |  | De-Listing & Stock Qty Unavailable |  | Not Applicable
321-0028 | 321-0028 | Samlex, S Series 600W Pure Sine Wave Inverter, 48VDC 120VAC, S600R-148 | 468.99 | 600 | No | Inverters | Soligent De-listing | 0 |  | De-Listing & Stock Qty Unavailable |  | Not Applicable
321-0029 | 321-0029 | Samlex, S Series 1500W Pure Sine Wave Inverter, 48VDC 120VAC, S1500-148 | 782.99 | 1500 | No | Inverters | Soligent De-listing | 0 |  | De-Listing & Stock Qty Unavailable |  | Not Applicable
321-0033 | 321-0033 | Samlex, SA Series 1000W Pure Sine Wave Inverter, 12VDC 120VAC, SA-1000K-112 | 518.99 | 1000 | No | Inverters | Soligent De-listing | 0 |  | De-Listing & Stock Qty Unavailable |  | Not Applicable
321-0035 | 321-0035 | Samlex, SK Series 2000W Pure Sine Wave Inverter, 12VDC 220VAC, SK2000-212 | 1139.99 | 2000 | No | Inverters | Soligent De-listing | 0 |  | De-Listing & Stock Qty Unavailable |  | Not Applicable
321-0036 | 321-0036 | Samlex, SA Series 3000W Pure Sine Wave Inverter, 12VDC 120VAC, SA-3000K-112 | 1562.99 | 3000 | No | Inverters | Soligent De-listing | 0 |  | De-Listing & Stock Qty Unavailable |  | Not Applicable
321-0038 | 321-0038 | Samlex, SA Series 1000W Pure Sine Wave Inverter, 24VDC 120VAC, SA-1000K-124 | 518.99 | 1000 | No | Inverters | Soligent De-listing | 0 |  | De-Listing & Stock Qty Unavailable |  | Not Applicable
321-0042 | 321-0042 | Samlex, SK Series 1000W Pure Sine Wave Inverter, 48VDC 120VAC, SK1000-148 | 582.99 | 1000 | No | Inverters | Soligent De-listing | 0 |  | De-Listing & Stock Qty Unavailable |  | Not Applicable
321-0043 | 321-0043 | Chilicon, Micro Inverter, compatible with 60- and 72-cell PV modules, 208/240 volt,(60Vdc max) 289W at 240V, MC-4 Connectors, UL1741-SA (Rule-21), CP-250E-60-72-208/240-MC4-MTC | 165 | 289 | No | Inverters | Soligent De-listing | 0 |  | De-Listing & Stock Qty Unavailable |  | Not Applicable
321-0061 | 321-0061 | Samlex, 1250W Modified Sine Wave Inverter, 12VDC 120VAC, PSE-12125A | 391 | 1250 | No | Inverters | Vendor De-listing | 0 |  | De-Listing & Stock Qty Unavailable |  | Not Applicable
321-0062 | 321-0062 | Samlex, 1750W Modified Sine Wave Inverter, 12VDC 120VAC, PSE-12175A | 419.99 | 1750 | No | Inverters | Soligent De-listing | 0 |  | De-Listing & Stock Qty Unavailable |  | Not Applicable
321-0063 | 321-0063 | Samlex, 2750W Modified Sine Wave Inverter, 12VDC 120VAC, PSE-12275A | 819.99 | 2750 | No | Inverters | Soligent De-listing | 0 |  | De-Listing & Stock Qty Unavailable |  | Not Applicable
321-0065 | 321-0065 | Samlex, 1750W Modified Sine Wave Inverter, 24VDC 120VAC, PSE-24175A | 440.99 | 1750 | No | Inverters | Soligent De-listing | 0 |  | De-Listing & Stock Qty Unavailable |  | Not Applicable
321-0066 | 321-0066 | Samlex, 2750W Modified Sine Wave Inverter, 24VDC 120VAC, PSE-24275A | 878.99 | 2750 | No | Inverters | Soligent De-listing | 0 |  | De-Listing & Stock Qty Unavailable |  | Not Applicable
321-0074 | 321-0074 | Samlex, VR Series 800W Modified Sine Wave ROW Inverter, 12VDC 220VAC 50Hz, SI-A2-VR800 | 35.68 | 800 | No | Inverters | Soligent De-listing | 0 |  | De-Listing & Stock Qty Unavailable |  | Not Applicable
321-0089 | 321-0089 | Samlex, Invercharge Series 1000W Pure Sine wave Inverter 24VDC 120VAC, S-1024A | 595.99 | 1000 | No | Inverters | Vendor De-listing | 0 |  | De-Listing & Stock Qty Unavailable |  | Not Applicable
321-0097 | 321-0097 | Morningstar, SureSine battery ROW Inverter, 300W, 220VAC, 50Hz, No Transfer, 12VDC, Sinewave, Off Grid, 2 Yr Warr, No Charger, internal BTS, SI-300-220V | 255.56 | 300 | No | Inverters | Soligent De-listing | 246.43 |  | De-Listing & Stock Qty Unavailable |  | Not Applicable
321-0097 : 321-0097_S | 321-0097_S | Morningstar, SureSine battery ROW Inverter, 300W, 220VAC, 50Hz, No Transfer, 12VDC, Sinewave, Off Grid, 2 Yr Warr, No Charger, internal BTS, SI-300-220V | 242.68 | 300 | No | Inverters | Soligent De-listing | 234.12 |  | De-Listing & Stock Qty Unavailable |  | Not Applicable
321-0100 | 321-0100 | Enphase, M190 Microinverter, 190W, 208VAC, 60Hz, 22-56VDC for 60 & 72 cell modules, H4 PV in, 70" AC cable in/out, 15 Yr Warr, M190-72-208-S12 | 239.99 | 190 | No | Inverters | Soligent De-listing | 0 |  | De-Listing & Stock Qty Unavailable |  | Not Applicable
321-0104 | 321-0104 | Enphase, C250 Commercial Microinverter, 250W, 248VAC, 60Hz, MC4 Compatible Locking Connector in, 10 Yr Warr, C250-72-2LN-S2 | 209.3 | 250 | No | Inverters | Vendor De-listing | 0 |  | De-Listing & Stock Qty Unavailable |  | Not Applicable
321-0105 | 321-0105 | Samlex, TN Series 1500W Sine Wave Inverter with Solar & AC Charger, 12VDC 120VAC 50/60Hz, Transfer Sw, TN1500-112F | 1035.99 | 1500 | No | Inverters | Vendor De-listing | 0 |  | De-Listing & Stock Qty Unavailable |  | Not Applicable
321-0119 | 321-0119 | Enphase, M210 Microinverter, 210W, 240VAC, 60Hz, 31-62VDC for 72 & 84 cell modules, H4 PV in, 70" AC cable in/out, 15 Yr Warr, M210-84-240-S12 | 259.99 | 210 | No | Inverters | Vendor De-listing | 0 |  | De-Listing & Stock Qty Unavailable |  | Not Applicable
321-0123 | 321-0123 | Samlex, PST Series 1000W Pure Sine Wave ROW Inverter, 12VDC 230VAC 50 Hz, ROW, PST-100S-12E | 529.99 | 1000 | No | Inverters | Soligent De-listing | 0 |  | De-Listing & Stock Qty Unavailable |  | Not Applicable
321-0125 | 321-0125 | Enphase, M210 Microinverter, 210W, 208VAC, 60Hz, 31-62VDC for 72 & 84 cell modules, H4 PV in, 70" AC cable in/out, 15 Yr Warr, M210-84-208-S12 | 130.74 | 210 | No | Inverters | Vendor De-listing | 0 |  | De-Listing & Stock Qty Unavailable |  | Not Applicable
321-0128 | 321-0128 | Enphase, D380 TwinPack Microinverter, 208/240VAC, 60Hz, 22-56VDC for 60 & 72 cell modules, H4 PV in, 14" AC cable out, 15 Yr Warr, D380-72-2LL-S12 | 116.81 | 380 | No | Inverters | Vendor De-listing | 0 |  | De-Listing & Stock Qty Unavailable |  | Not Applicable
321-0129 | 321-0129 | Enphase, D380 TwinPack Microinverter, 208/240VAC, 60Hz, 22-56VDC for 60 & 72 cell modules, TE F+M0 PV in, 14" AC cable out, 15 Yr Warr, D380-72-2LL-S13 | 115.9 | 380 | No | Inverters | Vendor De-listing | 0 |  | De-Listing & Stock Qty Unavailable |  | Not Applicable
321-0134 | 321-0134 | Samlex, PST Series 2000W Pure Sine Wave Inverter, 12VDC, 120VAC, 60Hz, PST-200S-12A | 923.52 | 2000 | No | Inverters | Vendor De-listing | 0 |  | De-Listing & Stock Qty Unavailable |  | Not Applicable
321-0143 | 321-0143 | Samlex, SA Series 3000W Pure Sine Wave Inverter, 24VDC 120VAC, SA-3000K-124 | 1562.99 | 3000 | No | Inverters | Soligent De-listing | 0 |  | De-Listing & Stock Qty Unavailable |  | Not Applicable
321-0146 | 321-0146 | Samlex, SA Series 2000W Pure Sine Wave Inverter, 12VDC 120VAC, SA-2000K-112 | 1053.99 | 2000 | No | Inverters | Soligent De-listing | 0 |  | De-Listing & Stock Qty Unavailable |  | Not Applicable
321-0147 | 321-0147 | Samlex, SA Series 2000W Pure Sine Wave Inverter, 24VDC 120VAC, SA-2000K-124 | 1053.99 | 2000 | No | Inverters | Soligent De-listing | 0 |  | De-Listing & Stock Qty Unavailable |  | Not Applicable
321-0148 | 321-0148 | Samlex, SA Series 150W Pure Sine Wave Inverter, 12VDC 120VAC, SA-150-112 | 201.99 | 150 | No | Inverters | Soligent De-listing | 0 |  | De-Listing & Stock Qty Unavailable |  | Not Applicable
321-0149 | 321-0149 | Samlex, SA Series 150W Pure Sine Wave Inverter, 24VDC 120VAC, SA-150-124 | 201.99 | 150 | No | Inverters | Soligent De-listing | 0 |  | De-Listing & Stock Qty Unavailable |  | Not Applicable
321-0150 | 321-0150 | Samlex, SA Series 300W Pure Sine Wave Inverter, 12VDC 120VAC, SA-300-112 | 229.99 | 300 | No | Inverters | Soligent De-listing | 0 |  | De-Listing & Stock Qty Unavailable |  | Not Applicable
321-0151 | 321-0151 | Samlex, SA Series 300W Pure Sine Wave Inverter, 24VDC 120VAC, SA-300-124 | 229.99 | 300 | No | Inverters | Soligent De-listing | 0 |  | De-Listing & Stock Qty Unavailable |  | Not Applicable
321-0152 | 321-0152 | Samlex, SA Series 600W Pure Sine Wave Inverter, 12VDC 120VAC, SA-600R-112 | 424.99 | 600 | No | Inverters | Soligent De-listing | 0 |  | De-Listing & Stock Qty Unavailable |  | Not Applicable
321-0153 | 321-0153 | Samlex, SA Series 600W Pure Sine Wave Inverter, 24VDC 120VAC, SA-600R-124 | 424.99 | 600 | No | Inverters | Soligent De-listing | 0 |  | De-Listing & Stock Qty Unavailable |  | Not Applicable
321-0154 | 321-0154 | Samlex, SA Series 1500W Pure Sine Wave Inverter, 12VDC 120VAC, SA-1500-112 | 686.99 | 1500 | No | Inverters | Soligent De-listing | 0 |  | De-Listing & Stock Qty Unavailable |  | Not Applicable
321-0155 | 321-0155 | Samlex, SA Series 1500W Pure Sine Wave Inverter, 24VDC 120VAC, SA-1500-124 | 686.99 | 1500 | No | Inverters | Soligent De-listing | 0 |  | De-Listing & Stock Qty Unavailable |  | Not Applicable
321-0156 | 321-0156 | Samlex, SAM Series 100W Modified Sine Wave inverter, 12VDC 115VAC, USB Charing Port, SAM-100-12 | 24.99 | 100 | No | Inverters | Soligent De-listing | 0 |  | De-Listing & Stock Qty Unavailable |  | Not Applicable
321-0157 | 321-0157 | Samlex, SAM Series 250W Modified Sine Wave inverter, 12VDC 115VAC, USB Charging Port, SAM-250-12 | 33.99 | 250 | No | Inverters | Soligent De-listing | 0 |  | De-Listing & Stock Qty Unavailable |  | Not Applicable
321-0158 | 321-0158 | Samlex, SAM Series 450W Modified Sine Wave inverter, 12VDC 115VAC, USB Charging Port, SAM-450-12 | 46.99 | 450 | No | Inverters | Soligent De-listing | 0 |  | De-Listing & Stock Qty Unavailable |  | Not Applicable
321-0159 | 321-0159 | Samlex, SAM Series 800W Modified Sine Wave inverter, 12VDC 115VAC, SAM-800-12 | 94.26 | 800 | No | Inverters | Soligent De-listing | 0 |  | De-Listing & Stock Qty Unavailable |  | Not Applicable
321-0160 | 321-0160 | Samlex, SAM Series 1000W Modified Sine Wave inverter, 12VDC 115VAC, SAM-1000-12 | 149 | 1000 | No | Inverters | Soligent De-listing | 0 |  | De-Listing & Stock Qty Unavailable |  | Not Applicable
321-0161 | 321-0161 | Samlex, SAM Series 1500W Modified Sine Wave inverter, 12VDC 115VAC, SAM-1500-12 | 242.99 | 1500 | No | Inverters | Soligent De-listing | 0 |  | De-Listing & Stock Qty Unavailable |  | Not Applicable
321-0162 | 321-0162 | Samlex, SAM Series 2000W Modified Sine Wave inverter, 12VDC 115VAC, SAM-2000-12 | 343.99 | 2000 | No | Inverters | Soligent De-listing | 0 |  | De-Listing & Stock Qty Unavailable |  | Not Applicable
321-0163 | 321-0163 | Samlex, SAM Series 3000W Modified Sine Wave inverter, 12VDC 115VAC, SAM-3000-12 | 499.99 | 3000 | No | Inverters | Soligent De-listing | 0 |  | De-Listing & Stock Qty Unavailable |  | Not Applicable
321-0164 | 321-0164 | Enphase, M215 Microinverter, 215W, 240/208VAC, 60Hz, 16-45VDC for 60 cell modules, H4 PV in, 16" Engage Cable out, 25 Yr Warr, M215-60-2LL-S22 | 260 | 215 | No | Inverters | Vendor De-listing | 0 |  | De-Listing & Stock Qty Unavailable |  | Not Applicable
321-0165 | 321-0165 | Samlex, ST Series 2500W Pure Sine Wave Inverter, 24VDC, 120VAC, 50/60Hz, 30A Transfer Switch, ROW, ST2500-124 | 870 | 2500 | No | Inverters | Soligent De-listing | 0 |  | De-Listing & Stock Qty Unavailable |  | Not Applicable
321-0166 | 321-0166 | Enphase, M215 Microinverter, 215W, 240/208VAC, 60Hz, 16-45VDC for 60 cell modules, TE F+M0 PV in, 16" Engage Cable out, 25 Yr Warr, M215-60-2LL-S23, SPECIAL PRICING - LIMITED QUANTITY - ONLY WHILE SUPPLIES LAST | 113 | 215 | No | Inverters | Vendor De-listing | 0 |  | De-Listing & Stock Qty Unavailable |  | Not Applicable
321-0168 | 321-0168 | Enphase, M215 Microinverter, 215W, 240/208VAC, 60Hz, 16-45VDC for 60 cell modules, MC4-compatible in, 16" Engage Cable out, 25 Yr Warr, M215-60-2LL-S24 | 118.65 | 215 | No | Inverters | Vendor De-listing | 0 |  | De-Listing & Stock Qty Unavailable |  | Not Applicable
321-0169 | 321-0169 | Enphase, M215 Microinverter, 215W, 240/208VAC, 60Hz, 16-45VDC for 60 cell modules, H4 PV in, 16" Engage Cable out, 25 Yr Warr, ZEP Compatible, M215-60-2LL-S22-ZC | 267 | 215 | No | Inverters | Vendor De-listing | 0 |  | De-Listing & Stock Qty Unavailable |  | Not Applicable
321-0171 | 321-0171 | Enphase, Ont FIT, M190 Microinverter, 190W, 240VAC, 60Hz, 22-56VDC for 60 & 72 cell modules, H4 PV in, 70" AC cable in/out, 15 Yr Warr, M190-72-240-S12-NA | 308 | 190 | No | Inverters | Vendor De-listing | 0 |  | De-Listing & Stock Qty Unavailable |  | Not Applicable
321-0173 | 321-0173 | Magnum, MMS912E ROW Inverter, 900W, 230VAC, 50Hz, 30A, 9-17VDC, Pure Sinewave, Off Grid, 2 Yr Warr, With 40A PFC Charger, MMS912E | 1321.81 | 900 | No | Inverters | Vendor De-listing | 0 |  | De-Listing & Stock Qty Unavailable |  | Not Applicable
321-0174 | 321-0174 | Samlex, SK Series 350W Pure Sine Wave Inverter, 12VDC, 220VAC, 50/60Hz Switch Select, SK350-212 | 279.99 | 350 | No | Inverters | Soligent De-listing | 0 |  | De-Listing & Stock Qty Unavailable |  | Not Applicable
321-0175 | 321-0175 | Magnum, MS4124E ROW Inverter, 4100W, 230VAC, 50Hz, 30A, 18-34VDC, Pure Sinewave, Off Grid, 2 Yr Warr, MS4124E | 2429.99 | 4100 | No | Inverters | Vendor De-listing | 0 |  | De-Listing & Stock Qty Unavailable |  | Not Applicable
321-0176 | 321-0176 | Samlex, SK Series 3000W Pure Sine Wave Inverter, 48VDC 120VAC, SK3000-148 | 1785.99 | 3000 | No | Inverters | Soligent De-listing | 0 |  | De-Listing & Stock Qty Unavailable |  | Not Applicable
321-0177 | 321-0177 | Samlex, PST Series 300W Pure Sine Wave ROW Inverter, 12VDC 230VAC, 50Hz, ROW, PST-30S-12E | 223.99 | 300 | No | Inverters | Soligent De-listing | 0 |  | De-Listing & Stock Qty Unavailable |  | Not Applicable
321-0178 | 321-0178 | Samlex, PST Series 300W Pure Sine Wave ROW Inverter, 24VDC, 230VAC, 50Hz, ROW, PST-30S-24E | 242 | 300 | No | Inverters | Soligent De-listing | 0 |  | De-Listing & Stock Qty Unavailable |  | Not Applicable
321-0179 | 321-0179 | Samlex, VR Series 800W Modified Sine Wave ROW Inverter, 12VDC 220VAC 50Hz, SI-A2-VR800 | 69.99 | 800 | No | Inverters | Soligent De-listing | 0 |  | De-Listing & Stock Qty Unavailable |  | Not Applicable
321-0180 | 321-0180 | ABB, MICRO-0.25 Microinverter, 250W, 240/208VAC, 60Hz, 12-60VDC for 60-72 cell modules, H4 PV in, 20" Drop Cable out, 10 Yr Warr, RF comms, MICRO-0.25-I-OUTD-US-208/240 | 193 | 250 | No | Inverters | Vendor De-listing | 0 |  | De-Listing & Stock Qty Unavailable |  | Not Applicable
321-0181 | 321-0181 | ABB, MICRO-0.3 Microinverter, 300W, 240/208VAC, 60Hz, 12-60VDC for 60-72 cell modules, H4 PV in, 20" Drop Cable out, 10 Yr Warr, RF comms, MICRO-0.3-I-OUTD-US-208/240 | 289 | 300 | No | Inverters | Soligent De-listing | 0 |  | De-Listing & Stock Qty Unavailable |  | Not Applicable
321-0182 | 321-0182 | Samlex, PST Series 300W Pure Sine Wave Inverter, 12VDC 120VAC, meets UL safety certification Standard 458, FCC compliant, PST-300-12 | 197.99 | 300 | No | Inverters | Soligent De-listing | 0 |  | De-Listing & Stock Qty Unavailable |  | Not Applicable
321-0183 | 321-0183 | Samlex, PST Series 600W Pure Sine Wave Inverter, 12VDC 120VAC, meets UL safety certification Standard 458, FCC compliant, PST-600-12 | 279.99 | 600 | No | Inverters | Soligent De-listing | 0 |  | De-Listing & Stock Qty Unavailable |  | Not Applicable
321-0184 | 321-0184 | Samlex, PST Series 1000W Pure Sine Wave Inverter, 12VDC 120VAC, meets UL safety certification Standard 458, FCC compliant, PST-1000-12 | 515.99 | 1000 | No | Inverters | Soligent De-listing | 0 |  | De-Listing & Stock Qty Unavailable |  | Not Applicable
321-0185 | 321-0185 | Samlex, PST Series 1500W Pure Sine Wave Inverter, 12VDC 120VAC, meets UL safety certification Standard 458, FCC compliant, PST-1500-12 | 653.99 | 1500 | No | Inverters | Soligent De-listing | 0 |  | De-Listing & Stock Qty Unavailable |  | Not Applicable
321-0186 | 321-0186 | Samlex, PST Series 300W Pure Sine Wave Inverter, 24VDC 120VAC, meets UL safety certification Standard 458, FCC compliant, PST-300-24 | 203.99 | 300 | No | Inverters | Soligent De-listing | 0 |  | De-Listing & Stock Qty Unavailable |  | Not Applicable
321-0187 | 321-0187 | Samlex, PST Series 600W Pure Sine Wave Inverter, 24VDC 120VAC, meets UL safety certification Standard 458, FCC compliant, PST-600-24 | 300.99 | 600 | No | Inverters | Soligent De-listing | 0 |  | De-Listing & Stock Qty Unavailable |  | Not Applicable
321-0188 | 321-0188 | Samlex, PST Series 1000W Pure Sine Wave Inverter, 24VDC 120VAC, meets UL safety certification Standard 458, FCC compliant, PST-1000-24 | 517.99 | 1000 | No | Inverters | Soligent De-listing | 0 |  | De-Listing & Stock Qty Unavailable |  | Not Applicable
321-0189 | 321-0189 | Samlex, PST Series 1500W Pure Sine Wave Inverter, 24VDC 120VAC, meets UL safety certification Standard 458, FCC compliant, PST-1500-24 | 748.14 | 1500 | No | Inverters | Soligent De-listing | 0 |  | De-Listing & Stock Qty Unavailable |  | Not Applicable
321-0190 | 321-0190 | Samlex, PST Series 2000W Pure Sine Wave Inverter, 24VDC 120VAC, meets UL safety certification Standard 458, FCC compliant, PST-2000-24 | 873.99 | 2000 | No | Inverters | Soligent De-listing | 0 |  | De-Listing & Stock Qty Unavailable |  | Not Applicable
321-0191 | 321-0191 | Samlex, PST Series 2000W Pure Sine Wave Inverter, 12VDC, 120VAC, 60Hz, meets UL safety certification Standard 458, FCC compliant, PST-2000-12 | 851.99 | 2000 | No | Inverters | Soligent De-listing | 0 |  | De-Listing & Stock Qty Unavailable |  | Not Applicable
321-0192 | 321-0192 | Samlex, 1250W Modified Sine Wave Inverter, 24VDC 120VAC, PSE-24125A | 411.76 | 1250 | No | Inverters | Soligent De-listing | 0 |  | De-Listing & Stock Qty Unavailable |  | Not Applicable
321-0193 | 321-0193 | SMA, Sunny Boy SB240US Microinverter, 250W, 240VAC, 60Hz, 15-45VDC for 60 cell modules, DC socket in (add adapter), AC Female plugs in and out, 10 Yr Warr, Qty. 1, SB240-US-99-10, SPECIAL PRICING - LIMITED QUANTITY - ONLY WHILE SUPPLIES LAST | 317 | 250 | No | Inverters | Vendor De-listing | 0 |  | De-Listing & Stock Qty Unavailable |  | Not Applicable
321-0194 | 321-0194 | Enphase, M250 Microinverter, 250W, 240/208VAC, 60Hz, 16-45VDC for 60 cell modules, MC Locking Connector in, 16" Engage Cable out, 25 Yr Warr, M250-60-2LL-S22 | 239.54 | 250 | No | Inverters | Vendor De-listing | 0 |  | De-Listing & Stock Qty Unavailable |  | Not Applicable
321-0195 | 321-0195 | Samlex, PST Series 1000W Pure Sine Wave ROW Inverter, 24VDC 230VAC, 50Hz, ROW , PST-100S-24E | 707 | 1000 | No | Inverters | Soligent De-listing | 0 |  | De-Listing & Stock Qty Unavailable |  | Not Applicable
321-0196 | 321-0196 | Enphase, M215-IG Microinverter, 215W, 240/208VAC, 60Hz, 16-45VDC for 60 cell modules, MC Locking Connector in, 16" Engage Cable out, with integrated ground, 25 Yr Warr, M215-60-2LL-S22-IG | 166.67 | 215 | No | Inverters | Vendor De-listing | 151.52 |  | De-Listing & Stock Qty Unavailable |  | Not Applicable
321-0196 : 321-0196_S | 321-0196_S | Enphase, M215-IG Microinverter, 215W, 240/208VAC, 60Hz, 16-45VDC for 60 cell modules, MC Locking Connector in, 16" Engage Cable out, with integrated ground, 25 Yr Warr, M215-60-2LL-S22-IG | 166.67 | 215 | No | Inverters | Soligent De-listing | 151.52 |  | De-Listing & Stock Qty Unavailable |  | Not Applicable
321-0196-B | 321-0196-B | "B Grade" Enphase, M215-IG Microinverter, 215W, 240/208VAC, 60Hz, 16-45VDC for 60 cell modules, MC Locking Connector in, 16" Engage Cable out, with integrated ground, 25 Yr Warr, M215-60-2LL-S22-IG | 111.52 | 215 | No | Inverters | Vendor De-listing | 103.64 |  | De-Listing & Stock Qty Unavailable |  | Not Applicable
321-0197 | 321-0197 | Enphase, M215-IG Microinverter, 215W, 240/208VAC, 60Hz, 16-45VDC for 60 cell modules, TE F+M0 PV in, 16" Engage Cable out, with integrated ground, 25 Yr Warr, M215-60-2LL-S23-IG | 263 | 215 | No | Inverters | Soligent De-listing | 0 |  | De-Listing & Stock Qty Unavailable |  | Not Applicable
321-0198 | 321-0198 | ABB, MICRO-0.3HV Microinverter, 300W, 240/208VAC, 60Hz, 19-75VDC for 72-96 cell modules, H4 PV in, 20" Drop Cable out, 10 Yr Warr, RF comms, MICRO-0.3HV-I-OUTD-US-208/240 | 361 | 300 | No | Inverters | Vendor De-listing | 0 |  | De-Listing & Stock Qty Unavailable |  | Not Applicable
321-0199 | 321-0199 | Morningstar, SureSine battery ROW Inverter, 300W, 220VAC, 50Hz, No Transfer, 12VDC, Sinewave, Off Grid, 2 Yr Warr, No Charger, internal BTS, Brazilian- manual is written in Portuguese, SI-300-220V-B | 329 | 300 | No | Inverters | Soligent De-listing | 0 |  | De-Listing & Stock Qty Unavailable |  | Not Applicable
321-0200 | 321-0200 | Magnum, MS4348PE battery ROW Inverter, 4300W, 230VAC, 50Hz, 30A Transfer, 48VDC, Sinewave, Off-Grid, 2 Yr Warr, 55A Charger, with BTS, MS4348PE | 1780.07 | 4300 | No | Inverters | Soligent De-listing | 1465.94 |  | De-Listing & Stock Qty Unavailable |  | Not Applicable
321-0201 | 321-0201 | SMA, Sunny Boy SB240US ROW Microinverter, 250W, 230VAC, 50Hz, 15-45VDC for 60 cell modules, DC socket in (add adapter), AC Female plugs in and out, 10 Yr Warr, SB240-EU-99-10 | 317 | 250 | No | Inverters | Vendor De-listing | 0 |  | De-Listing & Stock Qty Unavailable |  | Not Applicable
321-0202 | 321-0202 | Magnum, MS4124PE battery ROW Inverter, 4100W, 230VAC, 50Hz, 30A Transfer, 24VDC, Sinewave, Off-Grid, 2 Yr Warr, 105A Charger, with BTS, MS4124PE | 1889.36 | 4100 | No | Inverters | Soligent De-listing | 1555.94 |  | De-Listing & Stock Qty Unavailable |  | Not Applicable
321-0203 | 321-0203 | Enphase, M215 Microinverter, Assembled in America, 215W, 240/208VAC, 60Hz, 16-45VDC for 60 cell modules, MC Locking Connector in, 16" Engage Cable out, with integrated ground, 25 Yr Warr, M215-60-2LL-S22-IG-US | 267.44 | 215 | No | Inverters | Vendor De-listing | 0 |  | De-Listing & Stock Qty Unavailable |  | Not Applicable
321-0204 | 321-0204 | Enphase, M250 Microinverter, Assembled in America, 250W, 240/208VAC, 60Hz, 16-45VDC for 60 cell modules, MC Locking Connector in, 16" Engage Cable out, 25 Yr Warr, M250-60-2LL-S22-US | 290.7 | 250 | No | Inverters | Vendor De-listing | 0 |  | De-Listing & Stock Qty Unavailable |  | Not Applicable
321-0205 | 321-0205 | Enphase, S280 Microinverter, 280W, 240/208VAC, 60Hz, 16-48VDC for 60 cell modules, MC comparable Locking Connector in, 16" Engage Cable out, with integrated ground, 25 Yr Warr, S280-60-LL-2-US | 230 | 280 | No | Inverters | Vendor De-listing | 0 |  | De-Listing & Stock Qty Unavailable |  | Not Applicable
321-0206 | 321-0206 | Enphase, S230 Microinverter, 230W, 240/208VAC, 60Hz, 16-45VDC for 60 cell modules, MC comparable Locking Connector in, 16" Engage Cable out, with integrated ground, 25 Yr Warr, S230-60-LL-2-US | 237 | 230 | No | Inverters | Vendor De-listing | 0 |  | De-Listing & Stock Qty Unavailable |  | Not Applicable
321-0207 | 321-0207 | Enphase, M250 Microinverter, 250W, 240/208VAC, 60Hz, 16-45VDC for 60 cell modules, H4 Locking Connector in, 16" Engage Cable out, 25 Yr Warr, M250-60-2LL-S25 | 130.36 | 250 | No | Inverters | Vendor De-listing | 0 |  | De-Listing & Stock Qty Unavailable |  | Not Applicable
321-0208 | 321-0208 | Enphase, M250-72 Microinverter, 250W, 240/208VAC, 60Hz, 16-60VDC for 60 or 72 cell modules, MC Locking Connector in, 16" Engage Cable out, 25 Yr Warr, M250-72-2LL-S22 | 220 | 250 | No | Inverters | Vendor De-listing | 0 |  | De-Listing & Stock Qty Unavailable |  | Not Applicable
321-0209 | 321-0209 | Enphase, M250-72 Microinverter, Assembled in America, 250W, 240/208VAC, 60Hz, 16-60VDC for 60 or 72 cell modules, MC Locking Connector in, 16" Engage Cable out, 25 Yr Warr, M250-72-2LL-S22-US | 290.7 | 250 | No | Inverters | Vendor De-listing | 0 |  | De-Listing & Stock Qty Unavailable |  | Not Applicable
321-0210 | 321-0210 | Suncrest MRB, M250 MICROINVERTER, 250W, ENP-0001 | 0 | 250 | No | Inverters | Vendor De-listing | 0 |  | Not Applicable |  | Not Applicable
321-0211 | 321-0211 | Enphase, M215-IG Microinverter, 215W, 240/208VAC, 60Hz, 16-45VDC for 60 cell modules, MC Locking Connector in, 16" Engage Cable out, with integrated ground, 25 Yr Warr, M215-60-2LL-S22-IG | 213.79 | 215 | No | Inverters | Vendor De-listing | 0 |  | De-Listing & Stock Qty Unavailable |  | Not Applicable
321-0212 | 321-0212 | Enphase, IQ 6+ Micro Inverter, compatible with 60- and 72-cell PV, modules, 240 volt, 290VA Peak Power, MC4 DC connectors, Female AC Connector, IQ6PLUS-72-2-US | 202 | 290 | No | Inverters | Soligent De-listing | 0 |  | De-Listing & Stock Qty Unavailable |  | Not Applicable
321-0213 | 321-0213 | Enphase, M215-IG Micro Inverter, 215W, 240/208VAC, 60Hz, 16-45VDC for 60 cell modules, Amphenol H4 Connector in, 16" Engage Cable out, with integrated ground, 25 Yr Warr, M215-60-2LL-S25-IG | 213.79 | 215 | No | Inverters | Vendor De-listing | 0 |  | De-Listing & Stock Qty Unavailable |  | Not Applicable
321-0214 | 321-0214 | Enphase, IQ 6 Micro Inverter, compatible with 60-cell PV, modules, 240 volt, 240VA Peak Power, MC4 DC connectors, Female AC Connector, IQ6-60-2-US | 196 | 240 | No | Inverters | Vendor De-listing | 0 |  | De-Listing & Stock Qty Unavailable |  | Not Applicable
321-0215 | 321-0215 | Enphase, IQ 7 Micro Inverter, compatible with 60-cell PV, modules, 208/240 volt, 250VA Peak Power, MC4 DC connectors, Female AC Connector, IQ7-60-2-US | 130.79 | 250 | No | Inverters | Soligent De-listing | 129.22 |  | De-Listing & Stock Qty Unavailable |  | Not Applicable
321-0215 : 321-0215 : 321-0215_S | 321-0215 : 321-0215_S | Enphase, IQ 7 Micro Inverter, compatible with 60-cell PV, modules, 208/240 volt, 250VA Peak Power, MC4 DC connectors, Female AC Connector, IQ7-60-2-US | 122.57 | 250 | No | Inverters | Soligent De-listing | 121.19 |  | De-Listing & Stock Qty Unavailable |  | Not Applicable
321-0215-B : 321-0215-B_S | 321-0215-B_S | "B-Grade" Enphase, IQ 7 Micro Inverter, compatible with 60-cell PV, modules, 208/240 volt, 250VA Peak Power, MC4 DC connectors, Female AC Connector, IQ7-60-2-US | 99.03 | 250 | No | Inverters | Soligent De-listing | 94.03 |  | De-Listing & Stock Qty Unavailable |  | Not Applicable
321-0216 : 321-0216 : 321-0216_S | 321-0216 : 321-0216_S | Enphase, IQ 7+ Micro Inverter, compatible with 60- and 72-cell PV, modules, 208/240 volt, 295VA Peak Power, MC4 DC connectors, Female AC Connector, IQ7PLUS-72-2-US | 139.14 | 295 | No | Inverters | Soligent De-listing | 137.57 |  | De-Listing & Stock Qty Unavailable |  | Not Applicable
321-0216-B | 321-0216-B | "B" Grade Enphase, IQ 7+ Micro Inverter, compatible with 60- and 72-cell PV, modules, 208/240 volt, 295VA Peak Power, MC4 DC connectors, Female AC Connector, IQ7PLUS-72-2-US | 210.9 | 295 | No | Inverters | Soligent De-listing | 118.48 |  | De-Listing & Stock Qty Unavailable |  | Not Applicable
321-0216-B.2 |  | "B" Grade Enphase, IQ 7+ Micro Inverter, compatible with 60- and 72-cell PV, modules, 208/240 volt, 295VA Peak Power, MC4 DC connectors, Female AC Connector, IQ7PLUS-72-2-US | 118.09 | 295 | No | Inverters | Soligent De-listing | 93.28 |  | De-Listing & Stock Qty Unavailable |  | Not Applicable
321-0217 | 321-0217 | OutBack, ProHarvest Inverter, 8kW, 480V 3-phase; Inverter with MC4-compatible connectors . MPPT per string, monitoring per string. 10 year limited warranty. Does not include Gateway or AC cable, order separately, NOT UL1741-SA, PRO480-8k | 1621.29 | 8000 | No | Inverters | Vendor De-listing | 0 |  | De-Listing & Stock Qty Unavailable |  | Not Applicable
321-0218 | 321-0218 | OutBack, ProHarvest Inverter, 5.75 kW, 208V 3-phase; Inverter with MC4-compatible connectors. MPPT per string, monitoring per string. 10 year limited warranty. Does not include Gateway or AC cable, order separately, NOT UL1741-SA,PRO208-5k75 | 1829.57 | 5750 | No | Inverters | Vendor De-listing | 0 |  | De-Listing & Stock Qty Unavailable |  | Not Applicable
321-0219 : 321-0219_S | 321-0219_S | Enphase, IQ 7X Micro Inverter, compatible with 96-cell PV modules, 208/240 volt, 320VA Peak Power, MC4 DC connectors, Female AC Connector, IQ7X-96-2-US | 158.49 | 320 | No | Inverters | Soligent De-listing | 156.7 |  | De-Listing & Stock Qty Unavailable |  | Not Applicable
321-0220 | 321-0220 | Chilicon, Micro Inverter, compatible with 2- 60 or 72 Cell Modules in Series, 2- 96 Cell Modules in Parallel with Branch Connectors, 208/240 volt, (120Vdc max) 720W at 240V, MC-4 Connectors, UL1741-SA (Rule-21), CP-720-60/72/96-208/240-MC4-MTC | 228.57 | 720 | No | Inverters | Soligent De-listing | 0 |  | De-Listing & Stock Qty Unavailable |  | Not Applicable
321-0221 | 321-0221 | OutBack, ProHarvest Gen XL Inverter, 10kW, 480V 3-phase; Inverter with MC4-compatible connectors . MPPT & Monitoring per String, 10 year limited warranty. Does not include Gateway or AC cable, order separately, UL1741-SA, PHXL480-10k |  | 10000 | No | Inverters | Vendor De-listing | 0 |  | Not Applicable |  | Not Applicable
321-0223 : 321-0223 : 321-0223_S | 321-0223 : 321-0223_S | Enphase, IQ 7A Micro Inverter, compatible with 60 and 72-cell PV Modules, 208/240 volt, 366VA Peak Power, MC4 DC Connectors, IQ7A-72-2-US | 164 | 366 | No | Inverters | Soligent De-listing | 162.15 |  | De-Listing & Stock Qty Unavailable |  | Not Applicable
321-0224 | 321-0224 | Chilicon, Micro Inverter, CP250E, compatible with 60- and 72-cell PV modules, 208/240 volt,(60Vdc max) 289W at 240V, MC-4 Connectors, with Integrated Branch Cable, UL1741-SA (Rule-21), CP-250E-iBC | 169.29 | 289 | No | Inverters | Soligent De-listing | 0 |  | De-Listing & Stock Qty Unavailable |  | Not Applicable
321-0225 | 321-0225 | Chilicon, Micro Inverter, CP250E, compatible with 60- and 72-cell PV modules, 208/240 volt,(60Vdc max) 289W at 240V, MC-4 Connectors, without Integrated Branch Cable, UL1741-SA (Rule-21), CP-250E-eBC | 165 | 289 | No | Inverters | Soligent De-listing | 0 |  | De-Listing & Stock Qty Unavailable |  | Not Applicable
321-0226 | 321-0226 | APsystems, YC1000-3-208, 3 Phase Micro Inverter, compatible with Four 60/72-cell PV Modules, 3 Phase 120/208V WYE, 60Hz, 1,130W Max Output, 60Vdc Max Input, MC4 Compatible Connector, 10 year Warranty, 111009 | 280.49 | 1130 | No | Inverters | Vendor De-listing | 270.59 |  | De-Listing & Stock Qty Unavailable |  | Not Applicable
321-0226 : 321-0226 : 321-0226_U | 321-0226 | APsystems, YC1000-3-208, 3 Phase Micro Inverter, compatible with Four 60/72-cell PV Modules, 3 Phase 120/208V WYE, 60Hz, 1,130W Max Output, 60Vdc Max Input, MC4 Compatible Connector, 10 year Warranty, 111009 | 280.49 | 1130 | No | Inverters | Vendor De-listing | 270.59 |  | De-Listing & Stock Qty Unavailable |  | Not Applicable
321-0226 : 321-0226 : 321-0226_U : 321-0226_S | 321-0226_S | APsystems, YC1000-3-208, 3 Phase Micro Inverter, compatible with Four 60/72-cell PV Modules, 3 Phase 120/208V WYE, 60Hz, 1,130W Max Output, 60Vdc Max Input, MC4 Compatible Connector, 10 year Warranty, 111009 | 280.49 | 1130 | No | Inverters | Soligent De-listing | 270.59 |  | De-Listing & Stock Qty Unavailable |  | Not Applicable
321-0227 | 321-0227 | APsystems, YC1000-3-480, 3 Phase Micro Inverter, compatible with Four 60/72-cell PV Modules, 3 Phase 277/480V WYE, 60Hz, 1,130W Max Output, 60Vdc Max Input, MC4 Compatible Connector, 10 year Warranty, 111012 | 280.49 | 1130 | No | Inverters | Vendor De-listing | 270.59 |  | De-Listing & Stock Qty Unavailable |  | Not Applicable
321-0228 | 321-0228 | Enphase, IQ 7+ Micro Inverter, compatible with 60- and 72-cell PV, modules, 208/240 volt, 295VA Peak Power, Integrated MC4 DC connectors, Female AC Connector, IQ7PLUS-72-M-US | 139.14 | 295 | No | Inverters | Soligent De-listing | 137.57 |  | De-Listing & Stock Qty Unavailable |  | Not Applicable
321-0229 : 321-0229_S | 321-0229_S | Enphase, IQ 8 Micro Inverter, compatible with 60 cell PV Modules, 240V, 245VA Peak Power, MC4 DC Connectors, Female AC Connector, IQ8-60-2-US | 140.94 | 245 | No | Inverters | Soligent De-listing | 139.34 |  | De-Listing & Stock Qty Unavailable |  | Not Applicable
321-0230 : 321-0230_S | 321-0230_S | Enphase, IQ 8A Micro Inverter, compatible with 60 -72 cell PV Modules, 240V, 366VA Peak Power, MC4 DC Connectors, Female AC Connector, IQ8A-72-2-US | 188.57 | 366 | No | Inverters | Soligent De-listing | 186.44 |  | De-Listing & Stock Qty Unavailable |  | Not Applicable
321-0231 : 321-0231_S | 321-0231_S | Enphase, IQ 8H Micro Inverter, compatible with 60 -72 cell PV Modules, 240V, 384VA Peak Power, MC4 DC Connectors, Female AC Connector, IQ8H-240-72-2-US | 204.57 | 384 | No | Inverters | Soligent De-listing | 202.26 |  | De-Listing & Stock Qty Unavailable |  | Not Applicable
321-0232 : 321-0232_S | 321-0232_S | Enphase, IQ 8M Micro Inverter, compatible with 60 -72 cell PV Modules, 240V, 330VA Peak Power, MC4 DC Connectors, Female AC Connector, IQ8M-72-2-US | 177.14 | 330 | No | Inverters | Soligent De-listing | 175.14 |  | De-Listing & Stock Qty Unavailable |  | Not Applicable
321-0233 : 321-0233_S | 321-0233_S | Enphase, IQ 8+ Micro Inverter, compatible with 60 -72 cell PV Modules, 240V, 300VA Peak Power, MC4 DC Connectors, Female AC Connector, IQ8PLUS-72-2-US | 160 | 300 | No | Inverters | Soligent De-listing | 158.19 |  | De-Listing & Stock Qty Unavailable |  | Not Applicable
321-0236 | 321-0236 | APsystems, DS3 Micro Inverter, compatible with Dual 60/72-cell PV Modules, 240 volt, 60Hz, 880VA Peak Power, 60Vdc, 20A X 2 Max Input, MC4 Type Connector, 10 year Warranty, UL1741-SA, Rule-21, 117001 | 136.36 | 880 | No | Inverters | Shippable | 136.36 |  | Shippable but Stock Qty Unavailable | USIN100-0101 | Already Listed
321-0239 | 321-0239 | Generac, Micro Inverter, CP250E, compatible with 60- and 72-cell PV modules, 208/240 volt,(60Vdc max) 289W at 240V, MC-4 Connectors, with Integrated Branch Cable, CP-250E-IBC | 177.57 | 289 | No | Inverters | Shippable | 167.07 |  | Shippable but Stock Qty Unavailable | USMI100-0003 | Already Listed
321-0241 | 321-0241 | Generac, Micro Inverter, compatible with 2- 60 or 72 Cell Modules in Series, 2- 96 Cell Modules in Parallel with Branch Connectors, 208/240 volt, (120Vdc max) 720W at 240V, MC-4 Connectors, CP-720-DBC-StaublI | 257.76 | 720 | No | Inverters | Shippable | 242.51 |  | Shippable but Stock Qty Unavailable |  | Not Applicable
321-0242 | 321-0242 | Aptos, 400 Micro Inverter, Trunk Version, compatible with Single 60/72-cell PV Modules, 208/240 volt, 60Hz, 400VA Peak Power, 60Vdc 12.5A Max Input, 25 year Warranty, UL1741-SA, Rule-21, MAC-400, Trunk Version | 140.24 | 400 | No | Inverters | Soligent De-listing | 135.29 |  | De-Listing & Stock Qty Unavailable |  | Not Applicable
321-0243 | 321-0243 | Aptos, 800 Micro Inverter, Trunk Version, compatible with Dual 60/72-cell PV Modules, 208/240 volt, 60Hz, 800VA Peak Power, 60Vdc 12.5A X 2 Max Input, 25 year Warranty, UL1741-SA, Rule-21, MAC-800, Trunk Version | 231.71 | 800 | No | Inverters | Soligent De-listing | 223.53 |  | De-Listing & Stock Qty Unavailable |  | Not Applicable
321-0245 | 321-0245 | Enphase, IQ 8H-208 Micro Inverter, compatible with 60 -72 cell PV Modules, Single Phase 208V, 366VA Peak Power, MC-4 DC Connectors, Female AC Connector, IQ8H-208-72-2-US | 166.86 |  | No | Inverters | Shippable | 164.97 |  | Shippable but Stock Qty Unavailable |  | Not Applicable
321-0247 | 321-0247 | APsystems, QT2-480, 3 Phase Micro Inverter, compatible with Four PV Modules, 3 Phase 480V WYE or Delta, 60Hz, 1,800W Max Output, 60Vdc Max Input, MC4 Connector, 10 year Warranty, 124012 | 380 |  | No | Inverters | Vendor De-listing | 335.29 |  | De-Listing & Stock Qty Unavailable | USIN100-0099 | Already Listed
330-0000 | 330-0000 | PV Powered, PVP 30kW Inverter, 30kW, Grid Tied, DC/AC Disconnect, 208VAC, 60 Hz, PVP30kWLV | 16799.99 | 30000 | No | Inverters | Vendor De-listing | 0 |  | De-Listing & Stock Qty Unavailable |  | Not Applicable
330-0001 | 330-0001 | SMA, Sunny Tripower-X, 3-Phase Grid Tied Inverter, 20kW, 277/480VAC, 50/60Hz, Integrated DC Disconnect, 3 MPPT Input, (2 Strings each), Amphenol H-4 Plus Connectors, 10 Yr Warr, Transformerless, AFCI, Built in Ethernet/WLAN, SunSpec Compliant, STP 20-US-50, 03-20-1000-2-50 | 3824.69 | 20000 | No | Inverters | Shippable | 3442.22 |  | Shippable but Stock Qty Unavailable |  | Not Applicable
330-0002 | 330-0002 | SMA, Sunny Tripower-X, 3-Phase Grid Tied Inverter, 25kW, 277/480VAC, 50/60Hz, Integrated DC Disconnect, 3 MPPT Input, (2 Strings each), Amphenol H-4 Plus Connectors, 10 Yr Warr, Transformerless, AFCI, Built in Ethernet/WLAN, SunSpec Compliant, STP 25-US-50, 03-25-1000-2-50 | 4018.52 | 25000 | No | Inverters | Shippable | 3616.67 |  | Shippable but Stock Qty Unavailable |  | Not Applicable
330-0003 | 330-0003 | SMA, Sunny Tripower-X, 3-Phase Grid Tied Inverter, 30kW, 277/480VAC, 50/60Hz, Integrated DC Disconnect, 3 MPPT Input, (2 Strings each), Amphenol H-4 Plus Connectors, 10 Yr Warr, Transformerless, AFCI, Built in Ethernet/WLAN, SunSpec Compliant, STP 30-US-50, 03-30-1000-2-50 | 4277.78 | 30000 | No | Inverters | Shippable | 3850 |  | Shippable but Stock Qty Unavailable |  | Not Applicable
330-0015 | 330-0015 | Yaskawa Solectria, PVI 25TL, 3-Ph Grid Tied inverter, 25kW, 208VAC WYE, 60Hz, 1000VDC, 3 MPPT, 2 inputs per MPPT, AC/DC Disconnect, Arc-Fault Detection, NEMA 4X, UL1741-SA, Rule-21, 10 Yr Warr, [MUST ADD WIRING BOX], PVI-25TL-208 | 4268.29 | 25000 | No | Inverters | Shippable | 4117.65 |  | Shippable but Stock Qty Unavailable | USIN100-0311 | Already Listed
330-0015 : 330-0015_S | 330-0015_S | Yaskawa Solectria, PVI 25TL, 3-Ph Grid Tied inverter, 25kW, 208VAC WYE, 60Hz, 1000VDC, 3 MPPT, 2 inputs per MPPT, AC/DC Disconnect, Arc-Fault Detection, NEMA 4X, UL1741-SA, Rule-21, 10 Yr Warr, [MUST ADD WIRING BOX], PVI-25TL-208 | 3280.49 | 25000 | No | Inverters | Soligent De-listing | 3164.71 |  | De-Listing & Stock Qty Unavailable |  | Not Applicable
330-0016 | 330-0016 | Solectria, PVI 60KW Grid Tied Central inverter, 3-Ph, 60KW, 208VAC, 60H, PVI-60-208 | 44068 | 60000 | No | Inverters | Soligent De-listing | 0 |  | De-Listing & Stock Qty Unavailable |  | Not Applicable
330-0017 | 330-0017 | Solectria, PVI 60KW grid tied inverter, 3-Ph, 60kW, 480VAC, 60Hz, 600VDC, DC/AC Discon, 5 Yr Warr, Neg Gnd, RS485 & Ethernet, PVI-60KW-480V | 44545.98 | 60000 | No | Inverters | Vendor De-listing | 0 |  | De-Listing & Stock Qty Unavailable |  | Not Applicable
330-0018 | 330-0018 | Solectria, PVI 82KW grid tied inverter, 3-Ph, 82kW, 208VAC, 60Hz, 600VDC, DC/AC Discon, 5 Yr Warr, Neg Gnd, RS485 & Ethernet, PVI-82KW-208V | 44199.99 | 82000 | No | Inverters | Vendor De-listing | 0 |  | De-Listing & Stock Qty Unavailable |  | Not Applicable
330-0019 | 330-0019 | Solectria, PVI 82KW grid tied inverter, 3-Ph, 82kW, 480VAC, 60Hz, 600VDC, DC/AC Discon, 5 Yr Warr, Neg Gnd, RS485 & Ethernet, PVI-82KW-480V | 42399.99 | 82000 | No | Inverters | Vendor De-listing | 0 |  | De-Listing & Stock Qty Unavailable |  | Not Applicable
330-0020 | 330-0020 | Solectria, PVI 95KW grid tied inverter, 3-Ph, 95kW, 208VAC, 60Hz, 600VDC, DC/AC Discon, 5 Yr Warr, Neg Gnd, RS485 & Ethernet, PVI-95KW-208V | 45999.99 | 95000 | No | Inverters | Vendor De-listing | 0 |  | De-Listing & Stock Qty Unavailable |  | Not Applicable
330-0021 | 330-0021 | Solectria, PVI 95KW grid tied inverter, 3-Ph, 95kW, 480VAC, 60Hz, 600VDC, DC/AC Discon, 5 Yr Warr, Neg Gnd, RS485 & Ethernet, PVI-95KW-480V | 45199.99 | 95000 | No | Inverters | Vendor De-listing | 0 |  | De-Listing & Stock Qty Unavailable |  | Not Applicable
330-0022 | 330-0022 | SMA, Sunny Tower ST36 grid tied inverter group, 3-Ph, 36kW, 208/240/277VAC, 60 Hz, 600VDC, DC/AC Discon, 10 Yr Warr, Neg Gnd Config, includes ST6US and 6 x SB6000US, Comm Options, ST36 | 32089.98 | 36000 | No | Inverters | Vendor De-listing | 0 |  | De-Listing & Stock Qty Unavailable |  | Not Applicable
330-0023 | 330-0023 | SMA, Sunny Tower ST36-W grid tied inverter, 3-Ph, 36kW, 208/240/277VAC, 60 Hz, 600VDC, DC/AC Discon, 10 Yr Warr, Neg Gnd Config, Webbox & RS485 cards, ST36000U-W | 36702 | 36000 | No | Inverters | Vendor De-listing | 0 |  | De-Listing & Stock Qty Unavailable |  | Not Applicable
330-0024 | 330-0024 | SMA, Sunny Tower ST42 grid tied inverter group, 3-Ph, 42kW, 208/240/277VAC, 60 Hz, 600VDC, DC/AC Discon, 10 Yr Warr, Neg Gnd Config, includes ST6US and 6 x SB7000US, Comm Options, ST42 | 37152 | 42000 | No | Inverters | Vendor De-listing | 0 |  | De-Listing & Stock Qty Unavailable |  | Not Applicable
330-0025 | 330-0025 | SMA, Sunny Tower ST42-W grid tied inverter, 3-Ph, 42kW, 208/240/277VAC, 60 Hz, 600VDC, DC/AC Discon, 10 Yr Warr, Neg Gnd Config, Webbox & RS485 cards, ST42000U-W | 39318 | 42000 | No | Inverters | Vendor De-listing | 0 |  | De-Listing & Stock Qty Unavailable |  | Not Applicable
330-0026 | 330-0026 | Generac, PWRcell 11.4kW Three-Phase 120/208Vac Grid-Tie/Back-Up Inverter (Back-Up 120/240 Single Phase) with 3 CT’s, UL1741-SA (Rule-21), APKE00013 | 4308.23 |  | No | Energy Storage | Vendor De-listing | 3959.58 |  | De-Listing & Stock Qty Unavailable |  | Not Applicable
330-0026 : 330-0026_S | 330-0026_S | Generac, PWRcell 11.4kW Three-Phase 120/208Vac Grid-Tie/Back-Up Inverter (Back-Up 120/240 Single Phase) with 3 CT’s, UL1741-SA (Rule-21), APKE00013 | 4111.86 |  | No | Energy Storage | Soligent De-listing | 3779.11 |  | De-Listing & Stock Qty Unavailable |  | Not Applicable
330-0062 | 330-0062 | Advanced Energy, AE 333NX grid tied inverter, 3-Ph, 333kW, 480VAC, 60Hz, +/-600VDC, 5 Yr Warr, Custom, 3159000-000G | 181231 | 333000 | No | Inverters | Soligent De-listing | 0 |  | De-Listing & Stock Qty Unavailable |  | Not Applicable
330-0066 | 330-0066 | Power One, Aurora PV Central grid tied inverter, 3-Ph, 100kW, 480VAC, 60Hz, 600VDC, DC/AC Discon, 5 Yr Warr, Neg Gnd, RS485, NEMA 1, PVI-CENTRAL-100-US-480 | 48181.98 | 100000 | No | Inverters | Vendor De-listing | 0 |  | De-Listing & Stock Qty Unavailable |  | Not Applicable
330-0079 | 330-0079 | Power One, Aurora PV Central grid tied inverter, 3-Ph, 50kW, 208VAC, 60Hz, 600VDC, DC/AC Discon, 5 Yr Warr, Neg Gnd, RS485, NEMA 1, PVI-CENTRAL-50-US-208 | 32353.98 | 50000 | No | Inverters | Vendor De-listing | 0 |  | De-Listing & Stock Qty Unavailable |  | Not Applicable
330-0081 | 330-0081 | SMA, Sunny Central grid tied inverter, 3-Ph, 250kW, 480VAC, 60Hz, 600VDC, DC/AC Discon, 5 Yr Warr, Neg Gnd, RS485, SC250U | 98824 | 250000 | No | Inverters | Vendor De-listing | 0 |  | De-Listing & Stock Qty Unavailable |  | Not Applicable
330-0082 | 330-0082 | Advanced Energy, AE 260TX grid tied Central inverter, 3-Ph, 260kW, 480VAC, 60H | 129412 | 260000 | No | Inverters | Vendor De-listing | 0 |  | De-Listing & Stock Qty Unavailable |  | Not Applicable
330-0083 | 330-0083 | SMA, Sunny Central grid tied inverter, 3-Ph, 500kW, 480VAC, 60Hz, 600VDC, DC/AC Discon, 5 Yr Warr, Neg Gnd, RS485, SC500U | 152941 | 500000 | No | Inverters | Vendor De-listing | 0 |  | De-Listing & Stock Qty Unavailable |  | Not Applicable
330-0084 | 330-0084 | Xantrex, GT 30-208 grid tied inverter, 3-Ph, 30kW, 208VAC, 60Hz, +/-430VDC, DC/AC Discon, 5 Yr Warr, Bipolar Gnd, RS485, RNW82330100000 | 22354 | 30000 | No | Inverters | Vendor De-listing | 0 |  | De-Listing & Stock Qty Unavailable |  | Not Applicable
330-0094 | 330-0094 | Power One, Aurora PV Central grid tied inverter, 3-Ph, 50kW, 480VAC, 60Hz, 600VDC, DC/AC Discon, 5 Yr Warr, Neg Gnd, RS485, NEMA 1, PVI-CENTRAL-50-US-480 | 32353.98 | 50000 | No | Inverters | Vendor De-listing | 0 |  | De-Listing & Stock Qty Unavailable |  | Not Applicable
330-0113 | 330-0113 | SatCon, PowerGate Plus PVS-0250 grid tied inverter, 3-Ph, 250kW, 480VAC, 60Hz, 600VDC, DC/AC Discon, 5 Yr Warr, Neg Gnd, RS485, PVS-0250-US480TN | 122100 | 250000 | No | Inverters | Soligent De-listing | 0 |  | De-Listing & Stock Qty Unavailable |  | Not Applicable
330-0125 | 330-0125 | SMA, Sunny Central grid tied inverter (Add Transformer), 3-Ph, 500kW, 200VAC, 60Hz, 600VDC, DC/AC Discon, 5 Yr Warr, Neg Gnd, RS485, SC500HE-US | 200000 | 500000 | No | Inverters | Vendor De-listing | 0 |  | De-Listing & Stock Qty Unavailable |  | Not Applicable
330-0134 | 330-0134 | Power One, Aurora PV Central grid tied inverter, 3-Ph, 100kW, 208VAC, 60Hz, 600VDC, DC/AC Discon, 5 Yr Warr, Neg Gnd, RS485, NEMA 1, PVI-CENTRAL-100-US-208 | 48181.98 | 100000 | No | Inverters | Vendor De-listing | 0 |  | De-Listing & Stock Qty Unavailable |  | Not Applicable
330-0135 | 330-0135 | SMA, Sunny Tower ST48 grid tied inverter group, 3-Ph, 48kW, 240/277VAC, 60 Hz, 600VDC, DC/AC Discon, 10 Yr Warr, Neg Gnd Config, includes ST6US and 6 x SB8000US, Comm Options, ST48 | 39968 | 48000 | No | Inverters | Vendor De-listing | 0 |  | De-Listing & Stock Qty Unavailable |  | Not Applicable
330-0136 | 330-0136 | SMA, Sunny Tower ST48-W grid tied inverter, 3-Ph, 48kW, 240/277VAC, 60 Hz, 600VDC, DC/AC Discon, 10 Yr Warr, Neg Gnd Config, Webbox & RS485 cards, ST48000U-W | 42134 | 48000 | No | Inverters | Vendor De-listing | 0 |  | De-Listing & Stock Qty Unavailable |  | Not Applicable
330-0138 | 330-0138 | Solectria, Option, Forward Facing Disconnect, AC only, for PVI 60/82/95kW, 480VAC, OPT-FF-AC-PVI 60-95 480V | 930 |  | No | Electrical BOS | Vendor De-listing | 0 |  | De-Listing & Stock Qty Unavailable |  | Not Applicable
330-0139 | 330-0139 | PV Powered, 30kW Inverter, 30kW, Grid Tied, DC/AC Disconnect, 480VAC, 60 Hz, PVP30kW | 24479.88 | 30000 | No | Inverters | Vendor De-listing | 0 |  | De-Listing & Stock Qty Unavailable |  | Not Applicable
330-0140 | 330-0140 | Solectria, SGI 266KW Grid Tied Central inverter, 3-Ph, 266KW, 480VAC, 60H, SGI-266-480 | 121750 | 266000 | No | Inverters | Soligent De-listing | 0 |  | De-Listing & Stock Qty Unavailable |  | Not Applicable
330-0141 | 330-0141 | Solectria, SGI 300KW Grid Tied Central inverter, 3-Ph, 300KW, 480VAC, 60H, SGI-300-480 | 122909 | 300000 | No | Inverters | Soligent De-listing | 0 |  | De-Listing & Stock Qty Unavailable |  | Not Applicable
330-0142 | 330-0142 | Solectria, SGI 500KW Grid Tied Central inverter, 3-Ph, 500KW, 480VAC, 60H, SGI-500-480 | 168071 | 500000 | No | Inverters | Soligent De-listing | 0 |  | De-Listing & Stock Qty Unavailable |  | Not Applicable
330-0156 | 330-0156 | Solectria, PVI 95KW grid tied inverter, 3-Ph, 95kW, 240VAC, 60Hz, 600VDC, DC/AC Discon, 5 Yr Warr, Neg Gnd, RS485 & Ethernet, PVI-95KW-240V | 47799.99 | 95000 | No | Inverters | Vendor De-listing | 0 |  | De-Listing & Stock Qty Unavailable |  | Not Applicable
330-0157 | 330-0157 | PV Powered, Enclosed PowerVault 500kW, AC Switchboard, 15kV Medium Voltage Transformer, PVMV-500 | 453896 | 500000 | No | Inverters | Soligent De-listing | 0 |  | De-Listing & Stock Qty Unavailable |  | Not Applicable
330-0158 | 330-0158 | PV Powered, Enclosed PowerVault 1000kW, AC Switchboard (2 x 500kW Inverters), 15kV Medium Voltage Transformer, PVMV-1000 | 739460 | 1000000 | No | Inverters | Soligent De-listing | 0 |  | De-Listing & Stock Qty Unavailable |  | Not Applicable
330-0160 | 330-0160 | Advanced Energy, AE 260TX-LV grid tied inverter, 3-Ph, 260kW, 480VAC, 60Hz, 600VDC, DC/AC Discon, 10 Yr Warr, Neg Gnd, RS485 & Ethernet, AE_260TX-480-LV | 158080 | 260000 | No | Inverters | Vendor De-listing | 0 |  | De-Listing & Stock Qty Unavailable |  | Not Applicable
330-0162 | 330-0162 | Advanced Energy, AE 35TX grid tied inverter, 3-Ph, 35kW, 208VAC, 60Hz, 600VDC, DC/AC Discon, 10 Yr Warr, Neg Gnd, RS485 & Ethernet, AE_35TX-208 | 36329.98 | 35000 | No | Inverters | Vendor De-listing | 0 |  | De-Listing & Stock Qty Unavailable |  | Not Applicable
330-0163 | 330-0163 | Advanced Energy, AE 35TX grid tied inverter, 3-Ph, 35kW, 480VAC, 60Hz, 600VDC, DC/AC Discon, 10 Yr Warr, Neg Gnd, RS485 & Ethernet, AE_35TX-480 | 36329.98 | 35000 | No | Inverters | Vendor De-listing | 0 |  | De-Listing & Stock Qty Unavailable |  | Not Applicable
330-0165 | 330-0165 | Advanced Energy, AE 50TX grid tied inverter, 3-Ph, 50kW, 208VAC, 60Hz, 600VDC, DC/AC Discon, 10 Yr Warr, Neg Gnd, RS485 & Ethernet, AE_50TX-208 | 45307.98 | 50000 | No | Inverters | Vendor De-listing | 0 |  | De-Listing & Stock Qty Unavailable |  | Not Applicable
330-0166 | 330-0166 | Advanced Energy, AE 50TX grid tied inverter, 3-Ph, 50kW, 480VAC, 60Hz, 600VDC, DC/AC Discon, 10 Yr Warr, Neg Gnd, RS485 & Ethernet, AE_50TX-480 | 45307.98 | 50000 | No | Inverters | Vendor De-listing | 0 |  | De-Listing & Stock Qty Unavailable |  | Not Applicable
330-0170 | 330-0170 | SMA, DO NOT USE - WRONG ITEM TYPE. Custom Item, Enter Quote Number and Custom Price | 0 |  | No | Inverters | Soligent De-listing | 0 |  | Not Applicable |  | Not Applicable
330-0187 | 330-0187 | Power One, Aurora PV Central grid tied inverter, 3-Ph, 250kW, 480VAC, 60Hz, 600VDC, DC/AC Discon, 5 Yr Warr, Neg Gnd, RS485, PVI-CENTRAL-250-US-480 | 117045.98 | 250000 | No | Inverters | Vendor De-listing | 0 |  | De-Listing & Stock Qty Unavailable |  | Not Applicable
330-0188 | 330-0188 | ABB, Aurora PV Central grid tied inverter, 3-Ph, 300kW, 480VAC, 60Hz, 600VDC, DC/AC Discon, 5 Yr Warr, Neg Gnd, RS485, PVI-CENTRAL-300-US-480 | 126137.98 | 300000 | No | Inverters | Vendor De-listing | 0 |  | De-Listing & Stock Qty Unavailable |  | Not Applicable
330-0194 | 330-0194 | Magnum, Smart Battery Combiner, Combines two battery banks for charging, ME-SBC | 134.1 |  | No | Inverters | Soligent De-listing | 77.07 |  | De-Listing & Stock Qty Unavailable |  | Not Applicable
330-0199 | 330-0199 | EXELTEC, Inverter 125W Sinewave 12V Cig Ltr | 14.3 | 125 | No | Inverters | Soligent De-listing | 0 |  | De-Listing & Stock Qty Unavailable |  | Not Applicable
330-0211 | 330-0211 | Outback, PS13000 Grid-tie GVFX3648 Assembly (Outdoor) MATE is not included PS1-3000 | 269.24 | 3468 | No | Inverters | Soligent De-listing | 0 |  | De-Listing & Stock Qty Unavailable |  | Not Applicable
330-0231 | 330-0231 | Solectria, PVI 10KW Grid Tied Inverter, 3-Ph, 10KW, 208VAC, 60Hz, 475VDC, DC/AC Discon, 7 Fused Input, 1 MPPT, 5 Yr Warr, Neg Gnd, Ethernet, PVI-10-208 | 13545 | 10000 | No | Inverters | Vendor De-listing | 0 |  | De-Listing & Stock Qty Unavailable |  | Not Applicable
330-0232 | 330-0232 | Solectria, PVI 10KW Grid Tied Inverter, 3-Ph, 10KW, 480VAC, 60Hz, 475VDC, DC/AC Discon, 7 Fused Input, 1 MPPT, 5 Yr Warr, Neg Gnd, Ethernet, PVI-10-480 | 13545 | 10000 | No | Inverters | Vendor De-listing | 0 |  | De-Listing & Stock Qty Unavailable |  | Not Applicable
330-0243 | 330-0243 | Xantrex, Inverter Portawattz 1000W 12VDC/120VAC | 189.6 | 1000 | No | Inverters | Vendor De-listing | 0 |  | De-Listing & Stock Qty Unavailable |  | Not Applicable
330-0244 | 330-0244 | Xantrex, Inverter Portawattz 1750W 12VDC/120VAC | 31.53 | 1750 | No | Inverters | Vendor De-listing | 0 |  | De-Listing & Stock Qty Unavailable |  | Not Applicable
330-0248 | 330-0248 | Xantrex, Inverter Portawattz 600W 12VDC/120VAC | 8.78 | 600 | No | Inverters | Vendor De-listing | 0 |  | De-Listing & Stock Qty Unavailable |  | Not Applicable
330-0258 | 330-0258 | SMA, Power Balancer set Upgrade kit for the Power Balancer Function, PBL-SBUS-10-NR | 78 |  | No | Inverters | Soligent De-listing | 0 |  | De-Listing & Stock Qty Unavailable |  | Not Applicable
330-0259 | 330-0259 | Fronius, CL 33.3 Delta grid tied inverter, 3-Ph, 33.3kW, 208/240VAC, 60Hz, 600VDC, DC/AC Discon, 10 Yr Warr, Neg Gnd, COM Card, (add base plate #360-0221), 4,210,243,800 | 30203.98 | 33300 | No | Inverters | Vendor De-listing | 0 |  | De-Listing & Stock Qty Unavailable |  | Not Applicable
330-0260 | 330-0260 | Fronius, CL 36.0 WYE grid tied inverter, 3-Ph, 36kW, 277/480VAC, 60Hz, 600VDC, DC/AC Discon, 10 Yr Warr, Neg Gnd, COM Card, (add base plate #360-0221), 4,210,244,800 | 29795.98 | 36000 | No | Inverters | Vendor De-listing | 0 |  | De-Listing & Stock Qty Unavailable |  | Not Applicable
330-0261 | 330-0261 | Fronius, CL 44.4 Delta grid tied inverter, 3-Ph, 44.4 kW, 208/240VAC, 60Hz, 600VDC, DC/AC Discon, 10 Yr Warr, Neg Gnd, COM Card, (add base plate #360-0221), 4,210,245,800 | 34599.98 | 44400 | No | Inverters | Vendor De-listing | 0 |  | De-Listing & Stock Qty Unavailable |  | Not Applicable
330-0262 | 330-0262 | Fronius, CL 48.0 WYE grid tied inverter, 3-Ph, 48kW, 277/480VAC, 60Hz, 600VDC, DC/AC Discon, 10 Yr Warr, Neg Gnd, COM Card, (add base plate #360-0221), 4,210,246,800 | 34093.98 | 48000 | No | Inverters | Vendor De-listing | 0 |  | De-Listing & Stock Qty Unavailable |  | Not Applicable
330-0263 | 330-0263 | Fronius, CL 55.5 Delta grid tied inverter, 3-Ph, 55.5kW, 208/240VAC, 60Hz, 600VDC, DC/AC Discon, 10 Yr Warr, Neg Gnd, COM Card, (add base plate #360-0221), 4,210,247,800 | 38241.98 | 55500 | No | Inverters | Vendor De-listing | 0 |  | De-Listing & Stock Qty Unavailable |  | Not Applicable
330-0264 | 330-0264 | Fronius, CL 60.0 WYE grid tied inverter, 3-Ph, 60kW, 277/480VAC, 60Hz, 600VDC, DC/AC Discon, 10 Yr Warr, Neg Gnd, COM Card, (add base plate #360-0221), 4,210,248,800 | 37573.98 | 60000 | No | Inverters | Vendor De-listing | 0 |  | De-Listing & Stock Qty Unavailable |  | Not Applicable
330-0265 | 330-0265 | Advanced Energy, AE 500NX grid tied ROW Inverter, 3-Ph, 500kW, 600VAC, 50Hz CE, +/-1000VDC, No Discon, 5 Yr Warr, Bipolar Gnd, RS485 & Ethernet, 3159510-000 | 207436 | 500000 | No | Inverters | Soligent De-listing | 0 |  | De-Listing & Stock Qty Unavailable |  | Not Applicable
330-0266 | 330-0266 | Solectria, SGI 225KW Grid Tied Central inverter, 3-Ph, 225KW, 480VAC, 60H, SGI-225-480 | 110159 | 225000 | No | Inverters | Soligent De-listing | 0 |  | De-Listing & Stock Qty Unavailable |  | Not Applicable
330-0267 | 330-0267 | Solectria, SGI 250KW Grid Tied Central inverter, 3-Ph, 250KW, 480VAC, 60H, SGI-250-480 | 120591 | 250000 | No | Inverters | Soligent De-listing | 0 |  | De-Listing & Stock Qty Unavailable |  | Not Applicable
330-0268 | 330-0268 | Solectria, PVI 10KW Grid Tied Inverter, 3-Ph, 10KW, 240VAC, 60Hz, 475VDC, DC/AC Discon, 7 Fused Input, 1 MPPT, 5 Yr Warr, Neg Gnd, Ethernet, PVI-10-240 | 13545 | 10000 | No | Inverters | Vendor De-listing | 0 |  | De-Listing & Stock Qty Unavailable |  | Not Applicable
330-0269 | 330-0269 | ABB, PVI-10.0 3-Ph Grid Tied Inverter, 10kW, 480VAC, 60Hz, 520VDC, DC/AC Discon, 6x15A Fused Input, 2 MPPT, 10 Yr Warr, Neg Gnd Config, RS485, PVI-10.0-I-OUTD-S2-US-480-NG, SPECIAL PRICING - LIMITED QUANTITY - ONLY WHILE SUPPLIES LAST | 6368.05 | 10000 | No | Inverters | Soligent De-listing | 0 |  | De-Listing & Stock Qty Unavailable |  | Not Applicable
330-0270 | 330-0270 | Advanced Energy, AE 250NX grid tied inverter, 3-Ph, 250kW, 480VAC, 60Hz, +/-600VDC, No Discon, 5 Yr Warr, Bipolar Gnd, RS485 & Ethernet, 3159200-0001 | 152000 | 250000 | No | Inverters | Soligent De-listing | 0 |  | De-Listing & Stock Qty Unavailable |  | Not Applicable
330-0271 | 330-0271 | Solectria, Option, Forward Facing AC and DC Disconnects, for PVI 50-100KW, OPT-DISCO-FFUAC | 632.99 |  | No | Inverters | Soligent De-listing | 0 |  | De-Listing & Stock Qty Unavailable |  | Not Applicable
330-0272 | 330-0272 | Solectria, PVI 82KW grid tied inverter, 3-Ph, 82kW, 240VAC, 60Hz, 600VDC, DC/AC Discon, 5 Yr Warr, Neg Gnd, RS485 & Ethernet, PVI-82KW-240V | 45999.99 | 82000 | No | Inverters | Vendor De-listing | 0 |  | De-Listing & Stock Qty Unavailable |  | Not Applicable
330-0279 | 330-0279 | Advanced Energy, AE 500TX grid tied Central inverter, 3-Ph, 500kW, 480VAC, 60H | 188235 | 500000 | No | Inverters | Vendor De-listing | 0 |  | De-Listing & Stock Qty Unavailable |  | Not Applicable
330-0280 | 330-0280 | Solectria, PVI 60KW Grid Tied Central inverter, 3-Ph, 60KW, 240VAC, 60H, SGI-250-480 | 44750 | 60000 | No | Inverters | Soligent De-listing | 0 |  | De-Listing & Stock Qty Unavailable |  | Not Applicable
330-0288 | 330-0288 | SMA, Sunny Tower ST30W grid tied inverter, 3-Ph, 48kW, 208/240/277VAC, 60 Hz, 600VDC, DC/AC Discon, 10 Yr Warr, Neg Gnd Config, Webbox & RS485 cards, ST30000U-W | 31239.98 | 30000 | No | Inverters | Vendor De-listing | 0 |  | De-Listing & Stock Qty Unavailable |  | Not Applicable
330-0289 | 330-0289 | SMA, Sunny Tower ST30 grid tied inverter group, 3-Ph, 30kW, 208/240/277VAC, 60 Hz, 600VDC, DC/AC Discon, 10 Yr Warr, Neg Gnd Config, includes ST6US and 6 x SB5000US, Comm Options, ST30 | 32726 | 30000 | No | Inverters | Vendor De-listing | 0 |  | De-Listing & Stock Qty Unavailable |  | Not Applicable
330-0293 | 330-0293 | Solectria, PVI 50KW Grid Tied Central inverter, 3-Ph, 50KW, 208VAC, 60H, PVI-50-208 | 39182 | 50000 | No | Inverters | Soligent De-listing | 0 |  | De-Listing & Stock Qty Unavailable |  | Not Applicable
330-0294 | 330-0294 | Solectria, PVI 50KW Grid Tied Central inverter, 3-Ph, 50KW, 240VAC, 60H, PVI-50-240 | 40364 | 50000 | No | Inverters | Soligent De-listing | 0 |  | De-Listing & Stock Qty Unavailable |  | Not Applicable
330-0295 | 330-0295 | Solectria, PVI 50KW Grid Tied Central inverter, 3-Ph, 50KW, 480VAC, 60H, PVI-50-480 | 38273 | 50000 | No | Inverters | Soligent De-listing | 0 |  | De-Listing & Stock Qty Unavailable |  | Not Applicable
330-0296 | 330-0296 | Solectria, PVI 75KW Grid Tied Central inverter, 3-Ph, 75KW, 208VAC, 60H, PVI-75-208 | 46386 | 75000 | No | Inverters | Soligent De-listing | 0 |  | De-Listing & Stock Qty Unavailable |  | Not Applicable
330-0297 | 330-0297 | Solectria, PVI 75KW Grid Tied Central inverter, 3-Ph, 75KW, 240VAC, 60H, PVI-75-240 | 47068 | 75000 | No | Inverters | Soligent De-listing | 0 |  | De-Listing & Stock Qty Unavailable |  | Not Applicable
330-0298 | 330-0298 | Solectria, PVI 75KW Grid Tied Central inverter, 3-Ph, 75KW, 480VAC, 60H, PVI-75-480 | 43364 | 75000 | No | Inverters | Soligent De-listing | 0 |  | De-Listing & Stock Qty Unavailable |  | Not Applicable
330-0299 | 330-0299 | Solectria, PVI 85KW Grid Tied Central inverter, 3-Ph, 85KW, 208VAC, 60H, PVI-85-208 | 46841 | 85000 | No | Inverters | Soligent De-listing | 0 |  | De-Listing & Stock Qty Unavailable |  | Not Applicable
330-0300 | 330-0300 | Solectria, PVI 85KW Grid Tied Central inverter, 3-Ph, 85KW, 240VAC, 60H, PVI-85-240 | 47545 | 85000 | No | Inverters | Soligent De-listing | 0 |  | De-Listing & Stock Qty Unavailable |  | Not Applicable
330-0301 | 330-0301 | Solectria, PVI 85KW Grid Tied Central inverter, 3-Ph, 85KW, 480VAC, 60H, PVI-85-480 | 44068 | 85000 | No | Inverters | Soligent De-listing | 0 |  | De-Listing & Stock Qty Unavailable |  | Not Applicable
330-0302 | 330-0302 | Solectria, PVI 100KW Grid Tied Central inverter, 3-Ph, 100KW, 208VAC, 60H, PVI-100-208 | 47545 | 100000 | No | Inverters | Soligent De-listing | 0 |  | De-Listing & Stock Qty Unavailable |  | Not Applicable
330-0303 | 330-0303 | Solectria, PVI 100KW Grid Tied Central inverter, 3-Ph, 100KW, 240VAC, 60H, PVI-100-240 | 49159 | 100000 | No | Inverters | Soligent De-listing | 0 |  | De-Listing & Stock Qty Unavailable |  | Not Applicable
330-0304 | 330-0304 | Solectria, PVI 100KW Grid Tied Central inverter, 3-Ph, 100KW, 480VAC, 60H, PVI-100-480 | 45227 | 100000 | No | Inverters | Soligent De-listing | 0 |  | De-Listing & Stock Qty Unavailable |  | Not Applicable
330-0305 | 330-0305 | SMA, Sunny Central 500CP Grid Tied Inverter, 3-Ph, 550KW, 270VAC, 60Hz, 480VDC, DC/AC Discon, 5 Yr Warranty, RS485, Ethernet, SC-500CP-US-10 | 282918 | 550000 | No | Inverters | Vendor De-listing | 0 |  | De-Listing & Stock Qty Unavailable |  | Not Applicable
330-0306 | 330-0306 | SMA, Sunny Central 630CP Grid Tied Inverter, 3-Ph, 700KW, 315VAC, 60Hz, 480VDC, DC/AC Discon, 5 Yr Warranty, RS485, Ethernet, SC-630CP-US-10 | 312566 | 700000 | No | Inverters | Vendor De-listing | 0 |  | De-Listing & Stock Qty Unavailable |  | Not Applicable
330-0307 | 330-0307 | SMA, Sunny Central 720CP Grid Tied Inverter, 3-Ph, 792KW, 324VAC, 60Hz, 480VDC, DC/AC Discon, 5 Yr Warranty, RS485, Ethernet, SC-720CP-US-10 | 343060 | 792000 | No | Inverters | Vendor De-listing | 0 |  | De-Listing & Stock Qty Unavailable |  | Not Applicable
330-0308 | 330-0308 | SMA, Sunny Central 750CP Grid Tied Inverter, 3-Ph, 825KW, 342VAC, 60Hz, 480VDC, DC/AC Discon, 5 Yr Warranty, RS485, Ethernet, SC-750CP-US-10 | 352378 | 825000 | No | Inverters | Vendor De-listing | 0 |  | De-Listing & Stock Qty Unavailable |  | Not Applicable
330-0309 | 330-0309 | SMA, Sunny Central 800CP Grid Tied Inverter, 3-Ph, 880KW, 360VAC, 60Hz, 480VDC, DC/AC Discon, 5 Yr Warranty, RS485, Ethernet, SC-800CP-US-10 | 367624 | 880000 | No | Inverters | Vendor De-listing | 0 |  | De-Listing & Stock Qty Unavailable |  | Not Applicable
330-0313 | 330-0313 | Power One, PVI-10.0 3-Ph Grid Tied Inverter, 10kW, 480VAC, 60Hz, DC Discon, 4 Unfused Input, 2 MPPT, 10 Yr Warr, Neg Gnd Config, RS485, PVI-10.0-I-OUTD-S-US-480-NG | 6381 | 10000 | No | Inverters | Vendor De-listing | 0 |  | De-Listing & Stock Qty Unavailable |  | Not Applicable
330-0314 | 330-0314 | Advanced Energy, AE 500NX-HE grid tied Central inverter, 3-Ph, 500kW, 480VAC, 60H | 240955.98 | 500000 | No | Inverters | Vendor De-listing | 0 |  | De-Listing & Stock Qty Unavailable |  | Not Applicable
330-0315 | 330-0315 | Advanced Energy, AE 500NX grid tied Central inverter, 3-Ph, 500kW, 480VAC, 60H | 232923.98 | 500000 | No | Inverters | Vendor De-listing | 0 |  | De-Listing & Stock Qty Unavailable |  | Not Applicable
330-0316 | 330-0316 | Fronius, CL 33.3 Delta grid tied Central inverter, 3-Ph, 33.3kW, 208/240VAC, 60H | 18545 | 33300 | No | Inverters | Vendor De-listing | 0 |  | De-Listing & Stock Qty Unavailable |  | Not Applicable
330-0317 | 330-0317 | Fronius, CL 36.0 WYE grid tied Central inverter, 3-Ph, 36kW, 277/480VAC, 60H | 18392 | 36000 | No | Inverters | Vendor De-listing | 0 |  | De-Listing & Stock Qty Unavailable |  | Not Applicable
330-0318 | 330-0318 | Fronius, CL 44.4 Delta grid tied Central inverter, 3-Ph, 44.4 kW, 208/240VAC, 60H | 21151 | 44400 | No | Inverters | Vendor De-listing | 0 |  | De-Listing & Stock Qty Unavailable |  | Not Applicable
330-0319 | 330-0319 | Fronius, CL 48.0 WYE grid tied Central inverter, 3-Ph, 48kW, 277/480VAC, 60H | 22644 | 48000 | No | Inverters | Vendor De-listing | 0 |  | De-Listing & Stock Qty Unavailable |  | Not Applicable
330-0320 | 330-0320 | Fronius, CL 55.5 Delta grid tied inverter, 3-Ph, 55.5kW, 208/240VAC, 60Hz, 600VDC, DC/AC Discon, 5 Yr Warr, Neg Gnd, includes Modbus card (4,240,021,Z), (add base plate #360-0221), 4,210,247,800 | 25946 | 55500 | No | Inverters | Vendor De-listing | 0 |  | De-Listing & Stock Qty Unavailable |  | Not Applicable
330-0321 | 330-0321 | Fronius, CL 60.0 WYE grid tied Central inverter, 3-Ph, 60kW, 277/480VAC, 60H | 28305 | 60000 | No | Inverters | Vendor De-listing | 0 |  | De-Listing & Stock Qty Unavailable |  | Not Applicable
330-0322 | 330-0322 | Advanced Energy, AE 3TL-12K 3-Ph Grid Tied Inverter, 12kW, 480VAC, 60Hz, +/-500VDC, DC Discon, Dual 12x15A Fused Inputs, 1 MPPT, 5 Yr Warr, Bipolar Gnd, RS485 & Ethernet NEMA 3R, 804R012.010 | 8982 | 12000 | No | Inverters | Vendor De-listing | 0 |  | De-Listing & Stock Qty Unavailable |  | Not Applicable
330-0323 | 330-0323 | Advanced Energy, AE 3TL-16K 3-Ph Grid Tied Inverter, 16kW, 480VAC, 60Hz, +/-500VDC, DC Discon, Dual 12x15A Fused Inputs, 1 MPPT, 5 Yr Warr, Bipolar Gnd, RS485 & Ethernet NEMA 3R, 804R016.010 | 9999.98 | 16000 | No | Inverters | Vendor De-listing | 0 |  | De-Listing & Stock Qty Unavailable |  | Not Applicable
330-0324 | 330-0324 | SolarEdge, SE9KUS Grid Tied Inverter, 3-Ph, 9000W, 208VAC, 60Hz, 500VDC, DC/AC Discon,12 Yr Warr, Ungrounded, RS485 and Ethernet, SE9KUS-208-U | 3597 | 9000 | No | Inverters | Vendor De-listing | 0 |  | De-Listing & Stock Qty Unavailable |  | Not Applicable
330-0325 | 330-0325 | SolarEdge, SE10KUS Grid Tied Inverter, 3-Ph, 10kW, 480VAC, 60Hz, 1000VDC, DC/AC Discon,12 Yr Warr, Ungrounded, RS485 and Ethernet, SE10KUS-480-U | 3286 | 10000 | No | Inverters | Vendor De-listing | 0 |  | De-Listing & Stock Qty Unavailable |  | Not Applicable
330-0326 | 330-0326 | SolarEdge, SE20KUS Grid Tied Inverter, 3-Ph, 20kW, 480VAC, 60Hz, 1000VDC, DC/AC Discon,12 Yr Warr, Ungrounded, RS485 and Ethernet, SE20KUS-480-U | 3893 | 20000 | No | Inverters | Vendor De-listing | 0 |  | De-Listing & Stock Qty Unavailable |  | Not Applicable
330-0327 | 330-0327 | Yaskawa Solectria, PVI 14000TL, 3-Ph Grid tied inverter, 14kW, 208VAC, 60Hz, 600VDC, AC/DC Discon, Two dual 4x15A Fused Inputs (add 8 fuses), 2 MPPT, 10 Yr Warr, Ungrounded, RS485, NEMA3R, PVI-14TL-208 | 4146.34 | 14000 | No | Inverters | Vendor De-listing | 4000 |  | De-Listing & Stock Qty Unavailable |  | Not Applicable
330-0327 : 330-0327_S | 330-0327_S | Yaskawa Solectria, PVI 14000TL, 3-Ph Grid tied inverter, 14kW, 208VAC, 60Hz, 600VDC, AC/DC Discon, Two dual 4x15A Fused Inputs (add 8 fuses), 2 MPPT, 10 Yr Warr, Ungrounded, RS485, NEMA3R, PVI-14TL-208 | 4146.34 | 14000 | No | Inverters | Soligent De-listing | 4000 |  | De-Listing & Stock Qty Unavailable |  | Not Applicable
330-0328 | 330-0328 | Yaskawa Solectria, PVI 20000TL, 3-Ph Grid tied inverter, 20kW, 480VAC, 60Hz, 600VDC, AC/DC Discon, Two dual 4x15A Fused Inputs (add 8 fuses), 2 MPPT, 10 Yr Warr, Ungrounded, RS485, NEMA3R, PVI-20TL-480 | 8860.46 | 20000 | No | Inverters | Vendor De-listing | 0 |  | De-Listing & Stock Qty Unavailable |  | Not Applicable
330-0329 | 330-0329 | Yaskawa Solectria, PVI 23000TL, 3-Ph Grid tied inverter, 23kW, 480VAC, 60Hz, 1000VDC, AC/DC Discon, Two dual 4x15A Fused Inputs, 2 MPPT, 10 Yr Warr, Ungrounded, RS485, NEMA4, PVI-23TL-480 | 3142.86 | 23000 | No | Inverters | Vendor De-listing | 2588.24 |  | De-Listing & Stock Qty Unavailable |  | Not Applicable
330-0330 | 330-0330 | Yaskawa Solectria, PVI 28000TL, 3-Ph Grid tied inverter, 28kW, 480VAC, 60Hz, 1000VDC, AC/DC Discon, Two dual 4x15A Fused Inputs, 2 MPPT, 10 Yr Warr, Ungrounded, RS485, NEMA4, PVI-28TL-480 | 2439.02 | 28000 | No | Inverters | Vendor De-listing | 2352.94 |  | De-Listing & Stock Qty Unavailable |  | Not Applicable
330-0330 : 330-0330_S | 330-0330_S | Yaskawa Solectria, PVI 28000TL, 3-Ph Grid tied inverter, 28kW, 480VAC, 60Hz, 1000VDC, AC/DC Discon, Two dual 4x15A Fused Inputs, 2 MPPT, 10 Yr Warr, Ungrounded, RS485, NEMA4, PVI-28TL-480 | 2439.02 | 28000 | No | Inverters | Soligent De-listing | 2352.94 |  | De-Listing & Stock Qty Unavailable |  | Not Applicable
330-0331 | 330-0331 | Advanced Energy, AE 3TL-20K 3-Ph Grid Tied Inverter, 20kW, 480VAC, 60Hz, +/-500VDC, DC Discon, Dual 12x15A Fused Inputs, 1 MPPT, 5 Yr Warr, Bipolar Gnd, RS485 & Ethernet NEMA 3R, 804R020.010 | 10364 | 20000 | No | Inverters | Vendor De-listing | 0 |  | De-Listing & Stock Qty Unavailable |  | Not Applicable
330-0332 | 330-0332 | Advanced Energy, AE 3TL-23K 3-Ph Grid Tied Inverter, 23.2kW, 480VAC, 60Hz, +/-500VDC, DC Discon, Dual 12x15A Fused Inputs, 1 MPPT, 5 Yr Warr, Bipolar Gnd, RS485 & Ethernet NEMA 3R, 804R024.010 | 11055 | 24000 | No | Inverters | Vendor De-listing | 0 |  | De-Listing & Stock Qty Unavailable |  | Not Applicable
330-0333 | 330-0333 | Advanced Energy, AE 500NX, grid tied inverter, 3-Ph, 500kW, 60Hz, 1000VDC, 420 ABB AC/DC SWGR SAM8, 3159532-04F0 | 280752.94 | 500000 | No | Inverters | Soligent De-listing | 0 |  | De-Listing & Stock Qty Unavailable |  | Not Applicable
330-0334 | 330-0334 | Advanced Energy, AE 500NX, grid tied inverter, 3-Ph, 500kW, 60Hz, 1000VDC, 420V FWE BUS BAR, 3159533-0003 | 223529.41 | 500000 | No | Inverters | Soligent De-listing | 0 |  | De-Listing & Stock Qty Unavailable |  | Not Applicable
330-0335 | 330-0335 | Advanced Energy, AE 500NX, grid tied inverter, 3-Ph, 500kW, 60Hz, 1000VDC, 420 DC SWGR, 3159533-0060 | 250352.94 | 500000 | No | Inverters | Soligent De-listing | 0 |  | De-Listing & Stock Qty Unavailable |  | Not Applicable
330-0336 | 330-0336 | Advanced Energy, AE 500NX, grid tied inverter, 3-Ph, 500kW, 60Hz, 1000VDC, 420 DC SWGR SAM8, 3159533-00E0 | 261082.35 | 500000 | No | Inverters | Soligent De-listing | 0 |  | De-Listing & Stock Qty Unavailable |  | Not Applicable
330-0337 | 330-0337 | Advanced Energy, AE 500NX, grid tied inverter, 3-Ph, 500kW, 60Hz, 1000VDC, 420 LVRT DC SWGR, 3159533-0460 | 259294.12 | 500000 | No | Inverters | Soligent De-listing | 0 |  | De-Listing & Stock Qty Unavailable |  | Not Applicable
330-0338 | 330-0338 | Advanced Energy, AE 500NX, grid tied inverter, 3-Ph, 500kW, 60Hz, 1000VDC, 420 LVRT DC SWGR SAM8, 3159533-04E0 | 270023.53 | 500000 | No | Inverters | Soligent De-listing | 0 |  | De-Listing & Stock Qty Unavailable |  | Not Applicable
330-0339 | 330-0339 | Advanced Energy, AE 500NX, grid tied inverter, 3-Ph, 500kW, 60Hz, 1000VDC, 420 LVRT DC SWGR SAM10, 3159533-04N0 | 272705.88 | 500000 | No | Inverters | Soligent De-listing | 0 |  | De-Listing & Stock Qty Unavailable |  | Not Applicable
330-0340 | 330-0340 | Advanced Energy, AE 333NX grid tied inverter, 3-Ph, 333kW, 480VAC, 60Hz, +/-600VDC, No Discon, Dual 6x350MCM DC Lugs, 5 Yr Warr , Bipolar Gnd, RS485 & Ethernet, 3159000-0001 | 166306 | 333000 | No | Inverters | Soligent De-listing | 0 |  | De-Listing & Stock Qty Unavailable |  | Not Applicable
330-0341 | 330-0341 | Yaskawa Solectria, PVI 36000TL, 3-Ph Grid tied inverter, 36kW, 480VAC, 60Hz, 1000VDC, AC/DC Discon, Two dual 5x15A Fused Inputs, 2 MPPT, with PLC Transmitter, 10 Yr Warr, RS-485, UL-1741-SA, PVI-36TL-480-RSD | 4971.43 | 36000 | No | Inverters | Vendor De-listing | 0 |  | De-Listing & Stock Qty Unavailable |  | Not Applicable
330-0342 | 330-0342 | SolarEdge, SE100KUS Grid Tied Inverter, Primary Inverter, (add 2 Secondary Inverters) 3-Ph, 100kW, 277/480V WYE, 60Hz, 1000VDC, DC Discon, 12 Yr Warr, AFCI, NO AC-RSD, GROUND MOUNT ONLY,-40C, RS485 and Ethernet, DCD w/o Fuses, UL-1741-SA (Rule-21),SE100K-USRPGBNU4 | 5796.98 |  | No | Inverters | Soligent De-listing | 0 |  | De-Listing & Stock Qty Unavailable |  | Not Applicable
330-0343 | 330-0343 | Yaskawa Solectria, PVI 25TL, 3-Ph Grid Tied inverter, 25kW, 480VAC WYE, 60Hz, 1000VDC, 2 MPPT, 3 inputs per MPPT, AC/DC Disconnect, Arc-Fault Detection, NEMA 4X, with SunSpec Transmitter, UL1741-SA, 10 Yr Warr, PVI-25TL-480 | 2757.14 |  | No | Inverters | Vendor De-listing | 2270.59 |  | De-Listing & Stock Qty Unavailable |  | Not Applicable
330-0449 | 330-0449 | SMA, Sunny Tripower 12000TL inverter with installed SWDM-US-10 ONLY, (Use with DC Discon CU 1000-US-10, #580-0103), STP12000TL-US-10 | 5837.99 | 12000 | No | Inverters | Soligent De-listing | 0 |  | De-Listing & Stock Qty Unavailable |  | Not Applicable
330-0449-KIT | 330-0449-KIT | SMA, Sunny Tripower 12000TL Grid tied inverter, 3-Ph, 12kW, 480VAC, 60Hz, 600/1000VDC, DC Discon, 2 Dual 4x20A Fused Inputs (add 16 midget fuses), 2 MPPT, 10 Yr Warr, Ungrounded, Webconnect, Arc-Fault Protection, STP12000TL-US-10-KIT | 7167.23 | 12000 | No | Inverters | Vendor De-listing | 0 |  | De-Listing & Stock Qty Unavailable |  | Not Applicable
330-0450 | 330-0450 | SMA, Sunny Tripower 15000TL inverter with installed SWDM-US-10 ONLY, (Use with DC Discon CU 1000-US-10, #580-0103), STP15000TL-US-10 | 6641.99 | 15000 | No | Inverters | Soligent De-listing | 0 |  | De-Listing & Stock Qty Unavailable |  | Not Applicable
330-0450-KIT | 330-0450-KIT | SMA, Sunny Tripower 15000TL Grid tied inverter, 3-Ph, 15kW, 480VAC, 60Hz, 600/1000VDC, DC Discon, 2 Dual 4x20A Fused Inputs (add 16 midget fuses), 2 MPPT, 10 Yr Warr, Ungrounded, Webconnect, Arc-Fault Protection, STP15000TL-US-10-KIT | 7663.82 | 15000 | No | Inverters | Vendor De-listing | 0 |  | De-Listing & Stock Qty Unavailable |  | Not Applicable
330-0451 | 330-0451 | SMA, Sunny Tripower 20000TL inverter with installed SWDM-US-10 ONLY, (Use with DC Discon CU 1000-US-10, #580-0103), STP20000TL-US-10 | 6877.99 | 20000 | No | Inverters | Soligent De-listing | 0 |  | De-Listing & Stock Qty Unavailable |  | Not Applicable
330-0451-KIT | 330-0451-KIT | SMA, Sunny Tripower 20000TL Grid tied inverter, 3-Ph, 20kW, 480VAC, 60Hz, 600/1000VDC, DC Discon, 2 Dual 4x20A Fused Inputs (add 16 midget fuses), 2 MPPT, 10 Yr Warr, Ungrounded, Webconnect, Arc-Fault Protection, STP20000TL-US-10-KIT | 9565 | 20000 | No | Inverters | Soligent De-listing | 0 |  | De-Listing & Stock Qty Unavailable |  | Not Applicable
330-0452 | 330-0452 | SMA, Sunny Tripower 24000TL inverter with installed SWDM-US-10 ONLY, (Use with DC Discon CU 1000-US-10, #580-0103), STP24000TL-US-10 | 7607.99 | 24000 | No | Inverters | Soligent De-listing | 0 |  | De-Listing & Stock Qty Unavailable |  | Not Applicable
330-0452-KIT | 330-0452-KIT | SMA, Sunny Tripower 24000TL Grid tied inverter, 3-Ph, 24kW, 480VAC, 60Hz, 600/1000VDC, DC Discon, 2 Dual 4x20A Fused Inputs (add 16 midget fuses), 2 MPPT, 10 Yr Warr, Ungrounded, Webconnect, Arc-Fault Protection, STP24000TL-US-10-KIT | 11275 | 24000 | No | Inverters | Soligent De-listing | 0 |  | De-Listing & Stock Qty Unavailable |  | Not Applicable
330-0453 | 330-0453 | Solectria, PVI Premium Efficiency 100KW Grid Tied Central inverter, 3-Ph, 100KW, 480VAC, 60H | 48705 | 100000 | No | Inverters | Vendor De-listing | 0 |  | De-Listing & Stock Qty Unavailable |  | Not Applicable
330-0454 | 330-0454 | Advanced Energy, AE 3TL-16 Grid Tied Inverter, 3-Ph, 16kW, 480VAC, 60Hz, 1000VDC, DC Discon, Dual 10x15A Fused Inputs, 1 MPPT, 5 Yr Warr, Ungrounded, RS485 & Ethernet, Arc-Fault Protection, AE_3TL-16_10 | 7906 | 16000 | No | Inverters | Vendor De-listing | 0 |  | De-Listing & Stock Qty Unavailable |  | Not Applicable
330-0455 | 330-0455 | Advanced Energy, AE 3TL-12 Grid Tied Inverter, 3-Ph, 12kW, 480VAC, 60Hz, 1000VDC, DC Discon, Dual 10x15A Fused Inputs, 1 MPPT, 5 Yr Warr, Ungrounded, RS485 & Ethernet, Arc-Fault Protection, AE_3TL-12_10 | 7871 | 12000 | No | Inverters | Vendor De-listing | 0 |  | De-Listing & Stock Qty Unavailable |  | Not Applicable
330-0456 | 330-0456 | Advanced Energy, AE 3TL-20 Grid Tied Inverter, 3-Ph, 20kW, 480VAC, 60Hz, 1000VDC, DC Discon, Dual 10x15A Fused Inputs, 1 MPPT, 5 Yr Warr, Ungrounded, RS485 & Ethernet, Arc-Fault Protection, AE_3TL-20_10 | 7960 | 20000 | No | Inverters | Vendor De-listing | 0 |  | De-Listing & Stock Qty Unavailable |  | Not Applicable
330-0457 | 330-0457 | Advanced Energy, AE 3TL-23 Grid Tied Inverter, 3-Ph, 23kW, 480VAC, 60Hz, 1000VDC, DC Discon, Dual 10x15A Fused Inputs, 1 MPPT, 5 Yr Warr, Ungrounded, RS485 & Ethernet, Arc-Fault Protection, AE_3TL-23_10 | 8031 | 23000 | No | Inverters | Vendor De-listing | 0 |  | De-Listing & Stock Qty Unavailable |  | Not Applicable
330-0458 | 330-0458 | Solectria, PVI 60KW Grid Tied Central inverter, 3-Ph, 60kW, 480VAC, 60H, PVI-60-480 | 43694 | 60000 | No | Inverters | Soligent De-listing | 0 |  | De-Listing & Stock Qty Unavailable |  | Not Applicable
330-0459 | 330-0459 | ABB, PVI-10.0 3-Ph Grid Tied Inverter, 10kW, 480VAC, 60Hz, 520VDC, DC Discon, 6x15A Fused Input, 2 MPPT, 10 Yr Warr, Neg Gnd Config, RS485, PVI-10.0-I-OUTD-S1-US-480-NG | 6707 | 10000 | No | Inverters | Vendor De-listing | 0 |  | De-Listing & Stock Qty Unavailable |  | Not Applicable
330-0460 | 330-0460 | SMA, Sunny Tripower 12000TL INVERTER ONLY, Grid tied inverter, 3-Ph, 12kW, 277/480VAC, 60Hz, 600/1000VDC, with installed SWDM-US-10, (Use with DC Disconnect: CU 1000-US-11, #580-0132), STP12000TL-US-10 | 1300 | 12000 | No | Inverters | Vendor De-listing | 1300 |  | De-Listing & Stock Qty Unavailable |  | Not Applicable
330-0460 : 330-0460_S | 330-0460_S | SMA, Sunny Tripower 12000TL INVERTER ONLY, Grid tied inverter, 3-Ph, 12kW, 277/480VAC, 60Hz, 600/1000VDC, with installed SWDM-US-10, (Use with DC Disconnect: CU 1000-US-11, #580-0132), STP12000TL-US-10 | 1300 | 12000 | No | Inverters | Soligent De-listing | 1300 |  | De-Listing & Stock Qty Unavailable |  | Not Applicable
330-0460-B | 330-0460-B | B Grade SMA, Sunny Tripower 12000TL INVERTER ONLY, Grid tied inverter, 3-Ph, 12kW, 277/480VAC, 60Hz, 600/1000VDC, with installed SWDM-US-10, (Use with DC Disconnect: CU 1000-US-11, #580-0132), STP12000TL-US-10 | 2340 | 12000 | No | Inverters | Vendor De-listing | 1300 |  | De-Listing & Stock Qty Unavailable |  | Not Applicable
330-0461 | 330-0461 | SMA, Sunny Tripower 15000TL INVERTER ONLY, Grid tied inverter, 3-Ph, 15kW, 277/480VAC, 60Hz, 600/1000VDC, with installed SWDM-US-10, (Use with DC Disconnect: CU 1000-US-11, #580-0132), STP15000TL-US-10 | 6641.21 | 15000 | No | Inverters | Vendor De-listing | 1946.1 |  | De-Listing & Stock Qty Unavailable |  | Not Applicable
330-0462 | 330-0462 | SMA, Sunny Tripower 20000TL INVERTER ONLY, Grid tied inverter, 3-Ph, 20kW, 277/480VAC, 60Hz, 600/1000VDC, with installed SWDM-US-10, (Use with DC Disconnect: CU 1000-US-11, #580-0132), STP20000TL-US-10 | 6877.52 | 20000 | No | Inverters | Vendor De-listing | 0 |  | De-Listing & Stock Qty Unavailable |  | Not Applicable
330-0463 | 330-0463 | SMA, Sunny Tripower 24000TL INVERTER ONLY, Grid tied inverter, 3-Ph, 24kW, 277/480VAC, 60Hz, 600/1000VDC, with installed SWDM-US-10, (Use with DC Disconnect: CU 1000-US-11, #580-0132), STP24000TL-US-10 | 3147.06 | 24000 | No | Inverters | Vendor De-listing | 1710.36 |  | De-Listing & Stock Qty Unavailable |  | Not Applicable
330-0464 | 330-0464 | Fronius, Symo 10.0 480 Grid Tied Inverter, 3-Ph, 10 kW, 480VAC, 60Hz, 600VDC or1000VDC, DC Discon, 6 Unfused i/p, 2 MPPT, 10 Yr Warr, Ungrounded, Wi-Fi/Ethernet Datamanager, Arc-Fault Protection, 4,210,050,800 | 5296 | 10000 | No | Inverters | Vendor De-listing | 0 |  | De-Listing & Stock Qty Unavailable |  | Not Applicable
330-0465 | 330-0465 | Fronius, Symo 10.0 208/240 Grid Tied Inverter, 3-Ph, 10 kW, 208/240VAC, 60Hz, 600VDC, DC Discon, 6 Unfused i/p, 2 MPPT, 10 Yr Warr, Ungrounded, Wi-Fi/Ethernet Datamanager, Arc-Fault Protection, 4,210,050,850 | 5488 | 10000 | No | Inverters | Vendor De-listing | 0 |  | De-Listing & Stock Qty Unavailable |  | Not Applicable
330-0466 | 330-0466 | Fronius, Symo 12.5 480 Grid Tied Inverter, 3-Ph, 12.5 kW, 480VAC, 60Hz, 600VDC or1000VDC, DC Discon, 6 Unfused i/p, 2 MPPT, 10 Yr Warr, Ungrounded, Wi-Fi/Ethernet Datamanager, Arc-Fault Protection, 4,210,051,800 | 5936 | 12500 | No | Inverters | Vendor De-listing | 0 |  | De-Listing & Stock Qty Unavailable |  | Not Applicable
330-0467 | 330-0467 | Fronius, Symo 12.0 208/240 Grid Tied Inverter, 3-Ph, 12 kW, 208/240VAC, 60Hz, 600VDC, DC Discon, 6 Unfused i/p, 2 MPPT, 10 Yr Warr, Ungrounded, Wi-Fi/Ethernet Datamanager, Arc-Fault Protection, 4,210,051,850 | 6128 | 1200 | No | Inverters | Vendor De-listing | 0 |  | De-Listing & Stock Qty Unavailable |  | Not Applicable
330-0468 | 330-0468 | Fronius, Symo 15.0 480 Grid Tied Inverter, 3-Ph, 15 kW, 480VAC, 60Hz, 1000VDC, DC Discon, 6 Fused i/p,2 MPPT, 10 Yr Warr, Ungrounded, Wi-Fi/Ethernet Datamanager, Arc-Fault Protection, 4,210,052,800 | 6497 | 15000 | No | Inverters | Vendor De-listing | 0 |  | De-Listing & Stock Qty Unavailable |  | Not Applicable
330-0469 | 330-0469 | Fronius, Symo 17.5 480 Grid Tied Inverter, 3-Ph, 17.5 kW, 480VAC, 60Hz, 1000VDC, DC Discon, 6 Fused i/p,2 MPPT, 10 Yr Warr, Ungrounded, Wi-Fi/Ethernet Datamanager, Arc-Fault Protection, 4,210,053,800 | 7172 | 17500 | No | Inverters | Vendor De-listing | 0 |  | De-Listing & Stock Qty Unavailable |  | Not Applicable
330-0470 | 330-0470 | Fronius, Symo 20.0 480 Grid Tied Inverter, 3-Ph, 20 kW, 480VAC, 60Hz, 1000VDC, DC Discon, 6 Fused i/p,2 MPPT, 10 Yr Warr, Ungrounded, Wi-Fi/Ethernet Datamanager, Arc-Fault Protection, 4,210,054,800 | 7845 | 20000 | No | Inverters | Vendor De-listing | 0 |  | De-Listing & Stock Qty Unavailable |  | Not Applicable
330-0471 | 330-0471 | Fronius, Symo 22.5 480 Grid Tied Inverter, 3-Ph, 22.5 kW, 480VAC, 60Hz, 1000VDC, DC Discon, 6 Fused i/p,2 MPPT, 10 Yr Warr, Ungrounded, Wi-Fi/Ethernet Datamanager, Arc-Fault Protection, 4,210,055,800 | 8653 | 22500 | No | Inverters | Vendor De-listing | 0 |  | De-Listing & Stock Qty Unavailable |  | Not Applicable
330-0472 | 330-0472 | Fronius, Symo 24.0 480 Grid Tied Inverter, 3-Ph, 24 kW, 480VAC, 60Hz, 1000VDC, DC Discon, 6 Fused i/p,2 MPPT, 10 Yr Warr, Ungrounded, Wi-Fi/Ethernet Datamanager, Arc-Fault Protection, 4,210,056,800 | 9134 | 24000 | No | Inverters | Vendor De-listing | 0 |  | De-Listing & Stock Qty Unavailable |  | Not Applicable
330-0473 | 330-0473 | Fronius, Symo Lite 10.0 480 Grid Tied Inverter, 3-Ph, 10 kW, 480VAC, 60Hz, 600VDC or1000VDC, DC Discon, 6 Unfused i/p, 2 MPPT, 10 Yr Warr, Ungrounded, Arc-Fault Protection, 4,210,050,801 | 4671.94 | 10000 | No | Inverters | Vendor De-listing | 0 |  | De-Listing & Stock Qty Unavailable |  | Not Applicable
330-0474 | 330-0474 | Fronius, Symo Lite 10.0 208/240 Grid Tied Inverter, 3-Ph, 10 kW, 208/240VAC, 60Hz, 600VDC, DC Discon, 6 Unfused i/p, 2 MPPT, 10 Yr Warr, Ungrounded, Arc-Fault Protection, 4,210,050,851 | 3369.24 | 10000 | No | Inverters | Vendor De-listing | 0 |  | De-Listing & Stock Qty Unavailable |  | Not Applicable
330-0475 | 330-0475 | Fronius, Symo Lite 12.5 480 Grid Tied Inverter, 3-Ph, 12.5 kW, 480VAC, 60Hz, 600VDC or1000VDC, DC Discon, 6 Unfused i/p, 2 MPPT, 10 Yr Warr, Ungrounded, Arc-Fault Protection, 4,210,051,801 | 5096.32 | 12500 | No | Inverters | Vendor De-listing | 0 |  | De-Listing & Stock Qty Unavailable |  | Not Applicable
330-0476 | 330-0476 | Fronius, Symo Lite 12.0 208/240 Grid Tied Inverter, 3-Ph, 12 kW, 208/240VAC, 60Hz, 600VDC, DC Discon, 6 Unfused i/p, 2 MPPT, 10 Yr Warr, Ungrounded, Arc-Fault Protection, 4,210,051,851 | 5440.9 | 12000 | No | Inverters | Vendor De-listing | 0 |  | De-Listing & Stock Qty Unavailable |  | Not Applicable
330-0477 | 330-0477 | Fronius, Symo Lite 15.0 480 Grid Tied Inverter, 3-Ph, 15 kW, 480VAC, 60Hz, 1000VDC, DC Discon, 6Â Un-Fused i/p,2 MPPT, 10 Yr Warr, Ungrounded, Arc-Fault Protection, 4,210,052,801 | 5573.87 | 15000 | No | Inverters | Vendor De-listing | 0 |  | De-Listing & Stock Qty Unavailable |  | Not Applicable
330-0478 | 330-0478 | Fronius, Symo Lite 17.5 480 Grid Tied Inverter, 3-Ph, 17.5 kW, 480VAC, 60Hz,Â 1000VDC, DC Discon,Â 6Â Un-FusedÂ i/p, 2 MPPT, 10 Yr Warr, Ungrounded, Arc-Fault Protection, 4,210,053,801 | 5497.14 | 17500 | No | Inverters | Vendor De-listing | 0 |  | De-Listing & Stock Qty Unavailable |  | Not Applicable
330-0479 | 330-0479 | Fronius, Symo Lite 20.0 480 Grid Tied Inverter, 3-Ph, 20 kW, 480VAC, 60Hz, 1000VDC, DC Discon, 6 Fused i/p,2 MPPT, 10 Yr Warr, Ungrounded, Arc-Fault Protection, 4,210,054,801 | 5586 | 20000 | No | Inverters | Soligent De-listing | 0 |  | De-Listing & Stock Qty Unavailable |  | Not Applicable
330-0480 | 330-0480 | Fronius, Symo Lite 22.7 480 Grid Tied Inverter, 3-Ph, 22.5 kW, 480VAC, 60Hz, 1000VDC, DC Discon, 6 Fused i/p,2 MPPT, 10 Yr Warr, Ungrounded, Arc-Fault Protection, 4,210,055,801 | 5665.8 | 22500 | No | Inverters | Vendor De-listing | 0 |  | De-Listing & Stock Qty Unavailable |  | Not Applicable
330-0481 | 330-0481 | Fronius, Symo Lite 24.0 480 Grid Tied Inverter, 3-Ph, 24 kW, 480VAC, 60Hz, 1000VDC, DC Discon, 6 Fused i/p,2 MPPT, 10 Yr Warr, Ungrounded, Arc-Fault Protection, 4,210,056,801 | 5807.28 | 24000 | No | Inverters | Vendor De-listing | 0 |  | De-Listing & Stock Qty Unavailable |  | Not Applicable
330-0482 | 330-0482 | SMA, STP60-US-10 Inverter, 60KW, with DC Switch, STP60-US-10 | 13128.82 | 60000 | No | Inverters | Vendor De-listing | 0 |  | De-Listing & Stock Qty Unavailable |  | Not Applicable
330-0483 | 330-0483 | Solectria, SGI 750KW Grid Tied Central inverter, 3-Ph, 1000VDC, 380VAC, 60H, External Transformer, SGI-750XTM-380 | 124674.99 | 750000 | No | Inverters | Soligent De-listing | 0 |  | De-Listing & Stock Qty Unavailable |  | Not Applicable
330-0484 | 330-0484 | Solectria, Option, Forward Facing AC and DC Disconnects, fused Disconnects, for PVI 50-100KW, OPT-DISCO-FFFAC | 2353 |  | No | Inverters | Soligent De-listing | 0 |  | De-Listing & Stock Qty Unavailable |  | Not Applicable
330-0485 | 330-0485 | Yaskawa Solectria, PVI 36000TL, 3-Ph Grid tied inverter, 36kW, 480VAC, 60Hz, 1000VDC, AC/DC Discon, Two dual 5x20A Fused Inputs, 2 MPPT, 10 Yr Warr, Ungrounded, RS485, NEMA4, Rule-21, PVI-36TL-480-20A | 4707.32 | 36000 | No | Inverters | Shippable | 4541.18 |  | Shippable but Stock Qty Unavailable | USIN100-0301 | Already Listed
330-0485 : 330-0485_S | 330-0485_S | Yaskawa Solectria, PVI 36000TL, 3-Ph Grid tied inverter, 36kW, 480VAC, 60Hz, 1000VDC, AC/DC Discon, Two dual 5x20A Fused Inputs, 2 MPPT, 10 Yr Warr, Ungrounded, RS485, NEMA4, Rule-21, PVI-36TL-480-20A | 4146.34 | 36000 | No | Inverters | Soligent De-listing | 4000 |  | De-Listing & Stock Qty Unavailable |  | Not Applicable
330-0486 | 330-0486 | Schneider-Electric, Conext CL-18000-NA, Grid-Tied TL Inverter, 3-PH, 18kW, 277/480Vac, 60Hz, 1000Vdc, 4 String input, Per channel, (add fuses) 2 MPPT, DC Switch, AFCI, Integrated data logger, 10 yr. Warranty, Model-Essential+AFD, (2 boxes), PVSCL18NA201 | 4821.43 | 18000 | No | Inverters | Vendor De-listing | 3970.59 |  | De-Listing & Stock Qty Unavailable |  | Not Applicable
330-0487 | 330-0487 | Schneider-Electric, Conext CL-18000-NA, Grid-Tied TL Inverter, 3-PH, 18kW, 277/480Vac, 60Hz, 1000Vdc, 4 String input, Per channel, (add fuses) 2 MPPT, DC Switch, AFCI, AC-SPD, DC-SPD, Integrated data logger, 10 yr. Warranty, Model-Optimum+AFD, (2 boxes), PVSCL18NA301 | 5121.51 | 18000 | No | Inverters | Vendor De-listing | 4217.72 |  | De-Listing & Stock Qty Unavailable |  | Not Applicable
330-0488 | 330-0488 | Schneider-Electric, Conext CL-25000-NA, Grid-Tied TL Inverter, 3-PH, 25kW, 277/480Vac, 60Hz, 1000Vdc, 4 String input, Per channel, (add fuses) 2 MPPT, DC Switch, AFCI, Integrated data logger, 10 yr. Warranty, Model-Essential+AFD, (2 boxes), PVSCL25NA201 | 5011.2 | 25000 | No | Inverters | Vendor De-listing | 4126.87 |  | De-Listing & Stock Qty Unavailable |  | Not Applicable
330-0489 | 330-0489 | Schneider-Electric, Conext CL-25000-NA, Grid-Tied TL Inverter, 3-PH, 25kW, 277/480Vac, 60Hz, 1000Vdc, 4 String input, Per channel, (add fuses) 2 MPPT, DC Switch, AFCI, AC-SPD, DC-SPD, Integrated data logger, 10 yr. Warranty, Model-Optimum+AFD, (2 boxes), PVSCL25NA301 | 5311.29 | 25000 | No | Inverters | Vendor De-listing | 4374 |  | De-Listing & Stock Qty Unavailable |  | Not Applicable
330-0490 | 330-0490 | SolarEdge, SE20KUS Grid Tied Inverter, 3-Ph, 20kW, 480VAC, 60Hz, 1000VDC, DC/AC Discon, (-40° to 60°C), 12 Yr Warr, Ungrounded, RS485 and Ethernet, SE20K-US048NNU4 | 4397 | 20000 | No | Inverters | Soligent De-listing | 0 |  | De-Listing & Stock Qty Unavailable |  | Not Applicable
330-0491 | 330-0491 | SolarEdge, SE14.4KUS Grid Tied Inverter, 3-Ph, 14.4kW, 208VAC, 60Hz, 500VDC, DC/AC Discon, 12 Yr Warr, Ungrounded, RS485 and Ethernet, SE14.4K-US028NNF4 | 4576 | 14400 | No | Inverters | Soligent De-listing | 0 |  | De-Listing & Stock Qty Unavailable |  | Not Applicable
330-0492 | 330-0492 | SolarEdge, SE33.3KUS Grid Tied Inverter, 3-Ph, 33.3kW, 480VAC, 60Hz, 1000VDC, DC/AC Discon,12 Yr Warr, Ungrounded, RS485 and Ethernet, SE33.3K-US048NNF4 | 4110.52 | 33300 | No | Inverters | Vendor De-listing | 0 |  | De-Listing & Stock Qty Unavailable |  | Not Applicable
330-0493 | 330-0493 | ABB, TRIO-20.0 Grid Tied Inverter, 3-Ph, 20kW, 480VAC, 60Hz, 1000VDC, DC Discon, 2 Unfused inputs, 2 MPPT, 5 Yr Warr, Ungrounded, RS485, (add handle kit #570-1045), TRIO-20.0-TL-OUTD-S-US-480-BWP | 6473 | 20000 | No | Inverters | Soligent De-listing | 0 |  | De-Listing & Stock Qty Unavailable |  | Not Applicable
330-0494 | 330-0494 | ABB, TRIO-20.0 Grid Tied Inverter, 3-Ph, 20kW, 480VAC, 60Hz, 1000VDC, DC Discon, 2 Unfused inputs, 2 MPPT, 5 Yr Warr, Ungrounded, RS485, Arc-Fault Protection, (add handle kit #570-1045), TRIO-20.0-TL-OUTD-S-US-480-A-BWP | 6604 | 20000 | No | Inverters | Soligent De-listing | 0 |  | De-Listing & Stock Qty Unavailable |  | Not Applicable
330-0495 | 330-0495 | ABB, TRIO-20.0 Grid Tied Inverter, 3-Ph, 20kW, 480VAC, 60Hz, 1000VDC, DC Discon, Two Dual 4x15A Fused Inputs, 2 MPPT, 5 Yr Warr, Ungrounded, RS485, NEMA 4X, (Purchase with handling kit#570-1045), TRIO-20.0-TL-OUTD-S1-US-480-BWP | 7422 | 20000 | No | Inverters | Soligent De-listing | 0 |  | De-Listing & Stock Qty Unavailable |  | Not Applicable
330-0496 | 330-0496 | ABB, TRIO-20.0 Grid Tied Inverter, 3-Ph, 20kW, 480VAC, 60Hz, 1000VDC, DC Discon, 2 Dual 4x15A Fused Inputs, 2 MPPT, 5 Yr Warr, Ungrounded, RS485, Arc-Fault Protection, DC Surge Arrestor, (add handle kit #570-1045), TRIO-20.0-TL-OUTD-S1-US-480-A-BWP | 7551 | 20000 | No | Inverters | Soligent De-listing | 0 |  | De-Listing & Stock Qty Unavailable |  | Not Applicable
330-0497 | 330-0497 | ABB, TRIO-20.0 Grid Tied Inverter, 3-Ph , 20kW, 480VAC, 60Hz, 1000VDC, AC and DC Discon, Two Dual 4x15A Fused Inputs, 2 MPPT, 5 Yr Warr, Ungrounded, RS485, NEMA 4X, (Purchase with handling kit#570-1045), TRIO-20.0-TL-OUTD-S1A-US-480-BWP | 7620 | 20000 | No | Inverters | Soligent De-listing | 0 |  | De-Listing & Stock Qty Unavailable |  | Not Applicable
330-0498 | 330-0498 | ABB, TRIO-20.0 Grid Tied Inverter, 3-Ph, 20kW, 480VAC, 60Hz, 1000VDC, DC Discon, 2 Dual 4x15A Fused Inputs, 2 MPPT, 5 Yr Warr, Ungrounded, RS485, Arc-Fault Protection, DC & AC Surge Arrestor, (add handle kit #570-1045), TRIO-20.0-TL-OUTD-S1A-US-480-A-BWP | 7749 | 20000 | No | Inverters | Soligent De-listing | 0 |  | De-Listing & Stock Qty Unavailable |  | Not Applicable
330-0499 | 330-0499 | ABB, TRIO-20.0 Grid Tied Inverter, 3-Ph, 20kW, 480VAC, 60Hz, 1000VDC, DC Discon, Two Dual 4x15A Fused Inputs, AC J-class fused disconnect, 2 MPPT, 5 Yr Warr, Ungrounded, RS485, NEMA 4X, (Purchase with handling kit#570-1045), TRIO-20.0-TL-OUTD-S1B-US-480-BWP | 8129 | 20000 | No | Inverters | Soligent De-listing | 0 |  | De-Listing & Stock Qty Unavailable |  | Not Applicable
330-0500 | 330-0500 | ABB, TRIO-20.0 Grid Tied Inverter, 3-Ph, 20kW, 480VAC, 60Hz, 1000VDC, DC/AC fused Discon, 2 Dual 4x15A Fused Inputs, 2 MPPT, 5 Yr Warr, Ungrounded, RS485, Arc-Fault Protection, DC Surge Arrestor, (add handle kit #570-1045), TRIO-20.0-TL-OUTD-S1B-US-480-A-BWP | 8260 | 20000 | No | Inverters | Soligent De-listing | 0 |  | De-Listing & Stock Qty Unavailable |  | Not Applicable
330-0501 | 330-0501 | ABB, TRIO-27.6 Grid Tied Inverter, 3-Ph, 27.6kW, 480VAC, 60Hz, 1000VDC, DC Discon, 2 MPPT, 5 Yr Warr, Floating ground, RS485, UL1741,NEMA 4X, (Purchase with handling kit#570-1045), TRIO-27.6-TL-OUTD-S-US-480-BWP | 7547 | 27000 | No | Inverters | Soligent De-listing | 0 |  | De-Listing & Stock Qty Unavailable |  | Not Applicable
330-0502 | 330-0502 | ABB, TRIO-27.6 Grid Tied Inverter, 3-Ph, 27.6kW, 480VAC, 60Hz, 1000VDC, DC Discon, 2 Unfused inputs, 2 MPPT, 5 Yr Warr, Ungrounded, RS485, Arc-Fault Protection, (add handle kit #570-1045), TRIO-27.6-TL-OUTD-S-US-480-A-BWP | 7677 | 27000 | No | Inverters | Soligent De-listing | 0 |  | De-Listing & Stock Qty Unavailable |  | Not Applicable
330-0503 | 330-0503 | ABB, TRIO-27.6 Grid Tied Inverter, 3-Ph, 27.6kW, 480VAC, 60Hz, 1000VDC, DC Discon, Two Dual 4x15A Fused Inputs, 2 MPPT, 5 Yr Warr, Ungrounded, RS485, NEMA 4X, (Purchase with handling kit#570-1045). TRIO-27.6-TL-OUTD-S1-US-480-BWP | 8648 | 27000 | No | Inverters | Soligent De-listing | 0 |  | De-Listing & Stock Qty Unavailable |  | Not Applicable
330-0504 | 330-0504 | ABB, TRIO-27.6 Grid Tied Inverter, 3-Ph, 27.6kW, 480VAC, 60Hz, 1000VDC, DC Discon, 2 Dual 4x15A Fused Inputs, 2 MPPT, 5 Yr Warr, Ungrounded, RS485, Arc-Fault Protection, DC Surge Arrestor, (use with handle kit), TRIO-27.6-TL-OUTD-S1-US-480-A-BWP | 8778 | 27000 | No | Inverters | Soligent De-listing | 0 |  | De-Listing & Stock Qty Unavailable |  | Not Applicable
330-0505 | 330-0505 | ABB, TRIO-27.6 Grid Tied Inverter, 3-Ph, 27.6kW, 480VAC, 60Hz, 1000VDC, DC Discon, Two Dual 4x15A Fused Inputs, DC and AC OV suppressor class II, 2 MPPT, 5 Yr Warr, Ungrounded, RS485, NEMA 4X, (Purchase with handling kit#570-1045), TRIO-27.6-TL-OUTD-S1A-US-480-BWP | 8880 | 27000 | No | Inverters | Soligent De-listing | 0 |  | De-Listing & Stock Qty Unavailable |  | Not Applicable
330-0506 | 330-0506 | ABB, TRIO-27.6 Grid Tied Inverter, 3-Ph, 27.6kW, 480VAC, 60Hz, 1000VDC, DC Discon, 2 Dual 4x15A Fused Inputs, 2 MPPT, 5 Yr Warr, Ungrounded, RS485, Arc-Fault Protection, DC & AC Surge Arrestor, (add handle kit #570-1045), TRIO-27.6-TL-OUTD-S1A-US-480-A-BWP | 9010 | 27000 | No | Inverters | Soligent De-listing | 0 |  | De-Listing & Stock Qty Unavailable |  | Not Applicable
330-0507 | 330-0507 | ABB, TRIO-27.6 Grid Tied Inverter, 3-Ph, 27.6kW, 480VAC, 60Hz, 1000VDC, DC Discon, Two Dual 4x15A Fused Inputs, AC J-class fused disconnect, 2 MPPT, 5 Yr Warr, Ungrounded, RS485, NEMA 4X, (Purchase with handling kit#570-1045), TRIO-27.6-TL-OUTD-S1B-US-480-BWP | 9472 | 27000 | No | Inverters | Soligent De-listing | 0 |  | De-Listing & Stock Qty Unavailable |  | Not Applicable
330-0508 | 330-0508 | ABB, TRIO-27.6 Grid Tied Inverter, 3-Ph, 27.6kW, 480VAC, 60Hz, 1000VDC, DC/AC fused Discon, 2 Dual 4x15A Fused Inputs, 2 MPPT, 5 Yr Warr, Ungrounded, RS485, Arc-Fault Protection, DC Surge Arrestor, (add handle kit #570-1045), TRIO-27.6-TL-OUTD-S1B-US-480-A-BWP | 9602 | 27000 | No | Inverters | Soligent De-listing | 0 |  | De-Listing & Stock Qty Unavailable |  | Not Applicable
330-0509 | 330-0509 | SolarEdge, SE9KUS Grid Tied Inverter, 3-Ph, 9kW, 208VAC, 60Hz, 1000VDC, DC/AC Discon, (-40° to 60°C), 12 Yr Warr, Ungrounded, RS485 and Ethernet, SE9K-US048NNU4 | 4084 | 9000 | No | Inverters | Soligent De-listing | 0 |  | De-Listing & Stock Qty Unavailable |  | Not Applicable
330-0510 | 330-0510 | SolarEdge, SE10KUS Grid Tied Inverter, 3-Ph, 10kW, 480VAC, 60Hz, 1000VDC, DC/AC Discon, (-40° to 60°C), 12 Yr Warr, Ungrounded, RS485 and Ethernet, SE10K-US048NNU4 | 3663 | 10000 | No | Inverters | Soligent De-listing | 0 |  | De-Listing & Stock Qty Unavailable |  | Not Applicable
330-0511 | 330-0511 | Fronius, Symo Lite 15.0-3 208 Grid Tied Inverter, 3-Ph, 15kW, 208VAC, 60Hz, 1000VDC, DC Discon, 6 fused i/p, 1 MPPT, 10 Yr Warr, Ungrounded, Wi-Fi/Ethernet, Arc-Fault Protection, NEMA4X, 4,210,052,841 | 5007.46 | 15000 | No | Inverters | Vendor De-listing | 0 |  | De-Listing & Stock Qty Unavailable |  | Not Applicable
330-0512 | 330-0512 | SolarEdge, SE9KUS Grid Tied Inverter, 3-Ph, 9000W, 120/208V WYE and 208V Delta grids, 60Hz, 500VDC, DC/AC Discon,12 Yr Warr, Ungrounded, No AC RSD, RS485 and Ethernet, can be installed horizontally (above 10° tilt), SE9K-US228NNU4 | 3536.94 | 9000 | No | Inverters | Vendor De-listing | 0 |  | De-Listing & Stock Qty Unavailable |  | Not Applicable
330-0513 | 330-0513 | SolarEdge, SE10KUS Grid Tied Inverter, 3-Ph, 10kW, 277/480V WYE, 60Hz, 1000VDC, DC/AC Discon,12 Yr Warr, Ungrounded, RS485 and Ethernet, can be installed horizontally (above 10° tilt), SE10K-US248NNU4 | 3257 | 10000 | No | Inverters | Soligent De-listing | 0 |  | De-Listing & Stock Qty Unavailable |  | Not Applicable
330-0514 | 330-0514 | SolarEdge, SE20KUS Grid Tied Inverter, 3-Ph, 20kW, 277/480V WYE, 60Hz, 1000VDC, DC/AC Discon,12 Yr Warr, Ungrounded, No AC RSD, RS485 and Ethernet, can be installed horizontally (above 10° tilt), SE20K-US248NNU4 | 2296.88 | 20000 | No | Inverters | Vendor De-listing | 0 |  | De-Listing & Stock Qty Unavailable |  | Not Applicable
330-0515 | 330-0515 | SMA, Sunny Tripower 30000TL INVERTER ONLY, Grid tied inverter, 3-Ph, 30kW, 480VAC, 60Hz, 1000VDC, with installed SWDM-US-10, (Use with DC Disconnect: CU 1000-US-11, #580-0132), STP30000TL-US-10 | 4500 | 30000 | No | Inverters | Vendor De-listing | 1851.74 |  | De-Listing & Stock Qty Unavailable |  | Not Applicable
330-0516 | 330-0516 | Yaskawa Solectria, PVI 50TL, 3-Ph WYE Grid tied inverter, 50kW, 480VAC, 60Hz, 1000VDC, 3 MPPT, 10 Yr Warr, Transformerless, RS485, Arc-Fault Detection, NEMA4X, Internal data-logger, Mount 0 - 90°, [MUST ADD WIRING BOX] Rule-21, PVI-50TL-480 | 4109.76 | 50000 | No | Inverters | Shippable | 3964.71 |  | Shippable but Stock Qty Unavailable | USIN100-0300 | Already Listed
330-0516 : 330-0516_S | 330-0516_S | Yaskawa Solectria, PVI 50TL, 3-Ph WYE Grid tied inverter, 50kW, 480VAC, 60Hz, 1000VDC, 3 MPPT, 10 Yr Warr, Transformerless, RS485, Arc-Fault Detection, NEMA4X, Internal data-logger, Mount 0 - 90°, [MUST ADD WIRING BOX] Rule-21, PVI-50TL-480 | 3792.68 | 50000 | No | Inverters | Soligent De-listing | 3658.82 |  | De-Listing & Stock Qty Unavailable |  | Not Applicable
330-0517 | 330-0517 | Yaskawa Solectria, PVI 60TL, 3-Ph WYE Grid tied inverter, 60kW, 480VAC, 60Hz, 1000VDC, 3 MPPT, 10 Yr. Warr, Transformerless, RS485, Arc-Fault Detection, NEMA 4X, Internal data-logger, Mount: 0 - 90°, [MUST ADD WIRING BOX] Rule-21, PVI-60TL-480 | 4109.76 | 60000 | No | Inverters | Shippable | 3964.71 |  | Shippable but Stock Qty Unavailable | USIN100-0299 | Already Listed
330-0517 : 330-0517_S | 330-0517_S | Yaskawa Solectria, PVI 60TL, 3-Ph WYE Grid tied inverter, 60kW, 480VAC, 60Hz, 1000VDC, 3 MPPT, 10 Yr. Warr, Transformerless, RS485, Arc-Fault Detection, NEMA 4X, Internal data-logger, Mount: 0 - 90°, [MUST ADD WIRING BOX] Rule-21, PVI-60TL-480 | 3792.68 | 60000 | No | Inverters | Soligent De-listing | 3658.82 |  | De-Listing & Stock Qty Unavailable |  | Not Applicable
330-0518 | 330-0518 | Huawei, SUN2000-30KTL, Grid tied inverter, 30kW, 277/480VAC, 60Hz, 1000VDC, 6 string, 3 MPPT, includes Amphenol H-4 DC input connectors, DC/AC Surge Protection, DC Disconnect, Transformerless, RS485 & USB, NEMA 4X, SUN2000-30KTL-US | 5799.99 | 30000 | No | Inverters | Soligent De-listing | 0 |  | De-Listing & Stock Qty Unavailable |  | Not Applicable
330-0519 | 330-0519 | Huawei, SUN2000-25KTL, Grid tied inverter, 25kW, 277/480VAC, 60Hz, 1000VDC, 6 string, 3 MPPT, includes Amphenol H-4 DC input connectors, DC/AC Surge Protection, DC Disconnect, Transformerless, RS485 & USB, NEMA 4X, SUN2000-25KTL-US | 5523.26 | 25000 | No | Inverters | Soligent De-listing | 0 |  | De-Listing & Stock Qty Unavailable |  | Not Applicable
330-0520 | 330-0520 | SolarEdge, SE33.3KUS Grid Tied Inverter, with AC RSD, 3-Ph, 33.3kW, 480VAC, 60Hz, 1000VDC, DC Discon,12 Yr Warr, Ungrounded, RS485 and Ethernet, SE33.3K-USR48NNF4 | 3685.5 | 33300 | No | Inverters | Vendor De-listing | 0 |  | De-Listing & Stock Qty Unavailable |  | Not Applicable
330-0521 | 330-0521 | SolarEdge, SE14.4KUS Grid Tied Inverter, with AC RSD, 3-Ph, 14.4kW, 208VAC, WYE or Delta, 60Hz, 600VDC, DC Discon, 12 Yr Warr, Ungrounded, RS485 and Ethernet, SE14.4K-USR28NNF4 | 4772.72 | 14400 | No | Inverters | Vendor De-listing | 0 |  | De-Listing & Stock Qty Unavailable |  | Not Applicable
330-0522 | 330-0522 | SMA, Sunny Tripower 50000-TL (Core 1) 3-Ph Grid Tied Inverter, 50kW, 277/480VAC, 60Hz, Integrated AC & DC Discon, 6 MPPT Input, (2 Strings each), UTX Connectors, 10 Yr Warr, Transformerless, AFCI, Built in Ethernet/WLAN, 03-50-1000-2-40 | 4442.5 | 50000 | No | Inverters | Vendor De-listing | 4261.17 |  | De-Listing & Stock Qty Unavailable |  | Not Applicable
330-0522 : 330-0522_S | 330-0522_S | SMA, Sunny Tripower 50000-TL (Core 1) 3-Ph Grid Tied Inverter, 50kW, 277/480VAC, 60Hz, Integrated AC & DC Discon, 6 MPPT Input, (2 Strings each), UTX Connectors, 10 Yr Warr, Transformerless, AFCI, Built in Ethernet/WLAN, 03-50-1000-2-40 | 4442.5 | 50000 | No | Inverters | Vendor De-listing | 4261.17 |  | De-Listing & Stock Qty Unavailable |  | Not Applicable
330-0522-B |  | SMA, Sunny Tripower 50000-TL (Core 1) 3-Ph Grid Tied Inverter, 50kW, 277/480VAC, 60Hz, Integrated AC & DC Discon, 6 MPPT Input, (2 Strings each), UTX Connectors, 10 Yr Warr, Transformerless, AFCI, Built in Ethernet/WLAN, 03-50-1000-2-40 B GRADE | 4442.5 | 50000 | No | Inverters | Vendor De-listing | 4261.17 |  | De-Listing & Stock Qty Unavailable |  | Not Applicable
330-0523 | 330-0523 | SolarEdge, SE9KUS Grid Tied Inverter, 3-Ph, 9kW, 120/208V WYE and 208V Delta Grid, 60Hz, 500Vdc, DC Discon,12 Yr Warr, AFCI, with AC-RSD, -40C, RS485 and Ethernet, can be installed horizontally (above 10° tilt), UL-1741-SA, SE9K-USR28NNU4 | 3392.62 | 9000 | No | Inverters | Vendor De-listing | 0 |  | De-Listing & Stock Qty Unavailable |  | Not Applicable
330-0524 | 330-0524 | SolarEdge, SE14.4KUS Grid Tied Inverter, 3-Ph, 14.4kW, 120/208 WYE and 208 Delta Grid, 60Hz, 600Vdc, DC Discon, 12 Yr Warr, AFCI, with AC-RSD, -40C, RS485 and Ethernet, can be installed horizontally (above 10° tilt), DCD w/o Fuses, UL-1741-SA, SE14.4K-USR28NNU4 | 4530 | 14400 | No | Inverters | Vendor De-listing | 0 |  | De-Listing & Stock Qty Unavailable |  | Not Applicable
330-0525 | 330-0525 | SolarEdge, SE10KUS Grid Tied Inverter, 3-Ph, 10kW, 277/480V WYE, 60Hz, 1000VDC, DC Discon,12 Yr Warr, AFCI, with AC-RSD , -40C, RS485 and Ethernet, can be installed horizontally (above 10° tilt), UL-1741-SA, SE10K-USR48NNU4 | 2768.76 | 10000 | No | Inverters | Vendor De-listing | 0 |  | De-Listing & Stock Qty Unavailable |  | Not Applicable
330-0526 | 330-0526 | SolarEdge, SE20KUS Grid Tied Inverter, 3-Ph, 20kW, 277/480V WYE, 60Hz, 1000VDC, DC Discon,12 Yr Warr, AFCI, with AC-RSD, -40C, RS485 and Ethernet, can be installed horizontally (above 10° tilt), UL-1741-SA, SE20K-USR48NNU4 | 2021.26 | 20000 | No | Inverters | Vendor De-listing | 0 |  | De-Listing & Stock Qty Unavailable |  | Not Applicable
330-0527 | 330-0527 | SolarEdge, SE30KUS Grid Tied Inverter, 3-Ph, 30kW, 277/480V WYE, 60Hz, 1000VDC, DC Discon, 12 Yr Warr, , AFCI, with AC-RSD, -40C, RS485 and Ethernet, UL-1741-SA, SE30K-USR48NNU4 | 4188.06 | 30000 | No | Inverters | Vendor De-listing | 0 |  | De-Listing & Stock Qty Unavailable |  | Not Applicable
330-0528 | 330-0528 | SolarEdge, SE33.3KUS Grid Tied Inverter, 3-Ph, 33.3kW, 277/480V WYE, 60Hz, 1000VDC, DC Discon, 12 Yr Warr, AFCI, with AC-RSD, -40C, RS485 and Ethernet, DCD w/o Fuses, UL-1741-SA, SE33.3K-USR48NNU4 | 2051.78 | 33300 | No | Inverters | Vendor De-listing | 1966.29 |  | De-Listing & Stock Qty Unavailable |  | Not Applicable
330-0529 | 330-0529 | Fronius, Symo Lite 10.0 480 Grid Tied Inverter, 3-Ph, 10 kW, 480VAC, 60Hz, 600VDC or 1000VDC, DC Discon, 6 Unfused DC Input, 2 MPPT, 10 Yr Warr, Ungrounded, AFCI, UL-1741-SA (Rule-21), 4,210,050,801 | 3039.69 | 10000 | No | Inverters | Vendor De-listing | 0 |  | De-Listing & Stock Qty Unavailable |  | Not Applicable
330-0530 | 330-0530 | Fronius, Symo Lite 12.5 480 Grid Tied Inverter, 3-Ph, 12.5 kW, 480VAC, 60Hz, 600VDC or 1000VDC, DC Discon, 6 Unfused DC Input, 2 MPPT, 10 Yr Warr, Ungrounded, AFCI, UL-1741-SA (Rule-21), 4,210,051,801 | 3183.17 | 12500 | No | Inverters | Vendor De-listing | 0 |  | De-Listing & Stock Qty Unavailable |  | Not Applicable
330-0531 | 330-0531 | Fronius, Symo Lite 15.0 480 Grid Tied Inverter, 3-Ph, 15 kW, 480VAC, 60Hz, 1000VDC, DC Discon, 6 Un-Fused DC Input, 2 MPPT, 10 Yr Warr, Ungrounded, AFCI, UL-1741-SA (Rule-21), 4,210,052,801 | 3382.54 | 15000 | No | Inverters | Soligent De-listing | 0 |  | De-Listing & Stock Qty Unavailable |  | Not Applicable
330-0532 | 330-0532 | Fronius, Symo Lite 17.5 480 Grid Tied Inverter, 3-Ph, 17.5 kW, 480VAC, 60Hz, 1000VDC, DC Discon, 6 Un-Fused DC Input, 2 MPPT, 10 Yr Warr, Ungrounded, AFCI, UL-1741-SA (Rule-21), 4,210,053,801 | 3576.59 | 17500 | No | Inverters | Vendor De-listing | 0 |  | De-Listing & Stock Qty Unavailable |  | Not Applicable
330-0533 | 330-0533 | Fronius, Symo Lite 20.0 480 Grid Tied Inverter, 3-Ph, 20 kW, 480VAC, 60Hz, 1000VDC, DC Discon, 6 Fused DC Input,2 MPPT, 10 Yr Warr, Ungrounded, AFCI, UL-1741-SA (Rule-21), 4,210,054,801 | 3634.4 | 20000 | No | Inverters | Soligent De-listing | 0 |  | De-Listing & Stock Qty Unavailable |  | Not Applicable
330-0534 | 330-0534 | Fronius, Symo Lite 22.7 480 Grid Tied Inverter, 3-Ph, 22.7 kW, 480VAC, 60Hz, 1000VDC, DC Discon, 6 Fused DC Input, 2 MPPT, 10 Yr Warr, Ungrounded, AFCI, UL-1741-SA, 4,210,055,801 | 5160.84 | 22700 | No | Inverters | Vendor De-listing | 2867.13 |  | De-Listing & Stock Qty Unavailable |  | Not Applicable
330-0535 | 330-0535 | Fronius, Symo Lite 24.0 480 Grid Tied Inverter, 3-Ph, 24 kW, 480VAC, 60Hz, 1000VDC, DC Discon, 6 Fused DC Input, 2 MPPT, 10 Yr Warr, Ungrounded, AFCI, UL-1741-SA (Rule-21), 4,210,056,801 | 3778.36 | 24000 | No | Inverters | Vendor De-listing | 0 |  | De-Listing & Stock Qty Unavailable |  | Not Applicable
330-0536 | 330-0536 | Yaskawa Solectria, XGI 1000-60, 3-Ph WYE Grid tied inverter, 60kW, 480VAC, 60Hz, 1000VDC, 4 MPPT, 10 Yr. Warr, Transformerless, RJ-45 Ethernet, AFCI, NEMA 4, Mount: 5 - 90°, [MUST ADD WIRING BOX], XGI 1000-60-UL | 6571.43 | 60000 | No | Inverters | Soligent De-listing | 0 |  | De-Listing & Stock Qty Unavailable |  | Not Applicable
330-0537 | 330-0537 | Yaskawa Solectria, XGI 1000-65, 3-Ph WYE Grid tied inverter, 65kW, 480VAC, 60Hz, 1000VDC, 4 MPPT, 10 Yr. Warr, Transformerless, RJ-45 Ethernet, AFCI, NEMA 4, Mount: 5 - 90°, [MUST ADD WIRING BOX], XGI 1000-65-UL | 6571.43 | 65000 | No | Inverters | Soligent De-listing | 0 |  | De-Listing & Stock Qty Unavailable |  | Not Applicable
330-0538 | 330-0538 | Fronius, Symo Lite 15.0-3 208 Grid Tied Inverter, 3-Ph, 15kW, 208VAC, 60Hz, 1000VDC, DC Disco, 6 Fused DC Input, 1 MPPT, 10 Yr Warr, Ungrounded, Arc-Fault Protection, NEMA 4X, UL-1741- SA, NOT CA Rule 21 Compliant, 4,210,052,841 | 2473.85 | 15000 | No | Inverters | Vendor De-listing | 2327.55 |  | De-Listing & Stock Qty Unavailable |  | Not Applicable
330-0538 : 330-0538_S | 330-0538_S | Fronius, Symo Lite 15.0-3 208 Grid Tied Inverter, 3-Ph, 15kW, 208VAC, 60Hz, 1000VDC, DC Disco, 6 Fused DC Input, 1 MPPT, 10 Yr Warr, Ungrounded, Arc-Fault Protection, NEMA 4X, UL-1741- SA, NOT CA Rule 21 Compliant, 4,210,052,841 | 2432.16 | 15000 | No | Inverters | Soligent De-listing | 2327.55 |  | De-Listing & Stock Qty Unavailable |  | Not Applicable
330-0539 | 330-0539 | Fronius, Symo Lite 10.0 208/240 Grid Tied Inverter, 3-Ph, 10 kW, 208/240VAC, 60Hz, 600VDC, DC Discon, 6 Unfused i/p, 2 MPPT, 10 Yr Warr, Ungrounded, Arc-Fault Protection, UL-1741-SA (Rule-21), 4,210,050,851 | 3369.24 | 10000 | No | Inverters | Vendor De-listing | 0 |  | De-Listing & Stock Qty Unavailable |  | Not Applicable
330-0540 | 330-0540 | Fronius, Symo Lite 12.0 208/240 Grid Tied Inverter, 3-Ph, 12 kW, 208/240VAC, 60Hz, 600VDC, DC Discon, 6 Unfused i/p, 2 MPPT, 10 Yr Warr, Ungrounded, Arc-Fault Protection, UL-1741-SA (Rule-21), 4,210,051,851 | 3628.8 | 12000 | No | Inverters | Vendor De-listing | 0 |  | De-Listing & Stock Qty Unavailable |  | Not Applicable
330-0541 | 330-0541 | SolarEdge, SE43.2KUS Grid Tied Inverters, Primary Inverter, (add 2 Secondary Inverters) 3-Ph, 43.2kW, 208V WYE or Delta, 60Hz, 600VDC, DC Discon, 12 Yr Warr, AFCI, with AC-RSD, -40C, RS485 and Ethernet, DCD w/o Fuses, UL-1741-SA (Rule-21), SE43.2K-USRP0BNU4 | 3220.54 | 43200 | No | Inverters | Vendor De-listing | 3116.66 |  | De-Listing & Stock Qty Unavailable | USMI100-0036 | Already Listed
330-0541 : 330-0541_S | 330-0541_S | SolarEdge, SE43.2KUS Grid Tied Inverters, Primary Inverter, (add 2 Secondary Inverters) 3-Ph, 43.2kW, 208V WYE or Delta, 60Hz, 600VDC, DC Discon, 12 Yr Warr, AFCI, with AC-RSD, -40C, RS485 and Ethernet, DCD w/o Fuses, UL-1741-SA (Rule-21), SE43.2K-USRP0BNU4 | 3220.54 | 43200 | No | Inverters | Vendor De-listing | 3116.66 |  | De-Listing & Stock Qty Unavailable |  | Not Applicable
330-0542 | 330-0542 | SolarEdge, SE43.2, SE66.6 & SE100KUS Grid Tied Inverters Secondary Inverter(s), (add Primary Inverter) 3-Ph WYE, 60Hz, 1000VDC, 12 Yr Warr, AFCI, with AC-RSD, -40C, RS485 and Ethernet, UL-1741-SA (Rule-21), SESU-USRS0NNN4 | 1073.74 | 0 | No | Inverters | Vendor De-listing | 1039.11 |  | De-Listing & Stock Qty Unavailable |  | Not Applicable
330-0542 : 330-0542_S | 330-0542_S | SolarEdge, SE43.2, SE66.6 & SE100KUS Grid Tied Inverters Secondary Inverter(s), (add Primary Inverter) 3-Ph WYE, 60Hz, 1000VDC, 12 Yr Warr, AFCI, with AC-RSD, -40C, RS485 and Ethernet, UL-1741-SA (Rule-21), SESU-USRS0NNN4 | 1073.74 | 0 | No | Inverters | Soligent De-listing | 1039.11 |  | De-Listing & Stock Qty Unavailable |  | Not Applicable
330-0542-B | 330-0542-B | "B" Grade SolarEdge, SE43.2, SE66.6 & SE100KUS Grid Tied Inverters Secondary Inverter(s), (add Primary Inverter) 3-Ph WYE, 60Hz, 1000VDC, 12 Yr Warr, AFCI, with AC-RSD, -40C, RS485 and Ethernet, UL-1741-SA (Rule-21), SESU-USRS0NNN4 | 976.65 | 0 | No | Inverters | Vendor De-listing | 927.32 |  | De-Listing & Stock Qty Unavailable |  | Not Applicable
330-0542-B : 330-0542-B_S | 330-0542-B_S | "B" Grade SolarEdge, SE43.2, SE66.6 & SE100KUS Grid Tied Inverters Secondary Inverter(s), (add Primary Inverter) 3-Ph WYE, 60Hz, 1000VDC, 12 Yr Warr, AFCI, with AC-RSD, -40C, RS485 and Ethernet, UL-1741-SA (Rule-21), SESU-USRS0NNN4 | 976.65 | 0 | No | Inverters | Soligent De-listing | 927.32 |  | De-Listing & Stock Qty Unavailable |  | Not Applicable
330-0543 | 330-0543 | SolarEdge, SE66.6KUS Grid Tied Inverters, Primary Inverter, (add 1 Secondary Inverter) 3-Ph, 66.6kW, 277/480V WYE, 60Hz, 1000VDC, DC Discon, 12 Yr Warr, AFCI, with AC-RSD, -40C, RS485 and Ethernet, DCD w/o Fuses, UL-1741-SA (Rule-21), SE66.6K-USRP0BNU4 | 2504.94 | 66600 | No | Inverters | Vendor De-listing | 2424.14 |  | De-Listing & Stock Qty Unavailable |  | Not Applicable
330-0543 : 330-0543_S | 330-0543_S | SolarEdge, SE66.6KUS Grid Tied Inverters, Primary Inverter, (add 1 Secondary Inverter) 3-Ph, 66.6kW, 277/480V WYE, 60Hz, 1000VDC, DC Discon, 12 Yr Warr, AFCI, with AC-RSD, -40C, RS485 and Ethernet, DCD w/o Fuses, UL-1741-SA (Rule-21), SE66.6K-USRP0BNU4 | 2504.94 | 66600 | No | Inverters | Soligent De-listing | 2424.14 |  | De-Listing & Stock Qty Unavailable |  | Not Applicable
330-0543-B: 330-053-B_S | 330-0543-B: 330-053-B_S | "B-Grade" SolarEdge, SE66.6KUS Grid Tied Inverters, Primary Inverter, (add 1 Secondary Inverter) 3-Ph, 66.6kW, 277/480V WYE, 60Hz, 1000VDC, DC Discon, 12 Yr Warr, AFCI, with AC-RSD, -40C, RS485 and Ethernet, DCD w/o Fuses, UL-1741-SA (Rule-21), SE66.6K-USRP0BNU4 | 4283.46 | 66600 | No | Inverters | Soligent De-listing | 2163.36 |  | De-Listing & Stock Qty Unavailable |  | Not Applicable
330-0544 | 330-0544 | SolarEdge, SE66.6KUS Grid Tied Inverters, Secondary Inverter, (add Primary Inverter) 3-Ph, 66.6kW, 277/480V WYE, 60Hz, 1000VDC, 12 Yr Warr, AFCI, with AC-RSD, -40C, RS485 and Ethernet, UL-1741-SA (Rule-21), SE66.6K-USRK0BNU4 | 1975.99 | 66600 | No | Inverters | Vendor De-listing | 0 |  | De-Listing & Stock Qty Unavailable |  | Not Applicable
330-0545 | 330-0545 | SolarEdge, SE100KUS Grid Tied Inverter, Primary Inverter, (add 2 Secondary Inverters) 3-Ph, 100kW, 277/480V WYE, 60Hz, 1000VDC, DC Discon, 12 Yr Warr, AFCI, with AC-RSD, -40C, RS485 and Ethernet, DCD w/o Fuses, UL-1741-SA (Rule-21), SE100K-USRP0BNU4 | 3220.54 | 100000 | No | Inverters | Vendor De-listing | 3116.66 |  | De-Listing & Stock Qty Unavailable |  | Not Applicable
330-0545 : 330-0545_S | 330-0545_S | SolarEdge, SE100KUS Grid Tied Inverter, Primary Inverter, (add 2 Secondary Inverters) 3-Ph, 100kW, 277/480V WYE, 60Hz, 1000VDC, DC Discon, 12 Yr Warr, AFCI, with AC-RSD, -40C, RS485 and Ethernet, DCD w/o Fuses, UL-1741-SA (Rule-21), SE100K-USRP0BNU4 | 3220.54 | 100000 | No | Inverters | Soligent De-listing | 3116.66 |  | De-Listing & Stock Qty Unavailable |  | Not Applicable
330-0546 | 330-0546 | SolarEdge, SE100KUS Grid Tied Inverters, Secondary Inverters, (add Primary Inverter)3-Ph, 100kW, 277/480V WYE, 60Hz, 1000VDC, 12 Yr Warr, AFCI, with AC-RSD, -40C, RS485 and Ethernet, UL-1741-SA (Rule-21), SE100K-USRK0BNU4 | 1975.99 | 100000 | No | Inverters | Soligent De-listing | 0 |  | De-Listing & Stock Qty Unavailable |  | Not Applicable
330-0547 | 330-0547 | SMA, Sunny Tripower 33000-TL (Core 1, STP-33) 3-Ph Grid Tied Inverter, 33kW, 277/480VAC, 60Hz, Integrated AC & DC Discon, 6 MPPT Input, (2 Strings each), UTX Connectors, 10 Yr Warr, Transformerless, AFCI, Built in Ethernet/WLAN, SunSpec Compliant, 03-33-1000-2-41 | 3694.11 | 33000 | No | Inverters | Vendor De-listing | 3495.51 |  | De-Listing & Stock Qty Unavailable |  | Not Applicable
330-0547 : 330-0547_S | 330-0547_S | SMA, Sunny Tripower 33000-TL (Core 1, STP-33) 3-Ph Grid Tied Inverter, 33kW, 277/480VAC, 60Hz, Integrated AC & DC Discon, 6 MPPT Input, (2 Strings each), UTX Connectors, 10 Yr Warr, Transformerless, AFCI, Built in Ethernet/WLAN, SunSpec Compliant, 03-33-1000-2-41 | 3694.11 | 33000 | No | Inverters | Soligent De-listing | 3495.51 |  | De-Listing & Stock Qty Unavailable |  | Not Applicable
330-0548 | 330-0548 | SMA, Sunny Tripower 50000-TL (Core 1, STP-50) 3-Ph Grid Tied Inverter, 50kW, 277/480VAC, 60Hz, Integrated AC & DC Discon, 6 MPPT Input, (2 Strings each), UTX Connectors, 10 Yr Warr, Transformerless, AFCI, Built in Ethernet/WLAN, SunSpec Compliant, 03-50-1000-2-41 | 6156.33 | 50000 | No | Inverters | Shippable | 5540.7 |  | Shippable but Stock Qty Unavailable | USIN100-0094 | Already Listed
330-0548 : 330-0548 : 330-0548_S | 330-0548 : 330-0548_S | SMA, Sunny Tripower 50000-TL (Core 1, STP-50) 3-Ph Grid Tied Inverter, 50kW, 277/480VAC, 60Hz, Integrated AC & DC Discon, 6 MPPT Input, (2 Strings each), UTX Connectors, 10 Yr Warr, Transformerless, AFCI, Built in Ethernet/WLAN, SunSpec Compliant, 03-50-1000-2-41 | 4997.03 | 50000 | No | Inverters | Soligent De-listing | 4728.38 |  | De-Listing & Stock Qty Unavailable |  | Not Applicable
330-0549 | 330-0549 | SMA, Sunny Tripower 62000-TL (Core 1, STP-62) 3-Ph Grid Tied Inverter, 62kW, 277/480VAC, 60Hz, Integrated AC & DC Discon, 6 MPPT Input, (2 Strings each), UTX Connectors, 10 Yr Warr, Transformerless, AFCI, Built in Ethernet/WLAN, SunSpec Compliant, 03-62-1000-2-41 | 6283.64 | 62000 | No | Inverters | Shippable | 5655.28 |  | Shippable but Stock Qty Unavailable | USIN100-0093 | Already Listed
330-0549 : 330-0549_S | 330-0549_S | SMA, Sunny Tripower 62000-TL (Core 1, STP-62) 3-Ph Grid Tied Inverter, 62kW, 277/480VAC, 60Hz, Integrated AC & DC Discon, 6 MPPT Input, (2 Strings each), UTX Connectors, 10 Yr Warr, Transformerless, AFCI, Built in Ethernet/WLAN, SunSpec Compliant, 03-62-1000-2-41 | 5100.19 | 62000 | No | Inverters | Soligent De-listing | 4825.99 |  | De-Listing & Stock Qty Unavailable |  | Not Applicable
330-0550 | 330-0550 | SMA, Sunny Highpower Peak3, 3-Ph Grid Tied Utility Inverter, 125kW, 480Vac, 50/60Hz, 1500Vdc input, 1 MPPT, 5 Yr Warr, Transformerless, No Disconnects or AFCI, 3-125-1500-2-20 | 9205.33 | 125000 | No | Inverters | Vendor De-listing | 8284.8 |  | De-Listing & Stock Qty Unavailable |  | Not Applicable
330-0550 : 330-0550_S | 330-0550_S | SMA, Sunny Highpower Peak3, 3-Ph Grid Tied Utility Inverter, 125kW, 480Vac, 50/60Hz, 1500Vdc input, 1 MPPT, 5 Yr Warr, Transformerless, No Disconnects or AFCI, 3-125-1500-2-20 | 9205.33 | 125000 | No | Inverters | Soligent De-listing | 8284.8 |  | De-Listing & Stock Qty Unavailable |  | Not Applicable
330-0551 | 330-0551 | SMA, Sunny Highpower Peak3, 3-Ph Grid Tied Utility Inverter, 150kW, 600Vac, 50/60Hz, 1500Vdc input, 1 MPPT, 5 Yr Warr, Transformerless, No Disconnects or AFCI, 3-150-1500-2-20 | 9205.33 | 150000 | No | Inverters | Vendor De-listing | 8284.8 |  | De-Listing & Stock Qty Unavailable |  | Not Applicable
330-0552 | 330-0552 | Fronius, Symo Advanced Lite 10.0 208/240 Grid Tied Inverter, 3-Ph, 10 kW, 208/240VAC, 60Hz, 600VDC, DC Discon, 6 Unfused i/p, 2 MPPT, 10 Yr Warr, Ungrounded, Arc-Fault Protection, with PLC SunSpec Transmitter, UL-1741-SA, NOT CA Rule 21 Compliant, 4,210,090,801 | 2560.62 | 10000 | No | Inverters | Vendor De-listing | 2409.18 |  | De-Listing & Stock Qty Unavailable |  | Not Applicable
330-0552 : 330-0552_S | 330-0552_S | Fronius, Symo Advanced Lite 10.0 208/240 Grid Tied Inverter, 3-Ph, 10 kW, 208/240VAC, 60Hz, 600VDC, DC Discon, 6 Unfused i/p, 2 MPPT, 10 Yr Warr, Ungrounded, Arc-Fault Protection, with PLC SunSpec Transmitter, UL-1741-SA, NOT CA Rule 21 Compliant, 4,210,090,801 | 2517.46 | 10000 | No | Inverters | Soligent De-listing | 2409.18 |  | De-Listing & Stock Qty Unavailable |  | Not Applicable
330-0553 | 330-0553 | Fronius, Symo Advanced Lite 12.0 208/240 Grid Tied Inverter, 3-Ph, 12 kW, 208/240VAC, 60Hz, 600VDC, DC Discon, 6 Unfused i/p, 2 MPPT, 10 Yr Warr, Ungrounded, Arc-Fault Protection, with PLC SunSpec Transmitter, UL-1741-SA, NOT CA Rule 21 Compliant, 4,210,091,801 | 2688 | 12000 | No | Inverters | Vendor De-listing | 2529.03 |  | De-Listing & Stock Qty Unavailable |  | Not Applicable
330-0553 : 330-0553 : 330-0553_S | 330-0553 : 330-0553_S | Fronius, Symo Advanced Lite 12.0 208/240 Grid Tied Inverter, 3-Ph, 12 kW, 208/240VAC, 60Hz, 600VDC, DC Discon, 6 Unfused i/p, 2 MPPT, 10 Yr Warr, Ungrounded, Arc-Fault Protection, with PLC SunSpec Transmitter, UL-1741-SA, NOT CA Rule 21 Compliant, 4,210,091,801 | 2642.7 | 12000 | No | Inverters | Soligent De-listing | 2529.03 |  | De-Listing & Stock Qty Unavailable |  | Not Applicable
330-0554 | 330-0554 | Fronius, Symo Advanced Lite 15.0 480 Grid Tied Inverter, 3-Ph, 15 kW, 480VAC, 60Hz, 1000VDC, DC Discon, 6 Un-Fused DC Input, 2 MPPT, 10 Yr Warr, Ungrounded, AFCI, with PLC SunSpec Transmitter, UL-1741-SA, NOT CA Rule 21 Compliant, 4,210,092,801 | 2677.85 | 15000 | No | Inverters | Vendor De-listing | 2519.48 |  | De-Listing & Stock Qty Unavailable | USIN100-0307 | Already Listed
330-0554 : 330-0554_S | 330-0554_S | Fronius, Symo Advanced Lite 15.0 480 Grid Tied Inverter, 3-Ph, 15 kW, 480VAC, 60Hz, 1000VDC, DC Discon, 6 Un-Fused DC Input, 2 MPPT, 10 Yr Warr, Ungrounded, AFCI, with PLC SunSpec Transmitter, UL-1741-SA, NOT CA Rule 21 Compliant, 4,210,092,801 | 2632.72 | 15000 | No | Inverters | Soligent De-listing | 2519.48 |  | De-Listing & Stock Qty Unavailable |  | Not Applicable
330-0555 | 330-0555 | Fronius, Symo Advanced Lite 20.0 480 Grid Tied Inverter, 3-Ph, 20 kW, 480VAC, 60Hz, 1000VDC, DC Discon, 6 Fused DC Input,2 MPPT, 10 Yr Warr, Ungrounded, AFCI, with PLC SunSpec Transmitter, UL-1741-SA, NOT CA Rule 21 Compliant, 4,210,093,801 | 2762.15 | 20000 | No | Inverters | Vendor De-listing | 2598.8 |  | De-Listing & Stock Qty Unavailable |  | Not Applicable
330-0555 : 330-0555_S | 330-0555_S | Fronius, Symo Advanced Lite 20.0 480 Grid Tied Inverter, 3-Ph, 20 kW, 480VAC, 60Hz, 1000VDC, DC Discon, 6 Fused DC Input,2 MPPT, 10 Yr Warr, Ungrounded, AFCI, with PLC SunSpec Transmitter, UL-1741-SA, NOT CA Rule 21 Compliant, 4,210,093,801 | 2715.6 | 20000 | No | Inverters | Soligent De-listing | 2598.8 |  | De-Listing & Stock Qty Unavailable |  | Not Applicable
330-0556 : 330-0556_S | 330-0556_S | Fronius, Symo Advanced Lite 22.7 480 Grid Tied Inverter, 3-Ph, 22.7 kW, 480VAC, 60Hz, 1000VDC, DC Discon, 6 Fused DC Input, 2 MPPT, 10 Yr Warr, Ungrounded, AFCI, with PLC SunSpec Transmitter, UL-1741-SA, NOT CA Rule 21 Compliant, 4,210,094,801 | 2754.38 | 22700 | No | Inverters | Soligent De-listing | 2635.91 |  | De-Listing & Stock Qty Unavailable |  | Not Applicable
330-0557 | 330-0557 | Fronius, Symo Advanced Lite 24.0 480 Grid Tied Inverter, 3-Ph, 24 kW, 480VAC, 60Hz, 1000VDC, DC Discon, 6 Fused DC Input, 2 MPPT, 10 Yr Warr, Ungrounded, AFCI, with PLC SunSpec Transmitter, UL-1741-SA, NOT CA Rule 21 Compliant, 4,210,095,801 | 2871.55 | 24000 | No | Inverters | Vendor De-listing | 2701.73 |  | De-Listing & Stock Qty Unavailable |  | Not Applicable
330-0557 : 330-0557_S | 330-0557_S | Fronius, Symo Advanced Lite 24.0 480 Grid Tied Inverter, 3-Ph, 24 kW, 480VAC, 60Hz, 1000VDC, DC Discon, 6 Fused DC Input, 2 MPPT, 10 Yr Warr, Ungrounded, AFCI, with PLC SunSpec Transmitter, UL-1741-SA, NOT CA Rule 21 Compliant, 4,210,095,801 | 2823.16 | 24000 | No | Inverters | Soligent De-listing | 2701.73 |  | De-Listing & Stock Qty Unavailable |  | Not Applicable
330-0558 | 330-0558 | SolarEdge, SE9KUS Grid Tied Inverter, 3-Ph, 9kW, 120/208V WYE and 208V Delta Grid, 60Hz, 500Vdc, DC Discon,12 Yr Warr, AFCI, with AC-RSD, -40C, RS485 and Ethernet, UL1741-SA, SetApp Enabled, SE9K- USR28BNU4 | 3626.06 | 9000 | No | Inverters | Vendor De-listing | 1949.49 |  | De-Listing & Stock Qty Unavailable |  | Not Applicable
330-0559 | 330-0559 | SolarEdge, SE14.4KUS Grid Tied Inverter, 3-Ph, 14.4kW, 120/208 WYE and 208 Delta Grid, 60Hz, 600Vdc, DC Discon, 12 Yr Warr, AFCI, with AC-RSD, -40C, RS485 and Ethernet, DCD w/o Fuses, UL-1741-SA, SetApp Enabled, SE14.4K-USR28BNU4 | 2342.39 | 14400 | No | Inverters | Vendor De-listing | 2097 |  | De-Listing & Stock Qty Unavailable |  | Not Applicable
330-0559 : 330-0559 : 330-0559_S | 330-0559 : 330-0559_S | SolarEdge, SE14.4KUS Grid Tied Inverter, 3-Ph, 14.4kW, 120/208 WYE and 208 Delta Grid, 60Hz, 600Vdc, DC Discon, 12 Yr Warr, AFCI, with AC-RSD, -40C, RS485 and Ethernet, DCD w/o Fuses, UL-1741-SA, SetApp Enabled, SE14.4K-USR28BNU4 | 2342.39 | 14400 | No | Inverters | Soligent De-listing | 2097 |  | De-Listing & Stock Qty Unavailable |  | Not Applicable
330-0560 | 330-0560 | SolarEdge, SE20KUS Grid Tied Inverter, 3-Ph, 20kW, 277/480V WYE, 60Hz, 1000VDC, DC Discon, 12 Yr Warr, AFCI, with AC-RSD, -40C, RS485 and Ethernet, UL1741-SA, SetApp Enabled, SE20K-USR48BNU4 | 2354.76 | 20000 | No | Inverters | Vendor De-listing | 1239.35 |  | De-Listing & Stock Qty Unavailable |  | Not Applicable
330-0561 | 330-0561 | SolarEdge, SE30KUS Grid Tied Inverter, 3-Ph, 30kW, 277/480V WYE, 60Hz, 1000VDC, DC Discon, 12 Yr Warr, AFCI, with AC-RSD, -40C, RS485 and Ethernet, UL1741-SA, SetApp Enabled, SE30K- USR48BNU4 | 4293.6 | 30000 | No | Inverters | Vendor De-listing | 2308.39 |  | De-Listing & Stock Qty Unavailable |  | Not Applicable
330-0562 | 330-0562 | SolarEdge, SE33.3KUS Grid Tied Inverter, 3-Ph, 33.3kW, 277/480V WYE, 60Hz, 1000VDC, DC Discon, 12 Yr Warr, AFCI, with AC-RSD, -40C, RS485 and Ethernet, DCD w/o Fuses, UL1741-SA, SetApp Enabled, SE33.3K- USR48BNU4 | 2439.55 | 33300 | No | Inverters | Vendor De-listing | 2308.39 |  | De-Listing & Stock Qty Unavailable |  | Not Applicable
330-0562 : 330-0562 : 330-0562_S | 330-0562 : 330-0562_S | SolarEdge, SE33.3KUS Grid Tied Inverter, 3-Ph, 33.3kW, 277/480V WYE, 60Hz, 1000VDC, DC Discon, 12 Yr Warr, AFCI, with AC-RSD, -40C, RS485 and Ethernet, DCD w/o Fuses, UL1741-SA, SetApp Enabled, SE33.3K- USR48BNU4 | 2439.55 | 33300 | No | Inverters | Soligent De-listing | 2308.39 |  | De-Listing & Stock Qty Unavailable |  | Not Applicable
330-0562-B | 330-0562-B | "B" Grade SolarEdge, SE33.3KUS Grid Tied Inverter, 3-Ph, 33.3kW, 277/480V WYE, 60Hz, 1000VDC, DC Discon, 12 Yr Warr, AFCI, with AC-RSD, -40C, RS485 and Ethernet, DCD w/o Fuses, UL1741-SA, SetApp Enabled, SE33.3K- USR48BNU4 | 2317.57 | 33300 | No | Inverters | Soligent De-listing | 2192.97 |  | De-Listing & Stock Qty Unavailable |  | Not Applicable
330-0563 | 330-0563 | Pika, Storage-Ready 11.4kW Three-Phase 120/208Vac Grid-Tie/Back-Up Inverter (Back-Up 120/240Vac) with REbus DC Nanogrid and REview Monitoring Dashboard, UL1741-SA (Rule-21), X11402 | 3871.76 | 11400 | No | Inverters | Vendor De-listing | 0 |  | De-Listing & Stock Qty Unavailable |  | Not Applicable
330-0564 | 330-0564 | SolarEdge, SE9KUS Grid Tied Inverter, 3-Ph, 9kW, 120/208V WYE and 208V Delta Grid, 60Hz, 500Vdc, DC Discon, 12 Yr Warr, AFCI, with AC-RSD, -40C, RS485 and Ethernet, UL1741-SA, SetApp Enabled, Plastic Cover, SE9K-USR2TBNU4 | 2146.46 | 9000 | No | Inverters | Vendor De-listing | 2007.98 |  | De-Listing & Stock Qty Unavailable |  | Not Applicable
330-0564 : 330-0564_S | 330-0564_S | SolarEdge, SE9KUS Grid Tied Inverter, 3-Ph, 9kW, 120/208V WYE and 208V Delta Grid, 60Hz, 500Vdc, DC Discon, 12 Yr Warr, AFCI, with AC-RSD, -40C, RS485 and Ethernet, UL1741-SA, SetApp Enabled, Plastic Cover, SE9K-USR2TBNU4 | 2122.07 | 9000 | No | Inverters | Soligent De-listing | 2007.98 |  | De-Listing & Stock Qty Unavailable |  | Not Applicable
330-0565 | 330-0565 | SolarEdge, SE20KUS Grid Tied Inverter, 3-Ph, 20kW, 277/480V WYE, 60Hz, 1000VDC, DC Discon, 12 Yr Warr, AFCI, with AC-RSD, -40C, RS485 and Ethernet, UL1741-SA, SetApp Enabled, Plastic Cover, SE20K-USR8TBNU4 | 1378.07 |  | No | Inverters | Vendor De-listing | 1303.98 |  | De-Listing & Stock Qty Unavailable |  | Not Applicable
330-0565 : 330-0565_S | 330-0565_S | SolarEdge, SE20KUS Grid Tied Inverter, 3-Ph, 20kW, 277/480V WYE, 60Hz, 1000VDC, DC Discon, 12 Yr Warr, AFCI, with AC-RSD, -40C, RS485 and Ethernet, UL1741-SA, SetApp Enabled, Plastic Cover, SE20K-USR8TBNU4 | 1378.07 |  | No | Inverters | Soligent De-listing | 1303.98 |  | De-Listing & Stock Qty Unavailable |  | Not Applicable
330-0566 | 330-0566 | SolarEdge, SE14.4KUS Grid Tied Inverter, 3-Ph, 14.4kW, 120/208 WYE and 208 Delta Grid, 60Hz, 600Vdc, DC Discon, 12 Yr Warr, AFCI, with AC-RSD, -40C, RS485 and Ethernet, DCD w/o Fuses, UL-1741-SA, SetApp Enabled, SE14.4K-USR2IBNU4 | 2780.11 | 14400 | No | Inverters | Vendor De-listing | 2630.65 |  | De-Listing & Stock Qty Unavailable |  | Not Applicable
330-0566 : 330-0566 : 330-0566_S | 330-0566 : 330-0566_S | SolarEdge, SE14.4KUS Grid Tied Inverter, 3-Ph, 14.4kW, 120/208 WYE and 208 Delta Grid, 60Hz, 600Vdc, DC Discon, 12 Yr Warr, AFCI, with AC-RSD, -40C, RS485 and Ethernet, DCD w/o Fuses, UL-1741-SA, SetApp Enabled, SE14.4K-USR2IBNU4 | 2780.11 | 14400 | No | Inverters | Soligent De-listing | 2630.65 |  | De-Listing & Stock Qty Unavailable |  | Not Applicable
330-0567 | 330-0567 | SolarEdge, SE30KUS Grid Tied Inverter, 3-Ph, 30kW, 277/480V WYE, 60Hz, 1000VDC, DC Discon, 12 Yr Warr, AFCI, with AC-RSD, -40C, RS485 and Ethernet, UL1741-SA, SetApp Enabled, SE30K-USR8IBNU4 | 4293.6 | 30000 | No | Inverters | Vendor De-listing | 2308.39 |  | De-Listing & Stock Qty Unavailable |  | Not Applicable
330-0568 | 330-0568 | SolarEdge, SE33.3KUS Grid Tied Inverter, 3-Ph, 33.3kW, 277/480V WYE, 60Hz, 1000VDC, DC Discon, 12 Yr Warr, AFCI, with AC-RSD, -40C, RS485 and Ethernet, DCD w/o Fuses, UL1741-SA, SetApp Enabled, SE33.3K-USR8IBNU4 | 2439.55 | 33300 | No | Inverters | Vendor De-listing | 2308.39 |  | De-Listing & Stock Qty Unavailable |  | Not Applicable
330-0568 : 330-0568 : 330-0568_S | 330-0568 : 330-0568_S | SolarEdge, SE33.3KUS Grid Tied Inverter, 3-Ph, 33.3kW, 277/480V WYE, 60Hz, 1000VDC, DC Discon, 12 Yr Warr, AFCI, with AC-RSD, -40C, RS485 and Ethernet, DCD w/o Fuses, UL1741-SA, SetApp Enabled, SE33.3K-USR8IBNU4 | 2439.55 | 33300 | No | Inverters | Soligent De-listing | 2308.39 |  | De-Listing & Stock Qty Unavailable |  | Not Applicable
330-0569 | 330-0569 | Yaskawa Solectria, PVI 25TL, 3-Ph Grid Tied inverter, 25kW, 480VAC WYE, 60Hz, 1000VDC, 2 MPPT, 3 inputs per MPPT, 15A Fuses, AC/DC Disconnect, Arc-Fault Detection, with Wiring Box, PLC Transmitter and Bleed-Down Circuit for Module-Level Rapid Shutdown with Tigo TS4-F,NEMA 4X, UL1741-SA, Rule-21, 10 Yr Warr, PVI-25TL-480-R | 2757.14 | 25000 | No | Inverters | Vendor De-listing | 2270.59 |  | De-Listing & Stock Qty Unavailable |  | Not Applicable
330-0570 | 330-0570 | Yaskawa Solectria, PVI-25TL-480-R, 3-Ph Grid Tied inverter, 25kW, 480VAC WYE, 60Hz, 1000VDC, 2 MPPT, 3 inputs per MPPT, 20A Fuses, AC/DC Disconnect, Arc-Fault Detection, with Wiring Box, PLC Transmitter and Bleed-Down Circuit for Module-Level Rapid Shutdown with Tigo TS4-F ,NEMA 4X, UL1741-SA, Rule-21, 10 Yr Warr, PVI-25TL-480-TGO20 | 3463.41 | 25000 | No | Inverters | Shippable | 3341.18 |  | Shippable but Stock Qty Unavailable | USIN100-0302 | Already Listed
330-0570 : 330-0570_S | 330-0570_S | Yaskawa Solectria, PVI-25TL-480-R, 3-Ph Grid Tied inverter, 25kW, 480VAC WYE, 60Hz, 1000VDC, 2 MPPT, 3 inputs per MPPT, 20A Fuses, AC/DC Disconnect, Arc-Fault Detection, with Wiring Box, PLC Transmitter and Bleed-Down Circuit for Module-Level Rapid Shutdown with Tigo TS4-F ,NEMA 4X, UL1741-SA, Rule-21, 10 Yr Warr, PVI-25TL-480-TGO20 | 2353.66 | 25000 | No | Inverters | Soligent De-listing | 2270.59 |  | De-Listing & Stock Qty Unavailable |  | Not Applicable
330-0571 | 330-0571 | Yaskawa Solectria, PVI-25TL-480-R, 3-Ph Grid Tied inverter, 25kW, 480VAC WYE, 60Hz, 1000VDC, 2 MPPT, 3 inputs per MPPT, 20A Fuses, AC/DC Disconnect, Arc-Fault Detection, with Wiring Box, PLC Transmitter and Bleed-Down Circuit for Module-Level Rapid Shutdown with APsmart Receiver, NEMA 4X, UL1741-SA, Rule-21, 10 Yr Warr, PVI-25TL-480-APS20 | 3463.41 | 25000 | No | Inverters | Shippable | 3341.18 |  | Shippable but Stock Qty Unavailable | USIN100-0303 | Already Listed
330-0571 : 330-0571_S | 330-0571_S | Yaskawa Solectria, PVI-25TL-480-R, 3-Ph Grid Tied inverter, 25kW, 480VAC WYE, 60Hz, 1000VDC, 2 MPPT, 3 inputs per MPPT, 20A Fuses, AC/DC Disconnect, Arc-Fault Detection, with Wiring Box, PLC Transmitter and Bleed-Down Circuit for Module-Level Rapid Shutdown with APsmart Receiver, NEMA 4X, UL1741-SA, Rule-21, 10 Yr Warr, PVI-25TL-480-APS20 | 2353.66 | 25000 | No | Inverters | Soligent De-listing | 2270.59 |  | De-Listing & Stock Qty Unavailable |  | Not Applicable
330-0572 | 330-0572 | SolarEdge, SE17.3KUS Grid Tied Inverter, 3-Ph, 17.3kW, 120/208 WYE and 208 Delta Grid, 60Hz, 600Vdc, with AC RSD, DC Safety Switch, DC Fuses and AFCI, 12 Yr Warr, -40C, RS485 and Ethernet, UL-1741-SA, SetApp Enabled, SE17.3K-USR2IBNZ4 | 3089.86 | 17300 | No | Inverters | Shippable | 3003.55 |  | Shippable but Stock Qty Unavailable | USIN100-0305 | Already Listed
330-0572 : 330-0572_S | 330-0572_S | SolarEdge, SE17.3KUS Grid Tied Inverter, 3-Ph, 17.3kW, 120/208 WYE and 208 Delta Grid, 60Hz, 600Vdc, with AC RSD, DC Safety Switch, DC Fuses and AFCI, 12 Yr Warr, -40C, RS485 and Ethernet, UL-1741-SA, SetApp Enabled, SE17.3K-USR2IBNZ4 | 2797.39 | 17300 | No | Inverters | Soligent De-listing | 2735.22 |  | De-Listing & Stock Qty Unavailable |  | Not Applicable
330-0573 : 330-0573_S | 330-0573_S | SolarEdge, SE30KUS Grid Tied Inverter, 3-Ph, 30kW, 277/480V WYE, 60Hz, 1000VDC, with AC RSD, DC Safety Switch, DC Fuses and AFCI, 12 Yr Warr, -40C, RS485 and Ethernet, UL1741-SA, SetApp Enabled, SE30K-USR8IBNZ4 | 2481.36 | 30000 | No | Inverters | Soligent De-listing | 2426.22 |  | De-Listing & Stock Qty Unavailable |  | Not Applicable
330-0574 : 330-0574_S | 330-0574_S | SolarEdge, SE40KUS Grid Tied Inverter, 3-Ph, 40kW, 277/480V WYE, 60Hz, 1000VDC, with AC RSD, DC Safety Switch, DC Fuses and AFCI, 12 Yr Warr, -40C, RS485 and Ethernet, UL1741-SA, SetApp Enabled, SE40K-USR8IBNZ4 | 2539.89 | 40000 | No | Inverters | Soligent De-listing | 2483.44 |  | De-Listing & Stock Qty Unavailable |  | Not Applicable
330-0575 : 330-0575_S | 330-0575_S | SolarEdge, SE33.3KUS Grid Tied Inverter, 3-Ph, 33.3kW, 277/480V WYE, 60Hz, 1000VDC, DC Discon, 12 Yr Warr, AFCI, with AC-RSD, -40C, RS485 and Ethernet, DCD w/DC Fuses, UL1741-SA, SetApp Enabled, SE33.3K-USR8IBNZ4 | 2539.89 | 33300 | No | Inverters | Soligent De-listing | 2483.44 |  | De-Listing & Stock Qty Unavailable |  | Not Applicable
330-0576 : 330-0576_S | 330-0576_S | SolarEdge, SE14.4KUS Grid Tied Inverter, 3-Ph, 14.4kW, 120/208 WYE and 208 Delta Grid, 60Hz, 600Vdc, DC Discon, 12 Yr Warr, AFCI, with AC-RSD, -40C, RS485 and Ethernet, DCD w/DC Fuses, UL-1741-SA, SetApp Enabled, SE14.4K-USR2IBNZ4 | 2797.39 | 14400 | No | Inverters | Soligent De-listing | 2735.22 |  | De-Listing & Stock Qty Unavailable |  | Not Applicable
330-0577 | 330-0577 | SolarEdge 3 Phase Synergy Unit, (Use with Synergy Manager) Add 2 with 66.6k or 80k, 3 with 43.2k, 50k, 100k and 120kW Synergy Managers, WYE/Delta, 60Hz, 1000VDC, 12 Yr. Warranty, AFCI, -40C, UL-1741-SA (Rule-21), SESUK-USR0INNN4 | 1486.75 |  | No | Inverters | Shippable | 1398.35 |  | Shippable but Stock Qty Unavailable | USIN100-0071 | Already Listed
330-0577 : 330-0577_S | 330-0577_S | SolarEdge 3 Phase Synergy Unit, (Use with Synergy Manager) Add 2 with 66.6k or 80k, 3 with 43.2k, 50k, 100k and 120kW Synergy Managers, WYE/Delta, 60Hz, 1000VDC, 12 Yr. Warranty, AFCI, -40C, UL-1741-SA (Rule-21), SESUK-USR0INNN4 | 1346.02 |  | No | Inverters | Soligent De-listing | 1273.66 |  | De-Listing & Stock Qty Unavailable |  | Not Applicable
330-0578 | 330-0578 | SolarEdge, 43.2kW 3 Phase Synergy Manager, Requires 3 Synergy Units, 43.2kW 208V WYE/Delta, 60Hz, 1000VDC, Fused Multiple DC Inputs, DC Discon, AC/DC SPD, 12 Yr. Warranty, AFCI, with AC-RSD, -40C, RS485 and Ethernet, UL-1741-SA (Rule-21), SE43.2K-US02IBNZ4 | 1635.25 | 43200 | No | Inverters | Vendor De-listing | 1529.75 |  | De-Listing & Stock Qty Unavailable | USIN100-0053 | Already Listed
330-0578 : 330-0578_S | 330-0578_S | SolarEdge, 43.2kW 3 Phase Synergy Manager, Requires 3 Synergy Units, 43.2kW 208V WYE/Delta, 60Hz, 1000VDC, Fused Multiple DC Inputs, DC Discon, AC/DC SPD, 12 Yr. Warranty, AFCI, with AC-RSD, -40C, RS485 and Ethernet, UL-1741-SA (Rule-21), SE43.2K-US02IBNZ4 | 1616.67 | 43200 | No | Inverters | Soligent De-listing | 1529.75 |  | De-Listing & Stock Qty Unavailable |  | Not Applicable
330-0579 | 330-0579 | SolarEdge, 50kW 3 Phase Synergy Manager, Requires 3 Synergy Units, 50kW 208V WYE/Delta, 60Hz, 1000VDC, Fused Multiple DC Inputs, DC Discon, AC/DC SPD, 12 Yr. Warranty, AFCI, with AC-RSD, -40C, RS485 and Ethernet, UL-1741-SA (Rule-21), SE50K-US02IBNZ4 | 2275.38 | 50000 | No | Inverters | Shippable | 2140.09 |  | Shippable but Stock Qty Unavailable | USIN100-0040 | Already Listed
330-0579 : 330-0579_S | 330-0579_S | SolarEdge, 50kW 3 Phase Synergy Manager, Requires 3 Synergy Units, 50kW 208V WYE/Delta, 60Hz, 1000VDC, Fused Multiple DC Inputs, DC Discon, AC/DC SPD, 12 Yr. Warranty, AFCI, with AC-RSD, -40C, RS485 and Ethernet, UL-1741-SA (Rule-21), SE50K-US02IBNZ4 | 2060 | 50000 | No | Inverters | Soligent De-listing | 1949.25 |  | De-Listing & Stock Qty Unavailable |  | Not Applicable
330-0580 : 330-0580_S | 330-0580_S | SolarEdge, 66.6kW 3 Phase Synergy Manager, Requires 2 Synergy Units, 66.6kW 480V WYE/Delta, 60Hz, 1000VDC, Fused Multiple DC Inputs, DC Discon, AC/DC SPD, 12 Yr. Warranty, AFCI, with AC-RSD, -40C, RS485 and Ethernet, UL-1741-SA (Rule-21), SE66.6K-US08IBNZ4 | 1077.77 | 66600 | No | Inverters | Soligent De-listing | 1019.83 |  | De-Listing & Stock Qty Unavailable |  | Not Applicable
330-0581 : 330-0581_S | 330-0581_S | SolarEdge, 80kW 3 Phase Synergy Manager, Requires 2 Synergy Units, 80kW 480V WYE/Delta, 60Hz, 1000VDC, Fused Multiple DC Inputs, DC Discon, AC/DC SPD, 12 Yr. Warranty, AFCI, with AC-RSD, -40C, RS485 and Ethernet, UL-1741-SA (Rule-21), SE80K-US08IBNZ4 | 1252.39 | 80000 | No | Inverters | Soligent De-listing | 1185.05 |  | De-Listing & Stock Qty Unavailable |  | Not Applicable
330-0582 : 330-0582_S | 330-0582_S | SolarEdge, 100kW 3 Phase Synergy Manager, Requires 3 Synergy Units, 100kW 480V WYE/Delta, 60Hz, 1000VDC, Fused Multiple DC Inputs, DC Discon, AC/DC SPD, 12 Yr. Warranty, AFCI, with AC-RSD, -40C, RS485 and Ethernet, UL-1741-SA (Rule-21), SE100K-US08IBNZ4 | 1616.67 | 100000 | No | Inverters | Soligent De-listing | 1529.75 |  | De-Listing & Stock Qty Unavailable |  | Not Applicable
330-0583 : 330-0583_S | 330-0583_S | SolarEdge, 120kW 3 Phase Synergy Manager, Requires 3 Synergy Units 120kW 480V WYE/Delta, 60Hz, 1000VDC, Multiple Fused DC Inputs, DC Discon, AC/DC SPD, 12 Yr. Warranty, AFCI, with AC-RSD, -40C, RS485 and Ethernet, UL-1741-SA (Rule-21), SE120K-US08IBNZ4 | 2060 | 120000 | No | Inverters | Soligent De-listing | 1949.25 |  | De-Listing & Stock Qty Unavailable |  | Not Applicable
330-0584 | 330-0584 | SolarEdge, 120kW 3 Phase Synergy Manager, Requires 3 Synergy Units, 120kW 480V WYE/Delta, 60Hz, 1000VDC, Multiple Fused DC Inputs, DC Discon, AC/DC SPD, 12 Yr. Warranty, AFCI, NO AC-RSD, GROUND MOUNT ONLY,-40C, RS485 and Ethernet, UL-1741-SA (Rule-21), SE120K-USG8IBNZ4 | 2187.86 | 120000 | No | Inverters | Soligent De-listing | 2057.77 |  | De-Listing & Stock Qty Unavailable |  | Not Applicable
330-0585 | 330-0585 | SolarEdge, 120kW 3 Phase Synergy Manager, Requires 3 Synergy Units, 120kW, 480V WYE/Delta, 60Hz, 1000VDC, Combined DC Input, (Combiner Box Required) DC Discon, AC/DC SPD, 12 Yr. Warranty, AFCI, NO AC-RSD, GROUND MOUNT ONLY,-40C, RS485 and Ethernet, UL-1741-SA (Rule-21), SE120K-USG8IBNW4 | 3520 | 120000 | No | Inverters | Soligent De-listing | 1892.47 |  | De-Listing & Stock Qty Unavailable |  | Not Applicable
330-0586 | 330-0586 | Yaskawa Solectria, XGI 1000-60/65, 3-Ph WYE Grid tied inverter, 60kW/65kVA, 480VAC, 60Hz, 1000VDC, 4 MPPT, 10 Yr. Warr, AFCI, NEMA 4X, [MUST ADD WIRING BOX], XGI 1000-60/65-UL | 11960 | 60000 | No | Inverters | Vendor De-listing | 9492.06 |  | De-Listing & Stock Qty Unavailable |  | Not Applicable
330-0587 | 330-0587 | Yaskawa Solectria, XGI 1000-60/60, 3-Ph WYE Grid tied inverter, 60kW, 480VAC, 60Hz, 1000VDC, 4 MPPT, 10 Yr. Warr, AFCI, NEMA 4X, [MUST ADD WIRING BOX], XGI 1000-60/60-UL | 11960 | 60000 | No | Inverters | Vendor De-listing | 9492.06 |  | De-Listing & Stock Qty Unavailable |  | Not Applicable
330-0588 |  | SolarEdge, 50kW 3 Phase Synergy Manager, Requires 3 Synergy Units, 50kW 208V WYE/Delta, 60Hz, 1000VDC, Combined DC Inputs, DC Disco, AC/DC SPD, 12 Yr. Warranty, AFCI, with AC-RSD, -40C, RS485 and Ethernet, UL-1741-SA (Rule-21), SE50K-US02IBNW4 | 2275.38 | 50000 | No | Inverters | Shippable | 2128.58 |  | Shippable but Stock Qty Unavailable |  | Not Applicable
330-0589 |  | SolarEdge, 80kW 3 Phase Synergy Manager, Requires 2 Synergy Units, 80kW 480V WYE/Delta, 60Hz, 1000VDC, Combined DC Inputs, DC Disco, AC/DC SPD, 12 Yr. Warranty, AFCI, with AC-RSD, -40C, RS485 and Ethernet, UL-1741-SA (Rule-21), SE80K-US08IBNW4 | 1383.32 | 80000 | No | Inverters | Shippable | 1294.08 |  | Shippable but Stock Qty Unavailable |  | Not Applicable
330-0590 |  | SolarEdge, 100kW 3 Phase Synergy Manager, Requires 3 Synergy Units, 100kW 480V WYE/Delta, 60Hz, 1000VDC, Combined DC Inputs, DC Disco, AC/DC SPD, 12 Yr. Warranty, AFCI, with AC-RSD, -40C, RS485 and Ethernet, UL-1741-SA (Rule-21), SE100K-US08IBNW4 | 1785.69 | 100000 | No | Inverters | Shippable | 1670.48 |  | Shippable but Stock Qty Unavailable |  | Not Applicable
330-0591 |  | SolarEdge, 120kW 3 Phase Synergy Manager, Requires 3 Synergy Units 120kW 480V WYE/Delta, 60Hz, 1000VDC, Combined DC Inputs, DC Disco, AC/DC SPD, 12 Yr. Warranty, AFCI, with AC-RSD, -40C, RS485 and Ethernet, UL-1741-SA (Rule-21), SE120K-US08IBNW4 | 2275.38 | 120000 | No | Inverters | Shippable | 2128.58 |  | Shippable but Stock Qty Unavailable |  | Not Applicable
330-0592 | 330-0592 | SolarEdge, 110kW/120kVA 3 Phase Synergy Manager, Requires 3 Synergy Units, 110kW 480V WYE/Delta, 60Hz, 1000VDC, Fused Multiple DC Inputs, DC Disco, AC/DC SPD, 12 Yr. Warranty, AFCI, with AC-RSD, -40C, RS485 and Ethernet, UL-1741-SA (Rule-21),SE110K-US08IBNZ4 | 2022.99 | 11000 | No | Inverters | Shippable | 1892.47 |  | Shippable but Stock Qty Unavailable |  | Not Applicable
330-0593 | 330-0593 | SolarEdge, 110kW/120kVA 3 Phase Synergy Manager, Requires 3 Synergy Units, 110kW 480V WYE/Delta, 60Hz, 1000VDC, Multiple Fused DC Inputs, DC Disco, AC/DC SPD, 12 Yr. Warranty, AFCI, NO AC-RSD, GROUND MOUNT ONLY,-40C, RS485 and Ethernet, UL-1741-SA (Rule-21), SE110K-USG8IBNZ4 | 1945.18 | 11000 | No | Inverters | Shippable | 1819.69 |  | Shippable but Stock Qty Unavailable |  | Not Applicable
330-0594 | 330-0594 | SolarEdge, 110kW/120kVA 3 Phase Synergy Manager, Requires 3 Synergy Units, 110kW, 480V WYE/Delta, 60Hz, 1000VDC, Combined DC Input, (Combiner Box Required) DC Disco, AC/DC SPD, 12 Yr. Warranty, AFCI, NO AC-RSD, GROUND MOUNT ONLY,-40C, RS485 and Ethernet, UL-1741-SA (Rule-21), SE110K-USG8IBNW4 | 1945.18 | 11000 | No | Inverters | Shippable | 1819.69 |  | Shippable but Stock Qty Unavailable |  | Not Applicable
330-0598 | 330-0598 | SMA, Sunny Highpower, Peak3, 3-Ph Grid Tied Utility Inverter, 125kW, 480Vac, 50/60Hz, 1500Vdc input, 1 MPPT, 5 Yr. Warr, Transformerless, No Disconnects or AFCI, SHP 125-US-21, 3-125-1500-2-21 | 10494.44 | 125000 | No | Inverters | Shippable | 9445 |  | Shippable but Stock Qty Unavailable |  | Not Applicable
330-0599 | 330-0599 | SMA, Sunny Highpower, Peak3, 3-Ph Grid Tied Utility Inverter, 150kW, 600Vac, 50/60Hz, 1500Vdc input, 1 MPPT, 5 Yr. Warr, Transformerless, No Disconnects or AFCI, SHP 150-US-21, 3-150-1500-2-21 | 10648.15 | 150000 | No | Inverters | Shippable | 9583.33 |  | Shippable but Stock Qty Unavailable |  | Not Applicable
330-0603 | 330-0603 | SolarEdge, SE10.0KUS Grid Tied Inverter, 3-Ph, 10kW, 120/208 WYE and 208 Delta Grid, 60Hz, 600Vdc, with AC RSD, DC Safety Switch, DC Fuses and AFCI, 12 Yr Warr, -40C, RS485 and Ethernet, UL-1741-SA, SetApp Enabled, SE10K-USR2IBNZ4 | 2604.37 | 10000 | No | Inverters | Shippable | 2436.34 |  | Shippable but Stock Qty Unavailable | USMI100-0042 | Already Listed
340-0183 | 340-0183 | Magnum, Custom Quote, Enter Quote Number and Custom Price | 0 |  | No | Inverters | Shippable | 0 |  | Shippable but Price & Stock Qty Unavailable |  | Not Applicable
340-0184 | 340-0184 | Midnite Solar, Custom Quote, Enter Quote Number and Custom Price | 0 |  | No | Electrical BOS | Soligent De-listing | 0 |  | Not Applicable |  | Not Applicable
341-0002 | 341-0002 | Sol-Ark, Factory Installed Inverter Add on Option for 15kW, Solar Flare/EMP Hardening to MIL-STD-461G, SA-EMP-15K | 2500 |  | No | Energy Storage | Shippable | 2484.47 |  | Shippable but Stock Qty Unavailable |  | Not Applicable
341-0007 | 341-0007 | Xantrex, Wiring and Mounting Kit for Charge Controllers (no breakers), CC-PCK | 19.25 |  | No | Inverters | Soligent De-listing | 0 |  | De-Listing & Stock Qty Unavailable |  | Not Applicable
341-0012 | 341-0012 | Xantrex, DR Conduit Box, DRCB ~ | 259 |  | No | Inverters | Soligent De-listing | 0 |  | De-Listing & Stock Qty Unavailable |  | Not Applicable
341-0020 | 341-0020 | Xantrex, SW Conduit Box, SWCB | 63.9 |  | No | Inverters | Vendor De-listing | 0 |  | De-Listing & Stock Qty Unavailable |  | Not Applicable
341-0023 | 341-0023 | Xantrex, SW Stacking Interface/Parallel Cable, SWI/PAR ~ | 543.35 |  | No | Inverters | Soligent De-listing | 0 |  | De-Listing & Stock Qty Unavailable |  | Not Applicable
341-0026 | 341-0026 | Schneider Electric, XW Conduit Box, RNW8651025 | 318 |  | No | Inverters | Soligent De-listing | 0 |  | De-Listing & Stock Qty Unavailable |  | Not Applicable
341-0027 | 341-0027 | Schneider Electric, XW Control Panel, XW-CONTROL, RNW8651050 | 381 |  | No | Inverters | Vendor De-listing | 0 |  | De-Listing & Stock Qty Unavailable |  | Not Applicable
341-0028 | 341-0028 | Schneider Electric, XW Generator Start Module, RNW8651060 | 254 |  | No | Inverters | Vendor De-listing | 0 |  | De-Listing & Stock Qty Unavailable |  | Not Applicable
341-0029 | 341-0029 | Schneider Electric, XW 2nd Inverter Kit, incl. conduit, wiring, & breakers, RNW8651020 | 1220 |  | No | Inverters | Vendor De-listing | 0 |  | De-Listing & Stock Qty Unavailable |  | Not Applicable
341-0030 | 341-0030 | Schneider Electric, XW Power Distribution Panel, XW-PANEL, with Mounting Plate & XW Conduit Box, RNW8651015 | 1559.98 |  | No | Inverters | Vendor De-listing | 0 |  | De-Listing & Stock Qty Unavailable |  | Not Applicable
341-0041 | 341-0041 | DPW, Custom Battery Enclosure, Enter Quote Number and Custom Price | 0 |  | No | Racking | Soligent De-listing | 0 |  | Not Applicable |  | Not Applicable
341-0086 | 341-0086 | Magnum, Automatic Generator Start Module 2-Relay with Voltage & Temp Start/Stand Alone Version ME-AGS-S-R | 322.2 |  | No | Inverters | Shippable | 181.01 |  | Shippable but Stock Qty Unavailable |  | Not Applicable
341-0092 | 341-0092 | DPW, TPM, Finish Upgrade Option for Top-of-Pole Mount, Anodized Aluminum Components, add 20%, call for quote, Enter Quote Number and Custom Price, , TPM AA | 0 |  | No | Racking | Soligent De-listing | 0 |  | Not Applicable |  | Not Applicable
341-0094 | 341-0094 | Xantrex, AC Conduit box, long, SW plus PP/wL1 bypass | 30.25 |  | No | Inverters | Vendor De-listing | 0 |  | De-Listing & Stock Qty Unavailable |  | Not Applicable
341-0098 | 341-0098 | Outback, Radian GS Load Center, Box only with 500A shunt and 4 busbars, Polished Finish, GSLC | 852.5 |  | No | Inverters | Vendor De-listing | 0 |  | De-Listing & Stock Qty Unavailable |  | Not Applicable
341-0099 | 341-0099 | Outback, Radian Prewired GS Load Center with two 175A breakers, 2-pole 120/240VAC 50A bypass breakers, 2, 2-pole 120/240VAC 50A input breakers, 500A shunt, 10 busbars, Polished Finish, GSLC175-120/240 | 2151.99 |  | No | Inverters | Vendor De-listing | 0 |  | De-Listing & Stock Qty Unavailable |  | Not Applicable
341-0100 | 341-0100 | Outback, Radian Prewired GS Load Center with two 175A breakers, dual 80A GFDI and PV breakers for two charge controllers, FLEXnet DC and three 500A shunts, 2-pole 120/240VAC 50A bypass breakers, 2, 2-pole 120/240VAC 50A input breakers, 10 busbars, Polished Finish, GSLC175-PV-120/240 | 2711.99 |  | No | Inverters | Vendor De-listing | 0 |  | De-Listing & Stock Qty Unavailable |  | Not Applicable
341-0101 | 341-0101 | Schneider Electric, Conext SW DC Breaker Panel, 865-1016 | 430.47 |  | No | Inverters | Shippable | 371.09 |  | Shippable but Stock Qty Unavailable | USSE100-0029 | Already Listed
341-0103 | 341-0103 | Outback, Radian Prewired AC Coupling GS Load Center with two 175A breakers, 2-pole 50A ROCB and relay board, 2-pole 120/240VAC 50A bypass breakers, dual 2-pole 120/240VAC 50A input breakers, 10 busbars, GSLC175-AC-120/240 | 2868.46 |  | No | Inverters | Vendor De-listing | 0 |  | De-Listing & Stock Qty Unavailable |  | Not Applicable
341-0104 | 341-0104 | Outback, Radian Prewired GS Load Center with two 175A breakers, 230VAC 50A bypass breakers, dual 230VAC 50A input breakers, 500A shunt, 10 busbars, GSLC175-230 | 1507 |  | No | Inverters | Soligent De-listing | 866.09 |  | De-Listing & Stock Qty Unavailable |  | Not Applicable
341-0105 | 341-0105 | Outback, Radian Prewired GS Load Center with two 175A breakers, dual 80A GFDI and PV breakers for two charge controllers, FLEXnet DC and three 500A shunts, 230VAC 50A bypass breakers, dual 230VAC 50A input breakers, 10 busbars, GSLC175-PV-230 | 1819.44 |  | No | Inverters | Shippable | 1541.18 |  | Shippable but Stock Qty Unavailable | USCC100-0082 | Already Listed
341-0106 | 341-0106 | OutBack, Radian Prewired GS Load Center with one 175A breaker, single 80A GFDI and PV breaker for one charge controller, FLEXnet DC and two 500A shunts, 2-pole 120/240VAC 50A bypass breakers, 2, 2-pole 120/240VAC 50A input breakers, 10 busbars, Polished Finish, GSLC175PV1-120/240 | 2699.99 |  | No | Inverters | Vendor De-listing | 0 |  | De-Listing & Stock Qty Unavailable |  | Not Applicable
341-0107 | 341-0107 | Outback, Radian Prewired GS Load Center with one 175A breaker, single 80A GFDI and PV breaker for one charge controller, FLEXnet DC and two 500A shunts, 230VAC 50A bypass breakers, dual 230VAC 50A input breakers, 10 busbars, GSLC175PV1-230 | 1815 |  | No | Inverters | Soligent De-listing | 1043.1 |  | De-Listing & Stock Qty Unavailable |  | Not Applicable
341-0108 | 341-0108 | Schneider Electric, CONEXT XW, AGS, Auto Generator Start, for XW, and SW, 865-1060-01 | 206.07 |  | No | Inverters | Shippable | 177.64 |  | Shippable but Stock Qty Unavailable | USEC001-0030 | Already Listed
341-0109 | 341-0109 | Schneider Electric, CONEXT XW, SCP, System Control Panel, for XW and SW, 865-1050-01 | 225.6 |  | No | Inverters | Vendor De-listing | 194.48 |  | De-Listing & Stock Qty Unavailable |  | Not Applicable
341-0111 | 341-0111 | Schneider Electric, CONEXT XW+ CONDUIT BOX, 865-1025-01 | 142.27 |  | No | Inverters | Shippable | 133.38 |  | Shippable but Stock Qty Unavailable |  | Not Applicable
341-0113 | 341-0113 | Schneider Electric, CONEXT XW, PDP, Power Distribution Panel, 1-Pole, 250A/160VDC Breaker, (No AC Breakers), 865-1014-01 | 1017.87 |  | No | Inverters | Shippable | 877.47 |  | Shippable but Stock Qty Unavailable | USSSP110-1186 | Already Listed
341-0115 | 341-0115 | Schneider Electric, CONEXT Breaker Kit for PDP, 120/208VAC, 3-Pole, 60A, 3 Sets including: Square-D type QOU DIN-rail mountable AC breakers, jumpers, bypass, 865-1315-01 | 314.6 |  | No | Inverters | Shippable | 271.21 |  | Shippable but Stock Qty Unavailable |  | Not Applicable
341-0116 | 341-0116 | Schneider Electric, CONEXT XW+,MINI-PDP, POWER DISTRIBUTION PANEL For One Inverter ONLY, NOT Expandable,1-POLE 250A 160VDC, 3,2-POLE 60A AC Breakers & By-Pass, 120-240V, 865-1013-01 | 1095.9 |  | No | Inverters | Soligent De-listing | 0 |  | De-Listing & Stock Qty Unavailable |  | Not Applicable
341-0119 | 341-0119 | Outback, Radian Prewired GS Load Center with two 175A breakers, 2-pole 120/240VAC 50A bypass breakers, 2, 2-pole 120/240VAC 50A input breakers, 500A shunt, 10 busbars, Powder-Coated Finish, GSLC175-120/240 | 1380 |  | No | Inverters | Shippable | 1189.66 |  | Shippable but Stock Qty Unavailable | USBE100-0051 | Already Listed
341-0122 | 341-0122 | SimpliPhi, AccESS with Schneider XW+ 6848, SCP, System Control Panel, SCH-865-1050-01 | 300 |  | No | Energy Storage | Vendor De-listing | 275.86 |  | De-Listing & Stock Qty Unavailable |  | Not Applicable
341-0123 | 341-0123 | SimpliPhi, AccESS with Schneider XW+ 6848, Optional AGS, Auto Gen Start, SCH-865-1060-01 | 243.75 |  | No | Energy Storage | Soligent De-listing | 224.14 |  | De-Listing & Stock Qty Unavailable |  | Not Applicable
341-0124 | 341-0124 | Outback, Radian Prewired GS-8048 Load Center with Two 175A breakers, PV breakers for Two FM-100 Charge Controllers, FLEXnet DC, Three 500A shunts, 2-pole 120/240VAC 50A Bypass Breakers, 2, 2-pole 120/240VAC 50A Input Breakers, GSLC-PV-300VDC | 1570.51 |  | No | Energy Storage | Shippable | 1475.9 |  | Shippable but Stock Qty Unavailable | USCC100-0077 | Already Listed
341-0125 | 341-0125 | Outback, Radian Prewired GS-4048 Load Center with One 175A breaker, PV breakers for One FM-100 Charge Controller, FLEXnet DC, Two 500A shunts, 2-pole 120/240VAC 50A Bypass Breakers, 2, 2-pole 120/240VAC 50A Input Breakers, GSLC-PV1-300VDC | 1842.5 |  | No | Energy Storage | Soligent De-listing | 1058.91 |  | De-Listing & Stock Qty Unavailable |  | Not Applicable
341-0126 | 341-0126 | Outback, Radian Prewired GS-7048E Load Center with Two 175A breakers, PV breakers for Two FM-100 Charge Controllers, FLEXnet DC, Three 500A shunts, 230V Bypass Breakers, 2, 50A 230VAC Input Breakers, GSLC-PV-300VDC-230 | 1952.5 |  | No | Energy Storage | Soligent De-listing | 1122.13 |  | De-Listing & Stock Qty Unavailable |  | Not Applicable
341-0127 | 341-0127 | Outback, Radian Prewired GS-3548E Load Center with One 175A breaker, PV breakers for One FM-100 Charge Controller, FLEXnet DC, Two 500A shunts, 230V Bypass Breakers, 2, 50A 230VAC Input Breakers, GSLC-PV-300VDC-230 | 1952.5 |  | No | Energy Storage | Soligent De-listing | 1122.13 |  | De-Listing & Stock Qty Unavailable |  | Not Applicable
342-0000 | 342-0000 | Lumber, 2" x 4" x 8' Fir | 8.9 |  | No | Electrical BOS | Soligent De-listing | 0 |  | De-Listing & Stock Qty Unavailable |  | Not Applicable
342-0001 | 342-0001 | Lumber, 4' x 8' x 1/2" OSB | 35.74 |  | No | Electrical BOS | Soligent De-listing | 0 |  | De-Listing & Stock Qty Unavailable |  | Not Applicable
342-0007 | 342-0007 | Power Panel Component, DIN Mounting Rail, 35mm, 4", Steel, 2DF81 | 7.39 |  | No | Electrical BOS | Soligent De-listing | 0 |  | De-Listing & Stock Qty Unavailable |  | Not Applicable
342-0009 | 342-0009 | Power Panel Component, Flashing LED, Panel Mount, L20691-ND | 5 |  | No | Electrical BOS | Soligent De-listing | 0 |  | De-Listing & Stock Qty Unavailable |  | Not Applicable
342-0010 | 342-0010 | Power Panel Component, Cover Plate, 1/2" Hole, 3KF48 | 1.71 |  | No | Electrical BOS | Soligent De-listing | 0 |  | De-Listing & Stock Qty Unavailable |  | Not Applicable
342-0011 | 342-0011 | Power Panel Component, Quick Disconnect, Female, Full Insulated, 16-14AWG, Blue, Qty. 1, 5X425 | 1 |  | No | Electrical BOS | Soligent De-listing | 0 |  | De-Listing & Stock Qty Unavailable |  | Not Applicable
342-0014 | 342-0014 | Grainger, Drilling Screw Qty. 100, 2DU84 | 51 |  | No | Electrical BOS | Soligent De-listing | 0 |  | De-Listing & Stock Qty Unavailable |  | Not Applicable
342-0015 | 342-0015 | Grainger, Cable Tie 8.5" Qty. 100, 3LP35 | 16 |  | No | Electrical BOS | Soligent De-listing | 0 |  | De-Listing & Stock Qty Unavailable |  | Not Applicable
342-0016 | 342-0016 | Grainger, Respirator Qty. 10, 4JF99 | 60 |  | No | Electrical BOS | Soligent De-listing | 0 |  | De-Listing & Stock Qty Unavailable |  | Not Applicable
342-0018 | 342-0018 | Thomas and Betts, KOPR-Shield corrosion inhibitor, .5 pint, CP8-TB | 149 |  | No | Electrical BOS | Soligent De-listing | 0 |  | De-Listing & Stock Qty Unavailable |  | Not Applicable
348-0001 | 348-0001 | Outback, FLEXpowerONE VFX3524, with Bypass, GFDI, Mate2, HUB4, RTS, FM80, FN-DC, SP, 120V-60Hz, FP1-1 | 5388.99 | 3500 | No | Inverters | Vendor De-listing | 0 |  | De-Listing & Stock Qty Unavailable |  | Not Applicable
348-0002 | 348-0002 | Outback, FLEXpowerONE VFX3648, with Bypass, GFDI, Mate2, HUB4, RTS, FM80, FN-DC, SP, 120V-60Hz, FP1-2 | 5388.99 | 3600 | No | Inverters | Vendor De-listing | 0 |  | De-Listing & Stock Qty Unavailable |  | Not Applicable
348-0003 | 348-0003 | Outback, FLEXpowerONE GVFX3524, with Bypass, GFDI, Mate2, HUB4, RTS, FM80, FN-DC, SP, 120V-60Hz, FP1-3 | 5388.99 | 3500 | No | Inverters | Vendor De-listing | 0 |  | De-Listing & Stock Qty Unavailable |  | Not Applicable
348-0004 | 348-0004 | Outback, FLEXpowerONE GVFX3648, with Bypass, GFDI, Mate2, HUB4, RTS, FM80, FN-DC, SP, 120V-60Hz, FP1-4 | 5388.99 | 3600 | No | Inverters | Vendor De-listing | 0 |  | De-Listing & Stock Qty Unavailable |  | Not Applicable
348-0005 | 348-0005 | Outback, FLEXpowerONE ROW VFX3024E, with Bypass, GFDI, Mate2, HUB4, RTS, FM80, FN-DC, SP, 230V-50Hz, FP1-5 | 5388.99 | 3000 | No | Inverters | Vendor De-listing | 0 |  | De-Listing & Stock Qty Unavailable |  | Not Applicable
348-0006 | 348-0006 | Outback, FLEXpowerONE ROW VFX3048E, with Bypass, GFDI, Mate2, HUB4, RTS, FM80, FN-DC, SP, 230V-50Hz, FP1-6 | 5388.99 | 3000 | No | Inverters | Vendor De-listing | 0 |  | De-Listing & Stock Qty Unavailable |  | Not Applicable
348-0007 | 348-0007 | Outback, FLEXpowerTWO FX2524T inverter, with Bypass, Mate2, HUB10, RTS, SP, X-240, 120/240V, 60Hz,FP2-32 | 7588.99 | 2500 | No | Inverters | Vendor De-listing | 0 |  | De-Listing & Stock Qty Unavailable |  | Not Applicable
348-0008 | 348-0008 | Outback, FLEXpowerTWO FX3048T inverter, with Bypass, Mate2, HUB10, RTS, SP, X-240, 120/240V, 60Hz,FP2-31 | 7588.99 | 6000 | No | Inverters | Vendor De-listing | 0 |  | De-Listing & Stock Qty Unavailable |  | Not Applicable
348-0009 | 348-0009 | Outback, FLEXpowerTWO VFX3648 inverters, 7.2kW with Bypass, Mate2, HUB10, RTS, SP, X-240, 120/240V, 60Hz, FP2-10 | 7588.99 | 7200 | No | Inverters | Vendor De-listing | 0 |  | De-Listing & Stock Qty Unavailable |  | Not Applicable
348-0010 | 348-0010 | Outback, FLEXpowerTWO VFX3524 inverters, 7kW with Bypass, Mate2, HUB10, RTS, SP, X-240, 120/240V, 60Hz, FP2-12 | 7588.99 | 3500 | No | Inverters | Vendor De-listing | 0 |  | De-Listing & Stock Qty Unavailable |  | Not Applicable
348-0011 | 348-0011 | Outback, FLEXpowerTWO GVFX3524 inverters, 7kW with Bypass, Mate2, HUB10, RTS, SP,120/240V, 60Hz, FP2-28 | 7588.99 | 3500 | No | Inverters | Vendor De-listing | 0 |  | De-Listing & Stock Qty Unavailable |  | Not Applicable
348-0012 | 348-0012 | Outback, FLEXpowerTWO GVFX3648 inverters, 7.2kW with Bypass, Mate2, HUB10, RTS,SP,120/240V, 60Hz, FP2-29 | 7588.99 | 7200 | No | Inverters | Vendor De-listing | 0 |  | De-Listing & Stock Qty Unavailable |  | Not Applicable
348-0013 | 348-0013 | Outback, FLEXpowerTWO VFX3048E ROW Inverters, 6kW with 230VAC Bypass, Mate2, HUB10, RTS, 230V, 50Hz, FP2-22 | 7588.99 | 6000 | No | Inverters | Vendor De-listing | 0 |  | De-Listing & Stock Qty Unavailable |  | Not Applicable
348-0014 | 348-0014 | Outback, FLEXpowerTWO VFX3024E ROW inverters 6kW with 230VAC Bypass, Mate2, HUB10, RTS, SP, 120/240V, 60Hz, FP2-24 | 7588.99 | 6000 | No | Inverters | Vendor De-listing | 0 |  | De-Listing & Stock Qty Unavailable |  | Not Applicable
348-0015 | 348-0015 | Outback, FLEXpowerTWO GTFX3048-HI inverters, 6kW with Bypass, Mate2, HUB10, RTS,SP,120/240V, 60Hz, FP2-30 | 7588.99 | 6000 | No | Inverters | Vendor De-listing | 0 |  | De-Listing & Stock Qty Unavailable |  | Not Applicable
348-0016 | 348-0016 | Midnite Solar, Pre-Wired Grid Tied System, 120VAC, GVFX3524 Inverter, Classic 150, Mate, MNE250AL-Plus E-Panel, 2 MNSPD300, 2 BTS, MNEPLUSGVFX3524CL150 | 0 | 3500 | No | Inverters | Vendor De-listing | 0 |  | Not Applicable |  | Not Applicable
348-0017 | 348-0017 | Outback, FLEXpowerONE GTFX2524-HI, with Bypass, 250A DC Breaker, GFDI, Mate2, HUB4, RTS, FM80, SP, 120V-60Hz, FP1-36 | 4728.99 | 2500 | No | Inverters | Vendor De-listing | 0 |  | De-Listing & Stock Qty Unavailable |  | Not Applicable
348-0018 | 348-0018 | Outback, FLEXpowerONE GTFX3048-HI, with Bypass, 175A DC Breaker, GFDI, Mate2, HUB4, RTS, FM80, SP, 120V-60Hz, FP1-37 | 4728.99 | 3000 | No | Inverters | Vendor De-listing | 0 |  | De-Listing & Stock Qty Unavailable |  | Not Applicable
348-0019 | 348-0019 | Outback, FLEXpowerONE FX3048T, with Bypass, GFDI, Mate2, HUB4, RTS, FM80, FN-DC, SP, 120V-60Hz, FP1-26 | 5168.99 | 3000 | No | Inverters | Vendor De-listing | 0 |  | De-Listing & Stock Qty Unavailable |  | Not Applicable
348-0020 | 348-0020 | Midnite Solar, Pre-Wired Grid Tied System, 120/240VAC, 2 GVFX3648 Inverters, 2 Classic 150, Mate, Hub4, 2 MNE175AL E-Panels, 3 MNSPD300, 3 BTS, MNEPLUSGVFX3648CL150DUAL | 12649.99 | 7000 | No | Inverters | Soligent De-listing | 0 |  | De-Listing & Stock Qty Unavailable |  | Not Applicable
348-0021 | 348-0021 | Midnite Solar, Pre-Wired Off Grid System, 120VAC, MS4024 Inverter, Classic 150, RC50 display, MNE250STM E-Panel, 2 MNSPD300, MNEMS4024CL150 | 6125.9 | 4000 | No | Inverters | Soligent De-listing | 3520.63 |  | De-Listing & Stock Qty Unavailable |  | Not Applicable
348-0022 | 348-0022 | Midnite Solar, Pre-Wired AC Coupled System in D3R Battery Box, 120/240VAC, MS4024PAE Inverter, ME-RTR LCD Router, 50A 2-P Bypass, 30A 2-P Main, 15A 2-P GT inverter breaker & relay, 250ADC breaker and Shunt, Cables for 4 Golf Cart Batteries, MND3RACCPLME | 7423.9 | 4000 | No | Inverters | Vendor De-listing | 0 |  | De-Listing & Stock Qty Unavailable |  | Not Applicable
348-0023 | 348-0023 | Midnite Solar, Pre-Wired AC Coupled System, 120/240VAC, 1 MS4024PAE Inverter, ME-RTR LCD & Router, MNE250STM-240 E-Panel, 15A 2-P GT inverter breaker & relay, 2 MNSPD300, MNEMS4024PAEACCPL | 6803.99 | 4000 | No | Inverters | Soligent De-listing | 0 |  | De-Listing & Stock Qty Unavailable |  | Not Applicable
348-0024 | 348-0024 | Midnite Solar, Pre-Wired AC Coupled System, 120/240VAC, 2 MS4024PAE Inverters, ME-RTR LCD & Router, 2 MNE250STM-240 E-Panels on Backplate, 30A 2-P GT inverter breaker & relay, 2 MNSPD300, MNEMS4024PAEACCPL-Dual | 12779 | 8000 | No | Inverters | Soligent De-listing | 0 |  | De-Listing & Stock Qty Unavailable |  | Not Applicable
348-0025 | 348-0025 | Midnite Solar, Pre-Wired AC Coupled System, 120/240VAC, 3 MS4024PAE Inverters, ME-RTR LCD & Router, 3 MNE250STM-240 E-Panels & NotaGutter on backboard, 45A 2-P GT inverter breaker & relay, 2 MNSPD300, MNEMS4024PAEACCPL-Triple | 17351.99 | 12000 | No | Inverters | Soligent De-listing | 0 |  | De-Listing & Stock Qty Unavailable |  | Not Applicable
348-0026 | 348-0026 | Midnite Solar, Pre-Wired AC Coupled System, 120/240VAC, 4 MS4024PAE Inverters, ME-RTR LCD & Router, 4 MNE250STM-240 E-Panels & NotaGutter on backboard, 60A 2-P GT inverter breaker & relay, 2 MNSPD300, MNEMS4024PAEACCPL-Quad | 25140 | 16000 | No | Inverters | Soligent De-listing | 0 |  | De-Listing & Stock Qty Unavailable |  | Not Applicable
348-0027 | 348-0027 | MidNite Solar, Pre-Wired Off Grid System, 120/240VAC, MS4024PAE 4000W 24V Inverter, Classic 150, ARC-50 display, BMK-NS Battery Monitor, MNE250STM-L E-Panel, 3 MN-SPD, MNEMS4024PAECL150 | 5635.67 | 4000 | No | Energy Storage | Shippable | 4900.58 |  | Shippable but Stock Qty Unavailable | USIN100-0141 | Already Listed
348-0028 | 348-0028 | Midnite Solar, DO NOT USE - WRONG ITEM TYPE. Custom Pre-Wired System, AC Coupled, Enter Quote Number and Custom Price | 0 |  | No | Inverters | Soligent De-listing | 0 |  | Not Applicable |  | Not Applicable
348-0029 | 348-0029 | Midnite Solar, DO NOT USE - WRONG ITEM TYPE. Custom Pre-Wired System, Grid-Tie with Battery back-up, Enter Quote Number and Custom Price | 0 |  | No | Inverters | Soligent De-listing | 0 |  | Not Applicable |  | Not Applicable
348-0030 | 348-0030 | Outback, FLEXpowerTWO GTFX3048 inverters 6kW with 120VAC Bypass, Mate2, HUB10, RTS, SP, 120/240V, 60Hz, FP2-25 | 7588.99 | 6000 | No | Inverters | Vendor De-listing | 0 |  | De-Listing & Stock Qty Unavailable |  | Not Applicable
348-0031 | 348-0031 | Outback, FLEXpowerTWO GTFX2524-HI inverter, with Bypass, Mate2, HUB10, RTS, SP, X-240, 120/240V, 60Hz, FP2-33 | 7588.99 | 2500 | No | Inverters | Vendor De-listing | 0 |  | De-Listing & Stock Qty Unavailable |  | Not Applicable
348-0032 | 348-0032 | Outback, FLEXpowerONE, VFX3524, 3500W, 60Hz, 120VAC Bypass, 24VDC, GFDI, Mate3, HUB10, RTS, FM80, FN-DC, SP, FP1 VFX3524 | 6728.12 | 3500 | No | Inverters | Vendor De-listing | 0 |  | De-Listing & Stock Qty Unavailable |  | Not Applicable
348-0033 | 348-0033 | Outback, FLEXpowerONE, VFX3648, 3600W, 60Hz, 120VAC Bypass, 48VDC, GFDI, Mate3, HUB10, RTS, FM80, FN-DC, SP, FP1 VFX3648 | 6728.12 | 3600 | No | Inverters | Vendor De-listing | 0 |  | De-Listing & Stock Qty Unavailable |  | Not Applicable
348-0034 | 348-0034 | Outback, FLEXpowerONE, GVFX3524, 3500W, 60Hz, 120VAC Bypass, 24VDC, GFDI, Mate3, HUB10, RTS, FM80, FN-DC, SP, FP1 GVFX3524 | 6728.12 | 3500 | No | Inverters | Vendor De-listing | 0 |  | De-Listing & Stock Qty Unavailable |  | Not Applicable
348-0035 | 348-0035 | Outback, FLEXpowerONE, GVFX3648, 3600W, 60Hz, 120VAC Bypass, 48VDC, GFDI, Mate3, HUB10, RTS, FM80, FN-DC, SP, FP1 GVFX3648 | 6728.12 | 3600 | No | Inverters | Vendor De-listing | 0 |  | De-Listing & Stock Qty Unavailable |  | Not Applicable
348-0036 | 348-0036 | Outback, FLEXpowerONE, ROW VFX3024E, 3000W, 50Hz, 230VAC Bypass, 24VDC, GFDI, Mate3, HUB10, RTS, FM80, FN-DC, SP, FP1 VFX3024E | 6339.88 | 3000 | No | Inverters | Vendor De-listing | 0 |  | De-Listing & Stock Qty Unavailable |  | Not Applicable
348-0037 | 348-0037 | Outback, FLEXpowerONE, ROW VFX3048E, 3000W, 50Hz, 230VAC Bypass, 48VDC, GFDI, Mate3, HUB10, RTS, FM80, FN-DC, SP, FP1 VFX3048E | 6339.88 | 3000 | No | Inverters | Vendor De-listing | 0 |  | De-Listing & Stock Qty Unavailable |  | Not Applicable
348-0038 | 348-0038 | Outback, FLEXpowerTWO, Dual FX2524T, 5000W, 60Hz, 120/240VAC Bypass, 24VDC, GFDI, Mate3, HUB10, RTS, Dual FM80, FN-DC, SP, X-240, FP2 FX2524T | 12163.41 | 5000 | No | Inverters | Vendor De-listing | 0 |  | De-Listing & Stock Qty Unavailable |  | Not Applicable
348-0039 | 348-0039 | Outback, FLEXpowerTWO, Dual FX3048T, 6000W, 60Hz, 120/240VAC Bypass, 48VDC, GFDI, Mate3, HUB10, RTS, Dual FM80, FN-DC, SP, X-240, FP2 FX3048T | 12163.41 | 6000 | No | Inverters | Vendor De-listing | 0 |  | De-Listing & Stock Qty Unavailable |  | Not Applicable
348-0040 | 348-0040 | Outback, FLEXpowerTWO, Dual VFX3648, 7200W, 60Hz, 120/240VAC Bypass, 48VDC, GFDI, Mate3, HUB10, RTS, Dual FM80, FN-DC, SP, X-240, FP2 VFX3648 | 12551.68 | 7200 | No | Inverters | Vendor De-listing | 0 |  | De-Listing & Stock Qty Unavailable |  | Not Applicable
348-0041 | 348-0041 | Outback, FLEXpowerTWO, Dual VFX3524, 7000W, 60Hz, 120/240VAC Bypass, 24VDC, GFDI, Mate3, HUB10, RTS, Dual FM80, FN-DC, SP, X-240, FP2 VFX3524 | 12551.65 | 7000 | No | Inverters | Vendor De-listing | 0 |  | De-Listing & Stock Qty Unavailable |  | Not Applicable
348-0042 | 348-0042 | Outback, FLEXpowerTWO, Dual GVFX3524, 7000W, 60Hz, 120/240VAC Bypass, 24VDC, GFDI, Mate3, HUB10, RTS, Dual FM80, FN-DC, SP, FP2 GVFX3524 | 12163.41 | 7000 | No | Inverters | Vendor De-listing | 0 |  | De-Listing & Stock Qty Unavailable |  | Not Applicable
348-0043 | 348-0043 | Outback, FLEXpowerTWO, Dual GVFX3648, 7200W, 60Hz, 120/240VAC Bypass, 48VDC, GFDI, Mate3, HUB10, RTS, Dual FM80, FN-DC, SP, FP2 GVFX3648 | 12163.41 | 7200 | No | Inverters | Vendor De-listing | 0 |  | De-Listing & Stock Qty Unavailable |  | Not Applicable
348-0044 | 348-0044 | Outback, FLEXpowerTWO, ROW Dual VFX3048E, 6000W, 50Hz, 230VAC Bypass, 48VDC, GFDI, Mate3, HUB10, RTS, Dual FM80, FN-DC, SP, FP2 VFX3048E | 11904.59 | 6000 | No | Inverters | Vendor De-listing | 0 |  | De-Listing & Stock Qty Unavailable |  | Not Applicable
348-0045 | 348-0045 | Outback, FLEXpowerTWO, ROW Dual VFX3024E, 6000W, 50Hz, 230VAC Bypass, 24VDC, GFDI, Mate3, HUB10, RTS, Dual FM80, FN-DC, SP, FP2 VFX3024E | 11904.59 | 6000 | No | Inverters | Vendor De-listing | 0 |  | De-Listing & Stock Qty Unavailable |  | Not Applicable
348-0046 | 348-0046 | Outback, FLEXpowerTWO, Dual GTFX3048-HI, 6000W, 60Hz, 120/240VAC Bypass, 48VDC, GFDI, Mate3, HUB10, RTS, Dual FM80, FN-DC, SP, for Hawaii, FP2 GTFX3048-HI | 11904.59 | 6000 | No | Inverters | Vendor De-listing | 0 |  | De-Listing & Stock Qty Unavailable |  | Not Applicable
348-0047 | 348-0047 | Outback, FLEXpowerONE, GTFX2524-HI, 2500W, 60Hz, 120VAC Bypass, 24VDC, GFDI, Mate3, HUB10, RTS, FM80, FN-DC, SP, for Hawaii, FP1 GTFX2524-HI | 6469.29 | 2500 | No | Inverters | Vendor De-listing | 0 |  | De-Listing & Stock Qty Unavailable |  | Not Applicable
348-0048 | 348-0048 | Outback, FLEXpowerONE, GTFX3048-HI, 3000W, 60Hz, 120VAC Bypass, 48VDC, GFDI, Mate3, HUB10, RTS, FM80, FN-DC, SP, for Hawaii, FP1 GTFX3048-HI | 6469.29 | 3000 | No | Inverters | Vendor De-listing | 0 |  | De-Listing & Stock Qty Unavailable |  | Not Applicable
348-0049 | 348-0049 | Outback, FLEXpowerONE, FX3048T, 3000W, 60Hz, 120VAC Bypass, 48VDC, GFDI, Mate3, HUB10, RTS, FM80, FN-DC, SP, FP1 FX3048T | 6469.29 | 3000 | No | Inverters | Vendor De-listing | 0 |  | De-Listing & Stock Qty Unavailable |  | Not Applicable
348-0050 | 348-0050 | Outback, FLEXpowerTWO, Dual GTFX3048, 6000W, 60Hz, 120/240VAC Bypass, 48VDC, GFDI, Mate3, HUB10, RTS, Dual FM80, FN-DC, SP, FP2 GTFX3048 | 11904.59 | 6000 | No | Inverters | Vendor De-listing | 0 |  | De-Listing & Stock Qty Unavailable |  | Not Applicable
348-0051 | 348-0051 | Outback, FLEXpowerTWO, Dual GTFX2524-HI, 5000W, 60Hz, 120/240VAC Bypass, 24VDC, GFDI, Mate3, HUB10, RTS, Dual FM80, FN-DC, SP, FP2 GTFX2524-HI | 11904.59 | 6000 | No | Inverters | Vendor De-listing | 0 |  | De-Listing & Stock Qty Unavailable |  | Not Applicable
348-0052 | 348-0052 | MidNite Solar, Pre-Wired Off Grid System, 120/240VAC, MS4448PAE 4400W 48V Inverter, Classic 150 & WhizBang Jr., ARC-50 display, MNE175STM-L-240 E-Panel, 3 MN-SPD, MNEMS4448PAECL150 | 5679.67 | 4000 | No | Energy Storage | Shippable | 4938.84 |  | Shippable but Stock Qty Unavailable | USIN100-0143 | Already Listed
348-0053 | 348-0053 | Outback, FLEXpowerONE, GTFX3048, 3000W, 60Hz, 120VAC Bypass, 48VDC, GFDI, Mate3, HUB10, RTS, FM80, FN-DC, SP, FP1 GTFX3048 | 6469.98 | 3000 | No | Inverters | Vendor De-listing | 0 |  | De-Listing & Stock Qty Unavailable |  | Not Applicable
348-0054 | 348-0054 | Outback, FLEXpowerONE, ROW GVFX3024E, 3000W, 50Hz, 230VAC Bypass, 24VDC, GFDI, Mate3, HUB10, RTS, FM80, FN-DC, SP, FP1 GVFX3024E | 6340 | 3000 | No | Inverters | Vendor De-listing | 0 |  | De-Listing & Stock Qty Unavailable |  | Not Applicable
348-0055 | 348-0055 | Outback, FLEXpowerONE, ROW GVFX3048E, 3000W, 50Hz, 230VAC Bypass, 48VDC, GFDI, Mate3, HUB10, RTS, FM80, FN-DC, SP, FP1 GVFX3048E | 6339.98 | 3000 | No | Inverters | Vendor De-listing | 0 |  | De-Listing & Stock Qty Unavailable |  | Not Applicable
348-0056 | 348-0056 | Outback, FLEXpowerONE, FX2524T, 2500W, 60Hz, 120VAC Bypass, 24VDC, GFDI, Mate3, HUB10, RTS, FM80, FN-DC, SP, FP1 FX2524T | 6469.98 | 2500 | No | Inverters | Vendor De-listing | 0 |  | De-Listing & Stock Qty Unavailable |  | Not Applicable
348-0057 | 348-0057 | Midnite Solar, Pre-Wired AC Coupled System, 120/240VAC, 1 Schneider XW6048 inverter with SCP, MNE250XW E-Panel, Bypass built-in, 3 MNSPD300’s, 250ADC breaker and Shunt, AGS, MNXWAC6048-AGS | 11582 | 6000 | No | Inverters | Soligent De-listing | 0 |  | De-Listing & Stock Qty Unavailable |  | Not Applicable
348-0058 | 348-0058 | Midnite Solar, Pre-Wired Off-grid System, 120/240VAC, 1 Schneider XW6048 inverter with SCP, MNE250XW E-Panel, Bypass built-in, Dual Classic 150 charge controllers with DC- GFP & Arc-fault protection, MNSPD300’s, 250ADC breaker and Shunt, MNXW6048-2CL150 | 14224 | 6000 | No | Electrical BOS | Soligent De-listing | 0 |  | De-Listing & Stock Qty Unavailable |  | Not Applicable
348-0059 | 348-0059 | MidNite Solar, Pre-Wired Off Grid System, 120/240VAC, 2 MS4448PAE 4400W 48V Inverters, Magnum Router, 2 MNE175STM-L-240 White Steel E-Panels, 2 Classic 200 & 4 Breakers, 4 MN-SPD, MNEMS4448PAE-2CL200 | 7837.5 | 4000 | No | Inverters | Soligent De-listing | 4504.31 |  | De-Listing & Stock Qty Unavailable |  | Not Applicable
348-0060 | 348-0060 | Midnite Solar, Pre-Wired AC Coupled System, 120/240VAC, 1 Schneider XW6048 inverter with SCP, MNE250XW E-Panel, Bypass built-in, 3 MNSPD300’s, 250ADC breaker and Shunt, RSS, (Requires Birdhouse #570-0932), MNXWAC6048-RSS | 11636 | 6000 | No | Electrical BOS | Soligent De-listing | 0 |  | De-Listing & Stock Qty Unavailable |  | Not Applicable
348-0061 | 348-0061 | Midnite Solar, Pre-Wired Off Grid System, 120VAC, MM1524AE 1500W Inverter, Classic 150 & WhizBang Jr., RC50 display, MNE175STM-240 E-Panel, 2 MNSPD, MNEMM1524AECL150 | 3903.9 | 1500 | No | Inverters | Vendor De-listing | 0 |  | De-Listing & Stock Qty Unavailable |  | Not Applicable
348-0062 | 348-0062 | Outback, FLEXpowerTHREE, Triple FX3048, 9kW, 60Hz, 208VAC Bypass, 48VDC, GFDI, Mate3, HUB10.3, RTS, (3) FM80, FN-DC, SP, X-240, FP3 FX3048T | 21028 | 9000 | No | Inverters | Vendor De-listing | 0 |  | De-Listing & Stock Qty Unavailable |  | Not Applicable
348-0063 | 348-0063 | Outback, FLEXpowerTHREE, Triple VFX3648, 10.8kW, 60Hz, 208VAC Bypass, 48VDC, GFDI, Mate3, HUB10.3, RTS, (3) FM80, FN-DC, SP,FP3 VFX3648 | 21805 | 10800 | No | Inverters | Vendor De-listing | 0 |  | De-Listing & Stock Qty Unavailable |  | Not Applicable
348-0064 | 348-0064 | Outback, FLEXpowerFOUR, Quad FX3048, 12kW, 60Hz, 240VAC Bypass, 48VDC, GFDI, Mate3, HUB10.3, RTS, (4) FM80, FN-DC, SP, X-240, FP4 FX3048T | 24458 | 12000 | No | Inverters | Vendor De-listing | 0 |  | De-Listing & Stock Qty Unavailable |  | Not Applicable
348-0065 | 348-0065 | Outback, FLEXpowerFOUR, Quad VFX3648, 14.4kW, 60Hz, 240VAC Bypass, 48VDC, GFDI, Mate3, HUB10.3, RTS, (4) FM80, FN-DC, SP, X-240, FP4 VFX3648 | 25493 | 14400 | No | Inverters | Vendor De-listing | 0 |  | De-Listing & Stock Qty Unavailable |  | Not Applicable
348-0066 | 348-0066 | Midnite Solar, Pre-Wired AC Coupled System, 120/240VAC, 1 SI6048 Inverter, 6000 watt/48 volt, MNE250SMA E-Panel, 250 amp Battery Main Breaker for the SI, 2 MNSPD300, 120/240 Autoformer, With Classic 150 including mount Bracket, SPD300 and 2DC breakers, MNSI6048-ACCPL-CL150 | 6559.67 | 6000 | No | Energy Storage | Vendor De-listing | 5654.89 |  | De-Listing & Stock Qty Unavailable |  | Not Applicable
348-0067 | 348-0067 | Midnite Solar, Pre-Wired Off-grid System, 120/240VAC, 1 Schneider SW4024 inverter with SCP, SW E-Panel, AC Bypass assembly, Classic 150 charge controllers with DC- GFP & Arc-fault protection, 3 MNSPD300s, 250ADC breaker and Shunt, MNSW4024-CL150 | 7228 | 4000 | No | Electrical BOS | Soligent De-listing | 0 |  | De-Listing & Stock Qty Unavailable |  | Not Applicable
348-0068 | 348-0068 | Outback, FLEXpowerONE, FXR2524A Inverter/Charger 2.5kW FLEXpower One, prewired AC and DC boxes with 120Vac Bypass, NEMA 5-15R Outlet, 250A DC breaker, GFDI, 80Amp charge controller breaker, Mate 3 HUB 10.3, RTS, FLEXmax 80, FLEXnet DC and surge protector, FP1 FXR2524A | 6625.18 | 2500 | No | Inverters | Vendor De-listing | 0 |  | De-Listing & Stock Qty Unavailable |  | Not Applicable
348-0069 | 348-0069 | Outback, FLEXpowerONE, VFXR3524A Inverter/Charger 3.5kW FLEXpower One, prewired AC and DC boxes with 120Vac Bypass, NEMA 5-15R Outlet, 250A DC breaker, GFDI, 80Amp charge controller breaker, Mate 3 HUB 10.3, RTS, FLEXmax 80, FLEXnet DC and surge protector, FP1 VFXR3524A | 6890.24 | 3500 | No | Inverters | Vendor De-listing | 0 |  | De-Listing & Stock Qty Unavailable |  | Not Applicable
348-0070 | 348-0070 | Outback, FLEXpowerONE, FXR3048A Inverter/Charger 3kW FLEXpower One, prewired AC and DC boxes with 120Vac Bypass, NEMA 5-15R Outlet, 175A DC breaker, GFDI, 80Amp charge controller breaker, Mate 3 HUB 10.3, RTS, FLEXmax 80, FLEXnet DC and surge protector, FP1 FXR3048A | 6625.18 | 3000 | No | Inverters | Vendor De-listing | 0 |  | De-Listing & Stock Qty Unavailable |  | Not Applicable
348-0071 | 348-0071 | Outback, FLEXpowerONE, VFXR3648A Inverter/Charger 3.6kW FLEXpower One, prewired AC and DC boxes with 120Vac Bypass, NEMA 5-15R Outlet, 175A DC breaker, GFDI, 80Amp charge controller breaker, Mate 3 HUB 10.3, RTS, FLEXmax 80, FLEXnet DC and surge protector, FP1 VFXR3648A | 6890.24 | 3600 | No | Inverters | Vendor De-listing | 0 |  | De-Listing & Stock Qty Unavailable |  | Not Applicable
348-0072 | 348-0072 | Outback, FLEXpowerONE, ROW, VFXR3048E ROW Inverter/Charger 3kW FLEXpower One, prewired AC and DC boxes with 230Vac Bypass, 175A DC breaker, GFDI, 80Amp charge controller breaker, Mate 3 HUB 10.3, RTS, FLEXmax 80, FLEXnet DC and surge protector, FP1 VFXR3048E | 3846.07 | 3000 | No | Inverters | Soligent De-listing | 3167.35 |  | De-Listing & Stock Qty Unavailable |  | Not Applicable
348-0073 | 348-0073 | Outback, FLEXpowerONE, ROW, VFXR3024E ROW Inverter/Charger 3kW FLEXpower One, prewired AC and DC boxes with 120Vac Bypass, NEMA 5-15R Outlet, 250A DC breaker, GFDI, 80Amp charge controller breaker, Mate 3 HUB 10.3, RTS, FLEXmax 80, FLEXnet DC and surge protector, FP1 VFXR3024E | 4081.79 | 3000 | No | Inverters | Soligent De-listing | 3361.47 |  | De-Listing & Stock Qty Unavailable |  | Not Applicable
348-0074 | 348-0074 | Outback, FLEXpowerTWO, Dual FXR3524A 7.0kW FLEXpower TWO, prewired AC & DC boxes with AC bypass 250A DC breakers, PNL-GFDI-80D and 80 Amp charge controller breakers, HUB 10.3, RTS, FLEXnet DC, surge protectors plus two FLEXmax 80 MPPT controllers, MATE3 and brackets , FP2 FXR3524A | 12810 |  | No | Inverters | Vendor De-listing | 0 |  | De-Listing & Stock Qty Unavailable |  | Not Applicable
348-0075 | 348-0075 | Outback, FLEXpowerTWO, Dual VFXR3524A 7.0kW FLEXpower TWO, prewired AC & DC boxes with AC bypass 250A DC breakers, PNL-GFDI-80D and 80 Amp charge controller breakers, HUB 10.3, RTS, FLEXnet DC, surge protectors plus two FLEXmax 80 MPPT controllers, MATE3 and brackets , FP2 VFXR3524A | 12854.1 | 7000 | No | Inverters | Vendor De-listing | 0 |  | De-Listing & Stock Qty Unavailable |  | Not Applicable
348-0076 | 348-0076 | Outback, FLEXpowerTWO, Dual VFXR3648A 7.2kW FLEXpower TWO, prewired AC & DC boxes with AC bypass 175A DC breakers, PNL-GFDI-80D and 80 Amp charge controller breakers, HUB 10.3, RTS, FLEXnet DC, surge protectors plus two FLEXmax 80 MPPT controllers, MATE3 and brackets , FP2 VFXR3648A | 7620.64 | 7200 | No | Inverters | Vendor De-listing | 0 |  | De-Listing & Stock Qty Unavailable |  | Not Applicable
348-0077 | 348-0077 | Outback, FLEXpowerTWO, Dual FXR3048A 6.0kW FLEXpower TWO, prewired AC & DC boxes with AC bypass 175A DC breakers, PNL-GFDI-80D and 80 Amp charge controller breakers, HUB 10.3, RTS, FLEXnet DC, surge protectors plus two FLEXmax 80 MPPT controllers, MATE3 and brackets , FP2 FXR3048A | 12456.5 | 6000 | No | Inverters | Vendor De-listing | 0 |  | De-Listing & Stock Qty Unavailable |  | Not Applicable
348-0078 | 348-0078 | Outback, FLEXpowerTHREE, Triple FXR3048A 9kW FLEXpower THREE, Pre-wired AC and DC boxes with AC Bypass, 175A DC breakers, PNL-GFDI-80Q and 80 Amp charge controller breakers, HUB 10.3, RTS, FLEXnet DC and surge protectors plus three FLEXmax 80 MPPT charge controllers, MATE3 and brackets , FP3 FXR3048A | 21416 |  | No | Inverters | Soligent De-listing | 0 |  | De-Listing & Stock Qty Unavailable |  | Not Applicable
348-0079 | 348-0079 | Outback, FLEXpowerTHREE, Triple VFXR3648A 10.8kW FLEXpower THREE, Pre-wired AC and DC boxes with AC Bypass, 175A DC breakers, PNL-GFDI-80Q and 80 Amp charge controller breakers, HUB 10.3, RTS, FLEXnet DC and surge protectors plus three FLEXmax 80 MPPT charge controllers, MATE3 and brackets , FP3 VFXR3648A | 22330 | 10800 | No | Inverters | Vendor De-listing | 0 |  | De-Listing & Stock Qty Unavailable |  | Not Applicable
348-0080 | 348-0080 | Outback, FLEXpowerFOUR, Quad FXR3048A 12kW FLEXpower FOUR Pre-wired AC and DC boxes with AC Bypass, 175A DC breakers, PNL-GFDI-80Q and 80 Amp charge controller breakers, HUB 10.3, RTS, FLEXnet DC, surge protectors plus four FLEXmax 80 MPPT charge controllers, MATE3 and brackets-Coming June , FP4 FXR3048A | 25576.98 | 12000 | No | Inverters | Vendor De-listing | 0 |  | De-Listing & Stock Qty Unavailable |  | Not Applicable
348-0081 | 348-0081 | Outback, FLEXpowerFOUR, Quad VFXR3648A 14.4kW FLEXpower FOUR Pre-wired AC and DC boxes with AC Bypass, 175A DC breakers, PNL-GFDI-80Q and 80 Amp charge controller breakers, HUB 10.3, RTS, FLEXnet DC, surge protectors plus four FLEXmax 80 MPPT charge controllers, MATE3 and brackets -Coming June , FP4 VFXR3648A | 26637.22 | 14400 | No | Inverters | Vendor De-listing | 0 |  | De-Listing & Stock Qty Unavailable |  | Not Applicable
348-0082 | 348-0082 | Midnite Solar, Pre-Wired Grid Tied System, 120/240VAC Schneider Conext XW+ 5548 Inverter, MNE250XWP-SINGLE E-Panel, MNXWPAC5548 | 8228 | 5500 | No | Inverters | Soligent De-listing | 4728.74 |  | De-Listing & Stock Qty Unavailable |  | Not Applicable
348-0083 | 348-0083 | Midnite Solar, Pre-Wired Grid Tied System, 120/240VAC Schneider Conext XW+ 6848, MNE250XWP-SINGLE E-Panel, MNXWPAC6848 | 9080.5 | 6800 | No | Inverters | Soligent De-listing | 5218.68 |  | De-Listing & Stock Qty Unavailable |  | Not Applicable
348-0084 | 348-0084 | Outback, FLEXpower AC Coupling System, includes one each Radian GS8048A, GSLC175-AC-120/240, MATE3 and FW-MB3 Bracket , FPR-AC-8048A | 11518 | 8000 | No | Inverters | Vendor De-listing | 0 |  | De-Listing & Stock Qty Unavailable |  | Not Applicable
348-0085 | 348-0085 | Outback, FLEXpower AC Coupling System, includes one each Radian GS4048A, GSLC175-AC-120/240, MATE3 and FW-MB3 Bracket, FPR-AC-4048A | 8282 | 4000 | No | Inverters | Vendor De-listing | 0 |  | De-Listing & Stock Qty Unavailable |  | Not Applicable
348-0086 | 348-0086 | Outback, FLEXpower Radian, GS4048A, 4.0kW, 120/240Vac, all prewired AC & DC, GSLC175-PV1-120/240, with AC bypass, 1, 175A DC breaker, GFDI-80, 1, 80 Amp charge controller breaker, HUB 10.3, RTS, FLEXnet DC, surge protectors, 1, FLEXmax 80 MPPT controller, MATE3 and mounting back plate, FPR-4048A | 11921.08 | 4000 | No | Inverters | Vendor De-listing | 0 |  | De-Listing & Stock Qty Unavailable |  | Not Applicable
348-0087 | 348-0087 | Outback, FLEXpower Radian, GS8048A, 8.0kW, 120/240Vac, all prewired AC & DC, GSLC175-PV-120/240, with AC bypass, 2, 175A DC breakers, GFDI-80D, 2, 80 Amp charge controller breakers, HUB 10.3, RTS, FLEXnet DC, surge protectors, 2, FLEXmax 80 MPPT controllers, MATE3 and mounting back plate, FPR-8048A | 15240.96 | 8000 | No | Inverters | Vendor De-listing | 0 |  | De-Listing & Stock Qty Unavailable |  | Not Applicable
348-0088 | 348-0088 | MidNite Solar, Pre-Wired Off Grid System, 120/240VAC, 2 MS4448PAE 4400W 48V Inverters, Magnum Router, 2 MNE175STM-240 White Steel E-Panels, 2 Classic 150 & 4 Breakers, 4 MN-SPD, MNEMS4448PAED-2CL150 | 9717.79 | 4000 | No | Energy Storage | Soligent De-listing | 9400.59 |  | De-Listing & Stock Qty Unavailable |  | Not Applicable
348-0089 | 348-0089 | Outback, FLEXpowerTWO Dual FXR2524A 5.0kW FLEXpower TWO, prewired AC & DC boxes with AC bypass 250A DC breakers, PNL-GFDI-80D & 80 Amp cc breakers, HUB 10.3, RTS, FLEXnet DC, surge protectors plus two FLEXmax 80 MPPT controllers, MATE3 & brackets, FP2 FXR2524A | 12456.5 | 5000 | No | Inverters | Vendor De-listing | 0 |  | De-Listing & Stock Qty Unavailable |  | Not Applicable
348-0090 | 348-0090 | Outback, FLEXpowerTWO, ROW, Dual VFXR3048E 6kW FLEXpower TWO, Pre-wired AC & DC boxes with 230Vac Bypass, 175ADC breakers, PNL-GFDI-80D & 80 Amp cc breakers, HUB, RTS, FLEXnet DC, & surge protectors plus two FLEXmax 80 MPPT ccs, MATE3 & brackets, FP2 VFXR3048E | 7224.64 | 6000 | No | Inverters | Soligent De-listing | 5949.71 |  | De-Listing & Stock Qty Unavailable |  | Not Applicable
348-0091 | 348-0091 | Outback, FLEXpowerTWO, ROW, Dual VFXR3024E 6kW FLEXpower TWO, Pre-wired AC & DC boxes with 230Vac Bypass, 250ADC breakers, PNL-GFDI-80D & 80 Amp cc breakers, HUB, RTS, FLEXnet DC, & surge protectors plus two FLEXmax 80 MPPT ccs, MATE3 & brackets, FP2 VFXR3024E | 7617.5 | 6000 | No | Inverters | Soligent De-listing | 6273.24 |  | De-Listing & Stock Qty Unavailable |  | Not Applicable
348-0092 | 348-0092 | Outback, FLEXpowerTHREE, ROW, Three VFXR3048E 9kW FLEXpower THREE, Pre-wired AC & DC boxes with AC Bypass, 175A DC breakers, PNL-GFDI-80Q & 80 Amp cc breakers, HUB 10.3, RTS, FLEXnet DC, surge protectors plus three FLEXmax 80 MPPT ccs, MATE3 & brackets, FP3 VFXR3048E | 12256.36 | 9000 | No | Inverters | Soligent De-listing | 10093.47 |  | De-Listing & Stock Qty Unavailable |  | Not Applicable
348-0093 | 348-0093 | Outback, FLEXpowerTHREE, ROW, Three VFXR3024E 9kW FLEXpower THREE, Pre-wired AC & DC boxes with AC Bypass, 250A DC breakers, PNL-GFDI-80Q & 80 Amp cc breakers, HUB 10.3, RTS, FLEXnet DC, surge protectors plus three FLEXmax 80 MPPT ccs, MATE3 & brackets, FP3 VFXR3024E | 12256.36 | 9000 | No | Inverters | Soligent De-listing | 10093.47 |  | De-Listing & Stock Qty Unavailable |  | Not Applicable
348-0094 | 348-0094 | Outback, FLEXpowerTHREE, ROW, Three FXR2024E 6kW FLEXpower THREE,Pre-wired AC & DC boxes with AC Bypass, 250A DC breakers, PNL-GFDI-80Q & 80 Amp cc breakers, HUB 10.3, RTS, FLEXnet DC, surge protectors plus three FLEXmax 80 MPPT ccs, MATE3 & brackets, FP3 FXR2024E | 12256.36 | 6000 | No | Inverters | Soligent De-listing | 10093.47 |  | De-Listing & Stock Qty Unavailable |  | Not Applicable
348-0095 | 348-0095 | Outback, FLEXpowerFOUR, ROW, Four VFXR3048E 12kW FLEXpower FOUR, Pre-wired AC & DC boxes with AC Bypass, 250A DC breakers, PNL-GFDI-80Q & 80 Amp cc breakers, HUB 10.3, RTS, FLEXnet DC, surge protectors plus four FLEXmax 80 MPPT ccs, MATE3 & brackets, FP4 VFXR3048E | 14299.21 | 12000 | No | Inverters | Soligent De-listing | 11775.82 |  | De-Listing & Stock Qty Unavailable |  | Not Applicable
348-0096 | 348-0096 | Outback, FLEXpowerFOUR, ROW Four FXR2348E 9.2kW FLEXpower FOUR Pre-wired AC & DC boxes with AC Bypass, 250A DC breakers, PNL-GFDI-80Q & 80 Amp cc breakers, HUB 10.3, RTS, FLEXnet DC, surge protectors plus four FLEXmax 80 MPPT ccs, MATE3 & brackets, FP4 FXR2348E | 13356.36 | 9200 | No | Inverters | Soligent De-listing | 10999.35 |  | De-Listing & Stock Qty Unavailable |  | Not Applicable
348-0097 | 348-0097 | Outback, FLEXpower Radian, GS8048A-01, 8.0kW, 120/240Vac, all prewired AC & DC, GSLC175-PV-120/240, with AC bypass, 2, 175A DC breakers, GFDI-80D, 2, 80 Amp charge controller breakers, HUB 10.3, RTS, FLEXnet DC, surge protectors, 2 FLEXmax 80 MPPT controllers, MATE3-S and mounting back plate, UL1741-SA, FPR-8048A-01 | 7194.94 | 8000 | No | Inverters | Shippable | 6848.19 |  | Shippable but Stock Qty Unavailable | USIN100-0202 | Already Listed
348-0097 : 348-0097_S | 348-0097_S | Outback, FLEXpower Radian, GS8048A-01, 8.0kW, 120/240Vac, all prewired AC & DC, GSLC175-PV-120/240, with AC bypass, 2, 175A DC breakers, GFDI-80D, 2, 80 Amp charge controller breakers, HUB 10.3, RTS, FLEXnet DC, surge protectors, 2 FLEXmax 80 MPPT controllers, MATE3-S and mounting back plate, UL1741-SA, FPR-8048A-01 | 7165.93 | 8000 | No | Inverters | Soligent De-listing | 6913.01 |  | De-Listing & Stock Qty Unavailable |  | Not Applicable
348-0098 | 348-0098 | Outback, FLEXpower Radian, GS4048A-01, 4.0kW, 120/240Vac, all prewired AC & DC, GSLC175-PV1-120/240, with AC bypass, 1, 175A DC breaker, GFDI-80, 1, 80 Amp charge controller breaker, HUB 10.3, RTS, FLEXnet DC, surge protectors, 1 FLEXmax 80 MPPT controller, MATE3-S and mounting back plate, UL1741-SA, FPR-4048A-01 | 5148.1 | 4000 | No | Inverters | Shippable | 4900 |  | Shippable but Stock Qty Unavailable | USIN100-0200 | Already Listed
348-0098 : 348-0098_S | 348-0098_S | Outback, FLEXpower Radian, GS4048A-01, 4.0kW, 120/240Vac, all prewired AC & DC, GSLC175-PV1-120/240, with AC bypass, 1, 175A DC breaker, GFDI-80, 1, 80 Amp charge controller breaker, HUB 10.3, RTS, FLEXnet DC, surge protectors, 1 FLEXmax 80 MPPT controller, MATE3-S and mounting back plate, UL1741-SA, FPR-4048A-01 | 4665.78 | 4000 | No | Inverters | Soligent De-listing | 4501.11 |  | De-Listing & Stock Qty Unavailable |  | Not Applicable
348-0099 : 348-0099_S | 348-0099_S | Outback, FLEXpowerONE, VFXR3648A-01, Inverter/Charger 3.6kW FLEXpower One, prewired AC and DC boxes with 120Vac Bypass, NEMA 5-15R Outlet, 175A DC breaker, GFDI, 80Amp charge controller breaker, Mate3-S, HUB 10.3, RTS, 1 FLEXmax 80, FLEXnet DC and surge protector, UL1741-SA, FP1 VFXR3648A-01 | 3658.67 | 3600 | No | Inverters | Soligent De-listing | 3529.54 |  | De-Listing & Stock Qty Unavailable |  | Not Applicable
348-0100 | 348-0100 | Outback, FLEXpowerONE, VFXR3524A-01, Inverter/Charger 3.5kW FLEXpower One, prewired AC and DC boxes with 120Vac Bypass, NEMA 5-15R Outlet, 250A DC breaker, GFDI, 80Amp charge controller breaker, Mate3-S, HUB 10.3, RTS, 1 FLEXmax 80, FLEXnet DC and surge protector, UL1741-SA, FP1 VFXR3524A-01 | 4491.14 | 3500 | No | Inverters | Shippable | 4274.7 |  | Shippable but Stock Qty Unavailable | USIN100-0222 | Already Listed
348-0100 : 348-0100_S | 348-0100_S | Outback, FLEXpowerONE, VFXR3524A-01, Inverter/Charger 3.5kW FLEXpower One, prewired AC and DC boxes with 120Vac Bypass, NEMA 5-15R Outlet, 250A DC breaker, GFDI, 80Amp charge controller breaker, Mate3-S, HUB 10.3, RTS, 1 FLEXmax 80, FLEXnet DC and surge protector, UL1741-SA, FP1 VFXR3524A-01 | 3658.67 | 3500 | No | Inverters | Soligent De-listing | 3529.54 |  | De-Listing & Stock Qty Unavailable |  | Not Applicable
348-0101 | 348-0101 | Outback, FLEXpowerONE, FXR3048A-01, Inverter/Charger 3kW FLEXpower One, prewired AC and DC boxes with 120Vac Bypass, NEMA 5-15R Outlet, 175A DC breaker, GFDI, 80Amp charge controller breaker, Mate-S,3 HUB 10.3, RTS, 1 FLEXmax 80, FLEXnet DC and surge protector, UL1741-SA, FP1 FXR3048A-01 | 3956.07 | 3000 | No | Inverters | Soligent De-listing | 3257.94 |  | De-Listing & Stock Qty Unavailable |  | Not Applicable
348-0102 | 348-0102 | Outback, FLEXpowerONE, FXR2524A-01, Inverter/Charger 2.5kW FLEXpower One, prewired AC and DC boxes with 120Vac Bypass, NEMA 5-15R Outlet, 250A DC breaker, GFDI, 80Amp charge controller breaker, Mate3-S, HUB 10.3, RTS, 1 FLEXmax 80, FLEXnet DC and surge protector,UL1741-SA, FP1 FXR2524A-01 | 4343.04 | 2500 | No | Inverters | Soligent De-listing | 4133.73 |  | De-Listing & Stock Qty Unavailable |  | Not Applicable
348-0102 : 348-0102_S | 348-0102_S | Outback, FLEXpowerONE, FXR2524A-01, Inverter/Charger 2.5kW FLEXpower One, prewired AC and DC boxes with 120Vac Bypass, NEMA 5-15R Outlet, 250A DC breaker, GFDI, 80Amp charge controller breaker, Mate3-S, HUB 10.3, RTS, 1 FLEXmax 80, FLEXnet DC and surge protector,UL1741-SA, FP1 FXR2524A-01 | 3545.99 | 2500 | No | Inverters | Soligent De-listing | 3420.84 |  | De-Listing & Stock Qty Unavailable |  | Not Applicable
348-0103 | 348-0103 | Outback, FLEXpowerTWO, Dual FXR2524A-01, 5.0kW FLEXpower TWO, prewired AC & DC boxes with AC bypass 250A DC breakers, PNL-GFDI-80D and 80 Amp charge controller breakers, HUB 10.3, RTS, FLEXnet DC, surge protectors plus 2 FLEXmax 80 MPPT controllers, MATE3-S, and brackets , UL1741-SA, FP2 FXR2524A-01 | 7409.29 | 5000 | No | Inverters | Soligent De-listing | 6101.76 |  | De-Listing & Stock Qty Unavailable |  | Not Applicable
348-0104 | 348-0104 | Outback, FLEXpowerTWO, Dual VFXR3648A-01, 7.2kW FLEXpower TWO, prewired AC & DC boxes with AC bypass 175A DC breakers, PNL-GFDI-80D and 80 Amp charge controller breakers, HUB 10.3, RTS, FLEXnet DC, surge protectors plus 2 FLEXmax 80 MPPT controllers, MATE3-S and brackets , UL1741-SA, FP2 VFXR3648A-01 | 8064.56 | 7200 | No | Inverters | Shippable | 7675.9 |  | Shippable but Stock Qty Unavailable | USEC001-0079 | Already Listed
348-0104 : 348-0104_S | 348-0104_S | Outback, FLEXpowerTWO, Dual VFXR3648A-01, 7.2kW FLEXpower TWO, prewired AC & DC boxes with AC bypass 175A DC breakers, PNL-GFDI-80D and 80 Amp charge controller breakers, HUB 10.3, RTS, FLEXnet DC, surge protectors plus 2 FLEXmax 80 MPPT controllers, MATE3-S and brackets , UL1741-SA, FP2 VFXR3648A-01 | 6827.88 | 7200 | No | Inverters | Soligent De-listing | 6586.89 |  | De-Listing & Stock Qty Unavailable |  | Not Applicable
348-0105 | 348-0105 | Outback, FLEXpowerTWO, Dual VFXR3524A-01, 7.0kW FLEXpower TWO, prewired AC & DC boxes with AC bypass 250A DC breakers, PNL-GFDI-80D and 80 Amp charge controller breakers, HUB 10.3, RTS, FLEXnet DC, surge protectors plus 2 FLEXmax 80 MPPT controllers, MATE3-S and brackets , UL1741-SA, FP2 VFXR3524A-01 | 8225.32 | 7000 | No | Inverters | Shippable | 7828.92 |  | Shippable but Stock Qty Unavailable | USIN100-0224 | Already Listed
348-0105 : 348-0105_S | 348-0105_S | Outback, FLEXpowerTWO, Dual VFXR3524A-01, 7.0kW FLEXpower TWO, prewired AC & DC boxes with AC bypass 250A DC breakers, PNL-GFDI-80D and 80 Amp charge controller breakers, HUB 10.3, RTS, FLEXnet DC, surge protectors plus 2 FLEXmax 80 MPPT controllers, MATE3-S and brackets , UL1741-SA, FP2 VFXR3524A-01 | 6827.88 | 7000 | No | Inverters | Soligent De-listing | 6586.89 |  | De-Listing & Stock Qty Unavailable |  | Not Applicable
348-0106 | 348-0106 | Outback, FLEXpowerTWO, Dual FXR3048A-01, 6.0kW FLEXpower TWO, prewired AC & DC boxes with AC bypass 175A DC breakers, PNL-GFDI-80D and 80 Amp charge controller breakers, HUB 10.3, RTS, FLEXnet DC, surge protectors plus 2 FLEXmax 80 MPPT controllers, MATE3-S and brackets, UL1741-SA, FP2 FXR3048A-01 | 7409.29 | 6000 | No | Inverters | Soligent De-listing | 6101.76 |  | De-Listing & Stock Qty Unavailable |  | Not Applicable
348-0107 | 348-0107 | Outback, FLEXpowerTHREE, Triple FXR3048A-01, 9kW FLEXpower THREE, Pre-wired AC and DC boxes with AC Bypass, 175A DC breakers, PNL-GFDI-80Q and 80 Amp charge controller breakers, HUB 10.3, RTS, FLEXnet DC and surge protectors plus 3 FLEXmax 80 MPPT charge controllers, MATE3-S and brackets , UL1741-SA, FP3 FXR3048A-01 | 12763.93 | 9000 | No | Inverters | Soligent De-listing | 10511.47 |  | De-Listing & Stock Qty Unavailable |  | Not Applicable
348-0108 | 348-0108 | Outback, FLEXpowerTHREE, Triple VFXR3648A-01, 10.8kW FLEXpower THREE, Pre-wired AC and DC boxes with AC Bypass, 175A DC breakers, PNL-GFDI-80Q and 80 Amp charge controller breakers, HUB 10.3, RTS, FLEXnet DC and surge protectors plus 3 FLEXmax 80 MPPT charge controllers, MATE3-s and brackets , UL1741-SA,FP3 VFXR3648A-01 | 12759.14 | 10800 | No | Inverters | Soligent De-listing | 12297.96 |  | De-Listing & Stock Qty Unavailable |  | Not Applicable
348-0108 : 348-0108_S | 348-0108_S | Outback, FLEXpowerTHREE, Triple VFXR3648A-01, 10.8kW FLEXpower THREE, Pre-wired AC and DC boxes with AC Bypass, 175A DC breakers, PNL-GFDI-80Q and 80 Amp charge controller breakers, HUB 10.3, RTS, FLEXnet DC and surge protectors plus 3 FLEXmax 80 MPPT charge controllers, MATE3-s and brackets , UL1741-SA,FP3 VFXR3648A-01 | 11933.83 | 10800 | No | Inverters | Soligent De-listing | 11512.64 |  | De-Listing & Stock Qty Unavailable |  | Not Applicable
348-0109 | 348-0109 | Outback, FLEXpowerFOUR, Quad VFXR3648A-01, 14.4kW FLEXpower FOUR Pre-wired AC and DC boxes with AC Bypass, 175A DC breakers, PNL-GFDI-80Q and 80 Amp charge controller breakers, HUB 10.3, RTS, FLEXnet DC, surge protectors plus 4 FLEXmax 80 MPPT charge controllers, MATE3-S and brackets , UL1741-SA, FP4 VFXR3648A-01 | 17458.23 | 14400 | No | Inverters | Soligent De-listing | 16616.87 |  | De-Listing & Stock Qty Unavailable |  | Not Applicable
348-0109 : 348-0109_S | 348-0109_S | Outback, FLEXpowerFOUR, Quad VFXR3648A-01, 14.4kW FLEXpower FOUR Pre-wired AC and DC boxes with AC Bypass, 175A DC breakers, PNL-GFDI-80Q and 80 Amp charge controller breakers, HUB 10.3, RTS, FLEXnet DC, surge protectors plus 4 FLEXmax 80 MPPT charge controllers, MATE3-S and brackets , UL1741-SA, FP4 VFXR3648A-01 | 14152.27 | 14400 | No | Inverters | Soligent De-listing | 13652.78 |  | De-Listing & Stock Qty Unavailable |  | Not Applicable
348-0110 | 348-0110 | Outback, FLEXpowerFOUR, Quad FXR3048A-01, 12kW FLEXpower FOUR Pre-wired AC and DC boxes with AC Bypass, 175A DC breakers, PNL-GFDI-80Q and 80 Amp charge controller breakers, HUB 10.3, RTS, FLEXnet DC, surge protectors plus 4 FLEXmax 80 MPPT charge controllers, MATE3-S and brackets, UL1741-SA, FP4 FXR3048A-01 | 15160.36 | 12000 | No | Inverters | Soligent De-listing | 12485 |  | De-Listing & Stock Qty Unavailable |  | Not Applicable
348-0111 | 348-0111 | Magnum, Storm Kit Indoor Application 4.4kW 48Vdc, 120/240Vac, includes: MS4448PAE battery inverter, PT-100 Controller with AFCI & GFDI, MMP175-30D Mini Panel with AC & DC breakers & AC by-pass, Mounting Plate, ARC-50 Remote, Battery Monitor and PV breakers , 5 year Warranty, SKI-48 | 6629.99 | 4400 | No | Inverters | Vendor De-listing | 0 |  | De-Listing & Stock Qty Unavailable |  | Not Applicable
348-0112 | 348-0112 | Magnum, Storm Kit Indoor Application 4.0kW 24Vdc, 120/240Vac, includes: MS4024PAE battery inverter, PT-100 Controller with AFCI & GFDI, MMP250-30D Mini Panel with AC & DC breakers & AC by-pass, Mounting Plate, ARC-50 Remote, Battery Monitor and PV breakers , 5 year Warranty, SKI-24 | 6138.99 | 4000 | No | Inverters | Vendor De-listing | 0 |  | De-Listing & Stock Qty Unavailable |  | Not Applicable
348-0113 | 348-0113 | Magnum, Storm Kit Outdoor Application 4.4kW 48Vdc, 120/240Vac, includes: MS4448PAE battery inverter, PT-100 Controller with AFCI & GFDI, MMP175-30D Mini Panel with AC & DC breakers & AC by-pass, Mounting Plate, ARC-50 Remote, Battery Monitor and PV breakers , NEMA 3R Enclosure, 5 year Warranty, SKO-48 | 7616.99 | 4400 | No | Inverters | Vendor De-listing | 0 |  | De-Listing & Stock Qty Unavailable |  | Not Applicable
348-0114 | 348-0114 | Magnum, Storm Kit Outdoor Application 4.0kW 24Vdc, 120/240Vac, includes: MS4024PAE battery inverter, PT-100 Controller with AFCI & GFDI, MMP250-30D Mini Panel with AC & DC breakers & AC by-pass, Mounting Plate, ARC-50 Remote, Battery Monitor and PV breakers , NEMA 3R Enclosure, 5 year Warranty, SKO-24 | 7562.99 | 4000 | No | Inverters | Vendor De-listing | 0 |  | De-Listing & Stock Qty Unavailable |  | Not Applicable
348-0115 | 348-0115 | Outback, FLEXpower Radian, GS8048A-01, 8.0kW, 120/240Vac, Prewired GSLC, with 120/240 AC bypass, 2, 175A DC breakers, 2 FLEXmax 100 MPPT Controllers, 125A Charge Controller Breakers, 80 Amp PV Breakers, HUB 10.3, RTS, FLEXnet DC, MATE3-S and Mounting Back Plate, UL1741-SA, FPR-8048A-300VDC | 8246.07 | 8000 | No | Inverters | Vendor De-listing | 0 |  | De-Listing & Stock Qty Unavailable |  | Not Applicable
348-0116 | 348-0116 | Outback, FLEXpower Radian, GS4048A-01, 4.0kW, 120/240Vac, Prewired GSLC, with 120/240 AC bypass, 175A DC breaker, 1 FLEXmax 100 MPPT Controllers, 125A Charge Controller Breaker, 80 Amp PV Breaker, HUB 10.3, RTS, FLEXnet DC, MATE3-S and Mounting Back Plate, UL1741-SA, FPR-4048A-300VDC | 5653.21 | 4000 | No | Inverters | Vendor De-listing | 0 |  | De-Listing & Stock Qty Unavailable |  | Not Applicable
348-0117 | 348-0117 | Outback, FLEXpower TWO, Dual FXR3048A-01, 6.0kW, Prewired AC & DC Boxes with AC bypass, 175A DC breakers, 2 FLEXmax 100 MPPT Controllers, 125 Amp Charge Controller Breakers, 80 Amp PV Breakers, HUB 10.3, RTS, FLEXnet DC, Surge Protectors , MATE3-S and Brackets, UL1741-SA, FP2 FXR3048A-300 | 11346.5 | 6000 | No | Inverters | Vendor De-listing | 0 |  | De-Listing & Stock Qty Unavailable |  | Not Applicable
348-0118 | 348-0118 | Outback, FLEXpower TWO, Dual FXR2524A-01, 5.0kW, Prewired AC & DC Boxes with AC bypass, 250A DC breakers, 2 FLEXmax 100 MPPT Controllers, 125 Amp Charge Controller Breakers, 80 Amp PV Breakers, HUB 10.3, RTS, FLEXnet DC, Surge Protectors , MATE3-S and Brackets, UL1741-SA, FP2 FXR2524A-300 | 11346.5 | 5000 | No | Inverters | Vendor De-listing | 0 |  | De-Listing & Stock Qty Unavailable |  | Not Applicable
348-0119 | 348-0119 | Outback, FLEXpower TWO, Dual VFXR3648A-01, 7.2kW, Prewired AC & DC Boxes with AC bypass, 175A DC breakers, 2 FLEXmax 100 MPPT Controllers, 125 Amp Charge Controller Breakers, 80 Amp PV Breakers, HUB 10.3, RTS, FLEXnet DC, Surge Protectors , MATE3-S and Bracket, UL1741-SA, FP2 VFXR3648A-300 | 11709.5 | 7200 | No | Inverters | Vendor De-listing | 0 |  | De-Listing & Stock Qty Unavailable |  | Not Applicable
348-0120 | 348-0120 | Outback, FLEXpower TWO, Dual VFXR3524A-01, 7.0kW, Prewired AC & DC Boxes with AC bypass, 250A DC breakers, 2 FLEXmax 100 MPPT Controllers, 125 Amp Charge Controller Breakers, 80 Amp PV Breakers, HUB 10.3, RTS, FLEXnet DC, Surge Protectors , MATE3-S and Brackets, UL1741-SA, FP2 VFXR3524A-300 | 8363.93 | 7000 | No | Inverters | Vendor De-listing | 0 |  | De-Listing & Stock Qty Unavailable |  | Not Applicable
348-0121 | 348-0121 | Outback, FLEXpower THREE, Triple FXR3048A-01, 9.0kW-120/208, Prewired AC & DC Boxes with AC bypass, 175A DC breakers, 2 FLEXmax 100 MPPT Controllers, 125 Amp Charge Controller Breakers, 80 Amp PV Breakers, HUB 10.3, RTS, FLEXnet DC, Surge Protectors , MATE3-S and Brackets, UL1741-SA, FP3 FXR3048A-300 | 12135.36 | 9000 | No | Inverters | Vendor De-listing | 0 |  | De-Listing & Stock Qty Unavailable |  | Not Applicable
348-0122 | 348-0122 | Outback, FLEXpower THREE, Triple VFXR3648A-01, 10.8kW-120/208, Prewired AC & DC Boxes with AC bypass, 175A DC breakers, 2 FLEXmax 100 MPPT Controllers, 125 Amp Charge Controller Breakers, 80 Amp PV Breakers, HUB 10.3, RTS, FLEXnet DC, Surge Protectors , MATE3-S and Brackets, UL1741-SA, FP3 VFXR3648A-300 | 12763.93 | 10800 | No | Inverters | Vendor De-listing | 0 |  | De-Listing & Stock Qty Unavailable |  | Not Applicable
348-0123 | 348-0123 | Outback, FLEXpower FOUR, Quad FXR3048A-01, 12kW, Prewired AC & DC Boxes with AC bypass, 175A DC breakers, 2 FLEXmax 100 MPPT Controllers, 125 Amp Charge Controller Breakers, 80 Amp PV Breakers, HUB 10.3, RTS, FLEXnet DC, Surge Protectors , MATE3-S and Brackets, UL1741-SA, FP4 FXR3048A-300 | 14806.79 | 12000 | No | Inverters | Vendor De-listing | 0 |  | De-Listing & Stock Qty Unavailable |  | Not Applicable
348-0124 | 348-0124 | Outback, FLEXpower FOUR, Quad VFXR3648A-01, 14.4kW, Prewired AC & DC Boxes with AC bypass, 175A DC breakers, 2 FLEXmax 100 MPPT Controllers, 125 Amp Charge Controller Breakers, 80 Amp PV Breakers, HUB 10.3, RTS, FLEXnet DC, Surge Protectors , MATE3-S and Brackets, UL1741-SA, FP4 VFXR3648A-300 | 15356.79 | 14400 | No | Inverters | Vendor De-listing | 0 |  | De-Listing & Stock Qty Unavailable |  | Not Applicable
348-0125 | 348-0125 | MidNite Solar, Pre-Wired Off Grid System, 120/240VAC, MS4448PAE 4400W 48V Inverter, 2 Classic 150’s & WhizBang Jr., ARC-50 display, MNE175STM-L-240 E-Panel, 3 MN-SPD, MNEMS4448PAE-2CL150 | 5817.18 | 4400 | No | Energy Storage | Soligent De-listing | 5627.3 |  | De-Listing & Stock Qty Unavailable |  | Not Applicable
348-0125 : 348-0125_S | 348-0125_S | MidNite Solar, Pre-Wired Off Grid System, 120/240VAC, MS4448PAE 4400W 48V Inverter, 2 Classic 150’s & WhizBang Jr., ARC-50 display, MNE175STM-L-240 E-Panel, 3 MN-SPD, MNEMS4448PAE-2CL150 | 5358.48 | 4400 | No | Energy Storage | Soligent De-listing | 5169.35 |  | De-Listing & Stock Qty Unavailable |  | Not Applicable
348-0126 | 348-0126 | Midnite Solar, Pre-Wired AC Coupled System, 120/240VAC, 2 SMA Sunny Island 6048, 6000 watt/48Volt Inverters, E-Panels, AC By-Pass, 250A Main Battery Breakers, 2 SPD300 Surge Suppressors, MNSI6048D-ACCPL | 14010.07 | 6000 | No | Inverters | Soligent De-listing | 11537.71 |  | De-Listing & Stock Qty Unavailable |  | Not Applicable
348-0127 | 348-0127 | MidNite Solar, Pre-Wired Off Grid System, 120/240VAC, MS4448PAE 4400W 48V Inverter, Classic 150 & WhizBang Jr., ARC-50 display, MNE175STM-L-240 E-Panel, 3 MN-SPD, MNEMS4448PAE-CL150 | 6565.9 | 4400 | No | Inverters | Soligent De-listing | 3773.51 |  | De-Listing & Stock Qty Unavailable |  | Not Applicable
348-0128 | 348-0128 | MidNite Solar, Pre-Wired Off Grid System, 120/240VAC, MS4448PAE 4400W 48V Inverter, 2 Classic 150’s & WhizBang Jr., ARC-50 display, MNE175STM-L-240 E-Panel, 3 MN-SPD, MNEMS4448PAE-2CL150 | 8449.3 | 4400 | No | Inverters | Vendor De-listing | 0 |  | De-Listing & Stock Qty Unavailable |  | Not Applicable
348-0129 | 348-0129 | Schneider Electric, Quick-Fit, XW-Pro-H, Pre-Built Conext XW-Pro 6848, 1, MPPT80/600 Charge Controller, Breakers, Mini PDP, Gateway, SCP, Battery Monitor and Backplate, UL1741-SA, 865-6848-21HPS | 11600 |  | No | Inverters | Vendor De-listing | 0 |  | De-Listing & Stock Qty Unavailable |  | Not Applicable
348-0130 | 348-0130 | Schneider Electric, Quick-Fit, XW-Pro-L, Pre-Built Conext XW-Pro 6848, 2, MPPT60/150 Charge Controllers, Breakers, Mini PDP, Gateway, SCP, Battery Monitor and Backplate, UL1741-SA, 865-6848-21LPS | 11600 |  | No | Inverters | Vendor De-listing | 0 |  | De-Listing & Stock Qty Unavailable |  | Not Applicable
348-0131 | 348-0131 | Schneider Electric, Quick-Fit, SW-4024, Pre-Built Conext SW-4024, 1, MPPT60/150 Charge Controller, Breakers, AC & DC PDP, Gateway, SCP and Backplate, 865-4024LPS | 6400 |  | No | Inverters | Vendor De-listing | 0 |  | De-Listing & Stock Qty Unavailable |  | Not Applicable
348-0132 | 348-0132 | Schneider Electric, Quick-Fit, SW-4048, Pre-Built Conext SW-4048, 1, MPPT60/150 Charge Controller, Breakers, AC & DC PDP, Gateway, SCP and Backplate, 865-4048LPS | 6400 |  | No | Inverters | Vendor De-listing | 0 |  | De-Listing & Stock Qty Unavailable |  | Not Applicable
348-0133 | 348-0133 | Outback, FLEXpower TWO, ROW, Dual VFXR3048E 6kW FLEXpower TWO, Pre-wired AC & DC boxes with 230Vac Bypass, 175Adc Breakers, 2 FM-100 Charge Controllers, PV Breakers, HUB 10.3, RTS, FLEXnet DC, & Surge Protectors, MATE3s, FP2 VFXR3048E-300 | 10829.5 |  | No | Inverters | Vendor De-listing | 0 |  | De-Listing & Stock Qty Unavailable |  | Not Applicable
348-0134 | 348-0134 | Outback, FLEXpower TWO, ROW, Dual VFXR3024E 6kW FLEXpower TWO, Pre-wired AC & DC boxes with 230Vac Bypass, 250Adc Breakers, 2 FM-100 Charge Controllers, PV Breakers, HUB 10.3, RTS, FLEXnet DC, & Surge Protectors, MATE3s, FP2 VFXR3024E-300 | 10719.5 |  | No | Inverters | Vendor De-listing | 0 |  | De-Listing & Stock Qty Unavailable |  | Not Applicable
348-0135 | 348-0135 | Outback, FLEXpower Radian, GS8048A-01, 8.0kW, 120/240Vac, Prewired GSLC, with 120/240 AC bypass, 2, 175A DC breakers, 2 FLEXmax 100 AFCI MPPT Charge Controllers, 125A Charge Controller Breakers, 80 Amp PV Breakers, HUB 10.3, RTS, FLEXnet DC, MATE3-S and Mounting Back Plate, UL1741-SA, FPR-8048A-300AFCI | 8370.83 | 8000 | No | Inverters | Shippable | 7090.59 |  | Shippable but Stock Qty Unavailable | USIN100-0203 | Already Listed
348-0136 | 348-0136 | Outback, FLEXpower Radian, GS8048A-01, 8.0kW, 120/240Vac, Prewired GSLC, with 120/240 AC bypass, 2, 175A DC breakers, 1 FLEXmax 100 AFCI MPPT Charge Controller, 125A Charge Controller Breaker, 80 Amp PV Breaker, HUB 10.3, RTS, FLEXnet DC, MATE3-S and Mounting Back Plate, UL1741-SA, FPR-8048A-300A-LT | 9156.94 | 8000 | No | Inverters | Shippable | 7756.47 |  | Shippable but Stock Qty Unavailable | USIN100-0204 | Already Listed
348-0137 | 348-0137 | Outback, FLEXpower Radian, GS4048A-01, 4.0kW, 120/240Vac, Prewired GSLC, with 120/240 AC bypass, 175A DC breaker, 1 FLEXmax 100 AFCI MPPT Charge Controller, 125A Charge Controller Breaker, 80 Amp PV Breaker, HUB 10.3, RTS, FLEXnet DC, MATE3-S and Mounting Back Plate, UL1741-SA, FPR-4048A-300AFCI | 6125 | 4000 | No | Inverters | Shippable | 5188.24 |  | Shippable but Stock Qty Unavailable | USIN100-0201 | Already Listed
348-0138 | 348-0138 | Outback, FLEXpower TWO, Dual FXR3048A-01, 6.0kW, Prewired AC & DC Boxes with AC bypass, 175A DC breakers, 2 FLEXmax 100 AFCI MPPT Charge Controllers, 125 Amp Charge Controller Breakers, 80 Amp PV Breakers, HUB 10.3, RTS, FLEXnet DC, Surge Protectors , MATE3-S and Brackets, UL1741-SA,FP2-3048A-300AFCI | 11346.5 |  | No | Inverters | Vendor De-listing | 6520.98 |  | De-Listing & Stock Qty Unavailable |  | Not Applicable
348-0139 | 348-0139 | Outback, FLEXpower TWO, Dual VFXR3648A-01, 7.2kW, Prewired AC & DC Boxes with AC bypass, 175A DC breakers, 2 FLEXmax 100 AFCI MPPT Charge Controllers, 125 Amp Charge Controller Breakers, 80 Amp PV Breakers, HUB 10.3, RTS, FLEXnet DC, Surge Protectors , MATE3-S and Bracket, UL1741-SA, FP2 VFXR3648A-300AFCI | 7806.33 |  | No | Inverters | Vendor De-listing | 6729.6 |  | De-Listing & Stock Qty Unavailable |  | Not Applicable
348-0140 | 348-0140 | Outback, AC-Coupled Frequency Shifting GS8048A-01 Radian Kit, 1 GS8048,8.0kW, 120/240Vac, with GSLC175-120/240 Load Center, RTS, Mate3-S, Mate Mount, 30A 2 Pole breaker for GT inverter connection, Generator Relay Kit, UL1741-SA, GS8048A-AC-KIT | 5085.84 | 8000 | No | Inverters | Soligent De-listing | 4906.34 |  | De-Listing & Stock Qty Unavailable |  | Not Applicable
348-0141 | 348-0141 | Outback, AC-Coupled Frequency Shifting GS4048A-01 Radian Kit, 1 GS4048,4.0kW, 120/240Vac, with GSLC175-120/240 Load Center, RTS, Mate3-S, Mate Mount, 30A 2 Pole breaker for GT inverter connection, Generator Relay Kit, UL1741-SA, GS4048A-AC-KIT | 3987.5 | 4000 | No | Inverters | Soligent De-listing | 3283.82 |  | De-Listing & Stock Qty Unavailable |  | Not Applicable
348-0142 | 348-0142 | Outback GS8048A-AC-Kit Bundled for frequency shifting AC Coupling, one of each - Radian GS8048A-01 inverter, GSLC175-120/240 load center, mounting hardware, RTS, MATE3s and mounting bracket (FW-MB3), generator kit (GS-AC-GEN-KIT) and 30 Amp 120/240 VAC double pole breaker (PNL-30D-AC-120/240) for connecting the grid-tie inverter(s). Listed to UL1741-SA. Components invoiced and shipped individually with discount. Not a FLEXpower Pre-Wired System. | 6296 |  | No | Inverters | Vendor De-listing | 0 |  | De-Listing & Stock Qty Unavailable |  | Not Applicable
348-0143 | 348-0143 | Outback, FLEXpower Radian, GS8048A-01, 8.0kW, 120/240Vac, Prewired GSLC, with 120/240 AC bypass, 2, 175A DC breakers, 1 FLEXmax 100 AFCI MPPT Charge Controller, 125A Charge Controller Breaker, 80 Amp PV Breaker, HUB 10.3, RTS, FLEXnet DC, MATE3-S and Mounting Back Plate, UL1741-SA, FPR-8048A-300A-LT | 10147.5 |  | No | Inverters | Vendor De-listing | 0 |  | De-Listing & Stock Qty Unavailable |  | Not Applicable
348-0144 | 348-0144 | Outback, FLEXpower Radian, GS4048A-01, 4.0kW, 120/240Vac, Prewired GSLC, with 120/240 AC bypass, 175A DC breaker, 1 FLEXmax 100 AFCI MPPT Charge Controller, 125A Charge Controller Breaker, 80 Amp PV Breaker, HUB 10.3, RTS, FLEXnet DC, MATE3-S and Mounting Back Plate, UL1741-SA, FPR-4048A-300AFCI | 7914.5 |  | No | Inverters | Vendor De-listing | 0 |  | De-Listing & Stock Qty Unavailable |  | Not Applicable
348-0145 | 348-0145 | Outback, FLEXpower TWO, Dual FXR3048A-01, 6.0kW, Prewired AC & DC Boxes with AC bypass, 175A DC breakers, 2 FLEXmax 100 AFCI MPPT Charge Controllers, 125 Amp Charge Controller Breakers, 80 Amp PV Breakers, HUB 10.3, RTS, FLEXnet DC, Surge Protectors , MATE3-S and Brackets, UL1741-SA, FP2 FXR3048A-300AFCI | 11346.5 |  | No | Inverters | Vendor De-listing | 0 |  | De-Listing & Stock Qty Unavailable |  | Not Applicable
348-0146 | 348-0146 | Outback, FLEXpower TWO, Dual VFXR3648A-01, 7.2kW, Prewired AC & DC Boxes with AC bypass, 175A DC breakers, 2 FLEXmax 100 AFCI MPPT Charge Controllers, 125 Amp Charge Controller Breakers, 80 Amp PV Breakers, HUB 10.3, RTS, FLEXnet DC, Surge Protectors , MATE3-S and Bracket, UL1741-SA, FP2 VFXR3648A-300AFCI | 11709.5 |  | No | Inverters | Vendor De-listing | 0 |  | De-Listing & Stock Qty Unavailable |  | Not Applicable
348-0147 | 348-0147 | SimpliPhi, AccESS with Schneider XW 6848-PRO, 120/240Vac, 1 MPPT 80/600 Charge Controller, 3R Enclosure, No Batteries, A-CC-SCH-PRO | 9312.5 |  | No | Energy Storage | Vendor De-listing | 8563.22 |  | De-Listing & Stock Qty Unavailable |  | Not Applicable
348-0148 | 348-0148 | Outback, FLEXpower Radian, GS4048A-01, 4.0kW, 120/240Vac, Prewired GSLC, with 120/240 AC bypass, 175A DC breaker, 2 FLEXmax 100 MPPT Controllers, 2, 125A Charge Controller Breaker, 2, 80 Amp PV Breaker, HUB 10.3, RTS, FLEXnet DC, MATE3-S and Mounting Back Plate, UL1741-SA, FPR-4048A-300-DPV | 7111.87 | 4000 | No | Inverters | Vendor De-listing | 6130.92 |  | De-Listing & Stock Qty Unavailable |  | Not Applicable
349-0000 | 349-0000 | EndurEnergy Systems, 5.12kWh1 100Ah, 48 Vdc Nominal, Battery Pack, can Series up to 16 Batteries, ESP-5100 HL |  | 5120 | No | Energy Storage | Soligent De-listing | 0 |  | Not Applicable |  | Not Applicable
349-0001 | 349-0001 | Outback, Packaged FPR-4048A 4.0kW FLEXpower Radian with an IBR-2-48-175 battery rack and eight 200RE batteries providing 19.2kWhs of energy storage, FPR-4048A-19.2kWh | 11707.14 | 4000 | No | Inverters | Vendor De-listing | 0 |  | De-Listing & Stock Qty Unavailable |  | Not Applicable
349-0002 | 349-0002 | Outback, Packaged FPR-8048A 8.0kW FLEXpower Radian with an IBR-3-48-175 battery rack and twelve 200RE batteries providing 28.8kWhs of energy storage, FPR-8048A-28.8kWh | 26771.99 | 8000 | No | Inverters | Vendor De-listing | 0 |  | De-Listing & Stock Qty Unavailable |  | Not Applicable
349-0003 | 349-0003 | Outback, SystemEdge, Packaged FPR-4048A-01, 4.0kW FLEXpower Radian, IBR-2-48-175 battery rack, 8- 200RE batteries, 19.2kWhs of nameplate energy storage, 1- FWPV6-FH600 Combiner box with six 600Vdc fuse holders, cable gland and touch-safe distribution blocks. Includes one ground bus bar. (Fuses sold separately), SE-420RE | 20159.99 | 4000 | No | Inverters | Vendor De-listing | 0 |  | De-Listing & Stock Qty Unavailable |  | Not Applicable
349-0004 | 349-0004 | Outback, SystemEdge, Packaged FPR-8048A-01, 8.0kW FLEXpower Radian, IBR-3-48-175 battery rack, 12- 200RE batteries, 28.8kWhs of nameplate energy storage, 2- FWPV6-FH600 combiner boxes with six 600Vdc fuse holders, cable glands and touch-safe distribution blocks. Includes one ground bus bar. (Fuses sold separately), SE-830RE | 23402.5 | 8000 | No | Inverters | Vendor De-listing | 0 |  | De-Listing & Stock Qty Unavailable |  | Not Applicable
349-0005 | 349-0005 | Outback, SystemEdge, Packaged FPR-4048A 4.0kW FLEXpower Radian, IBR-2-48-175 battery rack, 8- 200NC batteries, 19.2kWhs of nameplate energy storage,1- ICSPLUS-1 rapid shutdown combiner system, SE-420NC | 16841 | 4000 | No | Inverters | Vendor De-listing | 0 |  | De-Listing & Stock Qty Unavailable |  | Not Applicable
349-0006 | 349-0006 | Outback, SystemEdge, Packaged FPR-8048A 8.0kW FLEXpower Radian, IBR-3-48-175 battery rack, 12- 200NC batteries, 28.8kWhs of nameplate energy storage, 1- ICSPLUS-2 rapid shutdown combiner system, SE-830NC | 25399 | 8000 | No | Inverters | Vendor De-listing | 0 |  | De-Listing & Stock Qty Unavailable |  | Not Applicable
349-0008 | 349-0008 | JLM, E100-2.4, Energizr 100, fully-assembled backup system, AC coupled, (2 kW max AC input from PV inverter) 4.4 kW off-grid, UL certified battery inverter, 2.4 kWh LiFePO4 battery with BMS, indoor enclosure, 20-Year warranty, lifetime Measurz software/app customer account. Max off-grid continuous current: 18.3A. Includes built-in 2kW battery charger powered from 240VAC. Use with 30 amp critical load panel and PV inverter (string or micro), 9999-E100-LFP-2.4 | 9230 |  | No | Energy Storage | Soligent De-listing | 0 |  | De-Listing & Stock Qty Unavailable |  | Not Applicable
349-0009 | 349-0009 | JLM, E100-4.8, Energizr 100, fully-assembled backup system, AC coupled, (4 kW max AC PV inverter) 4.4 kW off-grid, UL certified battery inverter, 4.8 kWh LiFePO4 battery with BMS, indoor enclosure, 20-Year warranty, lifetime Measurz software/app customer account. Max off-grid continuous current: 18.3A. Includes built-in 2kW battery charger powered from 240VAC. Use with 30 amp critical load panel and PV inverter (string or micro), 9999-E100-LFP-4.8 | 11700 |  | No | Energy Storage | Soligent De-listing | 0 |  | De-Listing & Stock Qty Unavailable |  | Not Applicable
349-0010 | 349-0010 | JLM, E100-7.2, Energizr 100, fully-assembled backup system, AC coupled, (4 kW max AC PV inverter) 4.4 kW off-grid, UL certified battery inverter, 7.2 kWh LiFePO4 battery with BMS, indoor enclosure, 20-Year warranty, lifetime Measurz software/app customer account. Max off-grid continuous current: 18.3A. Includes built-in 2kW battery charger powered from 240VAC. Use with 30 amp critical load panel and PV inverter (string or micro), 9999-E100-LFP-7.2 | 13104.4 |  | No | Energy Storage | Soligent De-listing | 0 |  | De-Listing & Stock Qty Unavailable |  | Not Applicable
349-0011 | 349-0011 | Outback, Packaged FPR-8048A-01, 8.0kW FLEXpower Radian with an IBR-3-48-175 battery rack and twelve 200RE batteries providing 28.8kWhs of Name Plate Energy Storage,UL1741-SA, FPR-8048A-28.8kWh-01 | 16028.57 | 8000 | No | Inverters | Vendor De-listing | 0 |  | De-Listing & Stock Qty Unavailable |  | Not Applicable
349-0012 | 349-0012 | Outback, Packaged FPR-4048A-01, 4.0kW FLEXpower Radian with an IBR-2-48-175 battery rack and eight 200RE batteries providing 19.2kWhs of Name Plate Energy Storage, UL1741-SA, FPR-4048A-19.2kWh-01 | 11785.71 | 4000 | No | Inverters | Vendor De-listing | 0 |  | De-Listing & Stock Qty Unavailable |  | Not Applicable
349-0013 | 349-0013 | Outback, SystemEdge, Packaged FP1-VFXR3648A 3.6 kW FLEXpower ONE, IBR-2-48-175 battery rack, 8- 200NC batteries, 19.2 kWhs of nameplate energy storage, 1- ICSPLUS-1 rapid shutdown combiner system, SE-320NC | 15394.5 | 3600 | No | Inverters | Vendor De-listing | 0 |  | De-Listing & Stock Qty Unavailable |  | Not Applicable
349-0014 | 349-0014 | Outback, SystemEdge, Packaged FP2-VFXR3648A FLEXpower TWO, 1- High-Capacity 800RE VRLA battery, 38.4 kWh of nameplate energy storage, 1- ICSPLUS-2 rapid shutdown combiner system, SE-740RE | 30800 | 8000 | No | Inverters | Vendor De-listing | 0 |  | De-Listing & Stock Qty Unavailable |  | Not Applicable
349-0015 | 349-0015 | Outback, SystemEdge, Packaged FP2-VFXR3648A-01, FLEXpower TWO, 1- High-Capacity 1100RE Nano-Carbon Batteries, 52.8 kWh of nameplate energy storage, 1- ICSPLUS-2 Rapid Shutdown combiner system, SE-750NC | 51733.99 | 8000 | No | Inverters | Vendor De-listing | 0 |  | De-Listing & Stock Qty Unavailable |  | Not Applicable
349-0016 | 349-0016 | Outback, SystemEdge, Packaged FPR-8048A-01, 8.0kW FLEXpower Radian, 1- High-Capacity 1100NC Nano-Carbon battery, 52.8kWhs of nameplate energy storage, 1- ICSPLUS-2 Rapid Shutdown combiner system, SE-850NC | 52159.99 | 8000 | No | Inverters | Vendor De-listing | 0 |  | De-Listing & Stock Qty Unavailable |  | Not Applicable
349-0017 | 349-0017 | Outback, SystemEdge, Packaged FPR-8048A-01, 8.0kW FLEXpower Radian, 1- High Capacity 2200NC Nano-Carbon battery, 105.6kWhs of nameplate energy storage, 2- FWPV6-FH600 combiner boxes with six 600Vdc fuse holders, cable glands and touch-safe distribution blocks. Includes one ground bus bar. (Fuses sold separately), SE-8100NC | 50121.5 | 8000 | No | Inverters | Vendor De-listing | 0 |  | De-Listing & Stock Qty Unavailable |  | Not Applicable
349-0018 | 349-0018 | Outback, SystemEdge, Packaged FP4-VFXR3648A-01, 14.4kW FLEXpower FOUR, 1- High-Capacity 2700RE VRLA battery, 129.6 kWhs of nameplate energy storage, 1- ICSPLUS-4 Rapid Shutdown combiner system, SE-14130RE | 71000 | 14400 | No | Inverters | Vendor De-listing | 0 |  | De-Listing & Stock Qty Unavailable |  | Not Applicable
349-0019 | 349-0019 | Outback, SystemEdge, Packaged FPR-8048A-01, 8.0kW FLEXpower Radian, IBR-3-48-175 battery rack, 12- 200GH batteries, 28.8kWhs of nameplate energy storage, 1- ICSPLUS-2 Rapid Shutdown combiner system, SE-830GH | 36999.99 | 8000 | No | Inverters | Vendor De-listing | 0 |  | De-Listing & Stock Qty Unavailable |  | Not Applicable
349-0020 | 349-0020 | Outback, SystemEdge, Packaged FPR-4048A-01, 4.0kW FLEXpower Radian, IBR-2-48-175 battery rack, 8- 200GH batteries, 19.2kWhs of nameplate energy storage 1- ICSPLUS-1 Rapid Shutdown combiner system, SE-420GH | 24266.99 | 8000 | No | Inverters | Vendor De-listing | 0 |  | De-Listing & Stock Qty Unavailable |  | Not Applicable
349-0021 | 349-0021 | Outback, SystemEdge, Packaged FPR-4048A 4.0kW FLEXpower Radian, IBR-2-48-175 battery rack, 8- 200PLC batteries, 19.2kWhs of nameplate energy storage,1- ICSPLUS-1 rapid shutdown combiner system, SE-420PLC | 24266.99 | 4000 | No | Inverters | Vendor De-listing | 0 |  | De-Listing & Stock Qty Unavailable |  | Not Applicable
349-0022 | 349-0022 | Outback, SystemEdge, Packaged FP1-VFXR3648A-01, 3.6 kW FLEXpower ONE, IBR-2-48-175 battery rack, 8- 200PLC batteries, 19.2 kWhs of nameplate energy storage, 1- ICSPLUS-1 Rapid Shutdown combiner system, SE-320PLC | 22133.99 | 3600 | No | Inverters | Vendor De-listing | 0 |  | De-Listing & Stock Qty Unavailable |  | Not Applicable
349-0023 | 349-0023 | Outback, SystemEdge, Packaged FPR-4048A-01, 4.0kW FLEXpower Radian, IBR-2-48-175 battery rack, 8- 200PLC batteries, 19.2kWhs of nameplate energy storage 1- ICSPLUS-1 Rapid Shutdown combiner system, SE-420PLC | 24266.99 | 4000 | No | Inverters | Vendor De-listing | 0 |  | De-Listing & Stock Qty Unavailable |  | Not Applicable
349-0024 | 349-0024 | Outback, SystemEdge, Packaged FPR-8048A-01, 8.0kW FLEXpower Radian, IBR-3-48-175 battery rack, 12- 200PLC batteries, 28.8kWhs of nameplate energy storage, 1- ICSPLUS-2 Rapid Shutdown combiner system, SE-830PLC | 36533.99 | 8000 | No | Inverters | Vendor De-listing | 0 |  | De-Listing & Stock Qty Unavailable |  | Not Applicable
349-0025 | 349-0025 | SimpliPhi, AccESS with OutBack GS-8048A-01, 120/240Vac, 4 Phi 3.8, LFP Batteries (Lithium Iron Phosphate), 2 FM-80 Charge Controllers, Mate-3S, 3R Enclosure, UL-1973, UL-1741-SA (Rule 21), A-4PHI-2CC-OB | 31600 |  | No | Energy Storage | Vendor De-listing | 0 |  | De-Listing & Stock Qty Unavailable |  | Not Applicable
349-0026 | 349-0026 | SimpliPhi, AccESS with Schneider XW+ 6848, 120/240Vac, 4 Phi 3.8, LFP Batteries (Lithium Iron Phosphate), 1 MPPT 80/600 Charge Controller, 3R Enclosure, UL-1973, A-4PHI-CC-SCH | 29840 |  | No | Energy Storage | Vendor De-listing | 17149.43 |  | De-Listing & Stock Qty Unavailable |  | Not Applicable
349-0027 | 349-0027 | SimpliPhi, AccESS with Schneider XW+ 6848 Inverter 120/240Vac, SCP, 4 Phi 3.8, LFP Batteries (Lithium Iron Phosphate), AC Coupled, 3R Enclosure, UL-1973, A-4PHI-SCH | 27840 |  | No | Energy Storage | Vendor De-listing | 16000 |  | De-Listing & Stock Qty Unavailable |  | Not Applicable
349-0028 | 349-0028 | SimpliPhi, AccESS with Schneider XW+ 6848, 120/240Vac, 3 Phi 3.8, LFP Batteries (Lithium Iron Phosphate), 1 MPPT 80/600 Charge Controller, 3R Enclosure, UL-1973, A-3PHI-CC-SCH | 25540 |  | No | Energy Storage | Vendor De-listing | 14678.16 |  | De-Listing & Stock Qty Unavailable |  | Not Applicable
349-0029 | 349-0029 | SimpliPhi, AccESS with Schneider XW+ 6848 Inverter 120/240Vac, SCP, 3 Phi 3.8, LFP Batteries (Lithium Iron Phosphate), AC Coupled, 3R Enclosure, UL-1973, A-3PHI-SCH | 23540 | 6800 | No | Energy Storage | Vendor De-listing | 13528.74 |  | De-Listing & Stock Qty Unavailable |  | Not Applicable
349-0030 | 349-0030 | SimpliPhi, AccESS with Schneider XW+ 6848, 120/240Vac, 2 Phi 3.8, LFP Batteries (Lithium Iron Phosphate), 1 MPPT 80/600 Charge Controller, 3R Enclosure, UL-1973, A-2PHI-CC-SCH | 22800 |  | No | Energy Storage | Vendor De-listing | 0 |  | De-Listing & Stock Qty Unavailable |  | Not Applicable
349-0031 | 349-0031 | SimpliPhi, AccESS with Schneider XW+ 6848, 120/240Vac, 2 Phi 3.8, LFP Batteries (Lithium Iron Phosphate), 3R Enclosure, UL-1973, A-2PHI-SCH | 21000 |  | No | Energy Storage | Vendor De-listing | 0 |  | De-Listing & Stock Qty Unavailable |  | Not Applicable
349-0032 | 349-0032 | Tesla, Powerwall-2, 7.6kW AC Coupled, 5kW 120/240 AC output, 13.5 Useable kWh Lithium-Ion Battery Pack, NEMA 3R, 10 Yr. Warranty, Powerwall-2 | 8500 | 7600 | No | Energy Storage | Shippable | 8500 |  | Shippable but Stock Qty Unavailable |  | Not Applicable
349-0032 : 349-0032_S | 349-0032_S | Tesla, Powerwall-2, 7.6kW AC Coupled, 5kW 120/240 AC output, 13.5 Useable kWh Lithium-Ion Battery Pack, NEMA 3R, 10 Yr. Warranty, Powerwall-2 | 6000 | 7600 | No | Energy Storage | Soligent De-listing | 6000 |  | De-Listing & Stock Qty Unavailable |  | Not Applicable
349-0033 | 349-0033 | Outback, SystemEdge, Packaged FPR-8048A 8.0kW FLEXpower Radian, IBR-3-48-175 Battery Rack, 12, 200PLR Batteries, 28.8kWhs of nameplate Energy Storage, 1, ICSPLUS-2 Rapid Shutdown Combiner System, SE-830PLR | 23661 |  | No | Energy Storage | Vendor De-listing | 0 |  | De-Listing & Stock Qty Unavailable |  | Not Applicable
349-0034 | 349-0034 | Outback, SystemEdge, Packaged FPR-4048A 4.0kW FLEXpower Radian, IBR-2-48-175 Battery Rack, 8, 200PLR Batteries, 19.2kWhs of nameplate Energy Storage,1, ICSPLUS-1 Rapid Shutdown Combiner System, SE-420PLR | 17099.5 |  | No | Energy Storage | Vendor De-listing | 0 |  | De-Listing & Stock Qty Unavailable |  | Not Applicable
349-0035 | 349-0035 | Outback, SystemEdge, Packaged FPR-8048A-01, 8.0kW FLEXpower Radian, 1, High Capacity 1100RE Battery, 52.8kWhs of nameplate Energy Storage, includes: 2, FWPV6-FH600 Combiner Boxes with 6, 600Vdc Fuse Holders each, Cable Glands, Touch-Safe Distribution Blocks, 1 Ground Bus (Fuses sold separately), SE-1100RE | 32763.5 |  | No | Energy Storage | Vendor De-listing | 0 |  | De-Listing & Stock Qty Unavailable |  | Not Applicable
349-0036 | 349-0036 | Outback, SystemEdge, Packaged SkyBox, 5.0kW SkyBox Inverter, 1 IBR-3-48-175 battery rack, 12, 200NC batteries, 28.8kWhs of nameplate Energy Storage, 1 Pair 200A External CT’s, 1 NEC-2014 RSD System, SE-SBX-530NC | 23083.5 |  | No | Energy Storage | Vendor De-listing | 0 |  | De-Listing & Stock Qty Unavailable |  | Not Applicable
349-0037 | 349-0037 | Outback, SystemEdge, Bundled SkyBox, 5.0kW SkyBox Inverter, 1 IBR-3-48-175 Battery Rack, 12, 200PLR batteries, 28.8kWh of nameplate Energy Storage, 1 Pair 200A External CT’s, 16 Fire Raptor Module Level RSD Devices, 1 Fire Raptor Shutdown Switch and 24V Shutdown Relay, SE-530PLR-SBX | 22764.5 |  | No | Energy Storage | Vendor De-listing | 0 |  | De-Listing & Stock Qty Unavailable |  | Not Applicable
349-0038 | 349-0038 | Outback, SystemEdge, Packaged SkyBox, 5.0kW SkyBox Inverter, 1 IBR-3-48-175 battery rack, 12, 200PLC batteries, 28.8kWhs of nameplate Energy Storage, 1 Pair 200A External CT’s, 1 NEC-2014 RSD System, SE-SBX-530PLC | 24475 |  | No | Energy Storage | Vendor De-listing | 0 |  | De-Listing & Stock Qty Unavailable |  | Not Applicable
349-0039 | 349-0039 | Outback, SystemEdge, Bundled SkyBox, 5.0kW SkyBox Inverter, 1 IBR-3-48-175-Li Battery Rack, 6 SimpliPhi 3.8 Batteries, 22kWh of nameplate Energy Storage, 1 Pair 200A External CT’s, 16 Fire Raptor Module Level RSD Devices, 1 Fire Raptor Shutdown Switch and 24V Shutdown Relay, SE-521PHI-SBX | 43934 |  | No | Energy Storage | Vendor De-listing | 0 |  | De-Listing & Stock Qty Unavailable |  | Not Applicable
349-0040 | 349-0040 | Outback, SystemEdge, Bundled SkyBox, 5.0kW SkyBox Inverter, 1 IBR-2-48-175-Li Battery Rack, 4 SimpliPhi 3.8 Batteries, 15kWh of nameplate Energy Storage, 1 Pair 200A External CT’s, 16 Fire Raptor Module Level RSD Devices, 1 Fire Raptor Shutdown Switch and 24V Shutdown Relay, SE-514PHI-SBX | 16453.83 | 5000 | No | Energy Storage | Vendor De-listing | 15129.95 |  | De-Listing & Stock Qty Unavailable |  | Not Applicable
349-0040 : 349-0040 : 349-0040_S | 349-0040 : 349-0040_S | Outback, SystemEdge, Bundled SkyBox, 5.0kW SkyBox Inverter, 1 IBR-2-48-175-Li Battery Rack, 4 SimpliPhi 3.8 Batteries, 15kWh of nameplate Energy Storage, 1 Pair 200A External CT’s, 16 Fire Raptor Module Level RSD Devices, 1 Fire Raptor Shutdown Switch and 24V Shutdown Relay, SE-514PHI-SBX | 16453.83 | 5000 | No | Energy Storage | Soligent De-listing | 15129.95 |  | De-Listing & Stock Qty Unavailable |  | Not Applicable
349-0041 | 349-0041 | Outback, SystemEdge, Packaged SkyBox, 5.0kW SkyBox Inverter, 1 LG RESU10-48 Battery, 10kWhs of nameplate Energy Storage, 1, 10’ Communication Cable, 1 NEC-2014 RSD System, SE-SBX510RESU | 21165.1 |  | No | Energy Storage | Vendor De-listing | 0 |  | De-Listing & Stock Qty Unavailable |  | Not Applicable
349-0042 | 349-0042 | SimpliPhi, ExprESS 48V with Magnum MS4448PAE, Mini-Magnum Panel, 2 Phi 3.8, LFP Batteries (Lithium Iron Phosphate), 1, PT-100 MPPT Charge Controller, ME-ARC Interface, 2 USB & 4, 120V/15A GFI Receptacles, Free-Standing 3R Enclosure with Wheels, E-2PHI-48-60 | 11281.25 | 4400 | No | Energy Storage | Soligent De-listing | 10373.56 |  | De-Listing & Stock Qty Unavailable |  | Not Applicable
349-0042 : 349-0042_S | 349-0042_S | SimpliPhi, ExprESS 48V with Magnum MS4448PAE, Mini-Magnum Panel, 2 Phi 3.8, LFP Batteries (Lithium Iron Phosphate), 1, PT-100 MPPT Charge Controller, ME-ARC Interface, 2 USB & 4, 120V/15A GFI Receptacles, Free-Standing 3R Enclosure with Wheels, E-2PHI-48-60 | 11281.25 | 4400 | No | Energy Storage | Soligent De-listing | 10373.56 |  | De-Listing & Stock Qty Unavailable |  | Not Applicable
349-0043 | 349-0043 | sonnen, ECO-5kW, Smart Energy Storage System, 5kWh Capacity, 3kW Continuous, 90% DOD, No Screen, Standard Model, ECO5NS-31 | 10529.45 | 3000 | No | Energy Storage | Soligent De-listing | 9963.35 |  | De-Listing & Stock Qty Unavailable |  | Not Applicable
349-0043 : 349-0043_S | 349-0043_S | sonnen, ECO-5kW, Smart Energy Storage System, 5kWh Capacity, 3kW Continuous, 90% DOD, No Screen, Standard Model, ECO5NS-31 | 10529.45 | 3000 | No | Energy Storage | Soligent De-listing | 9963.35 |  | De-Listing & Stock Qty Unavailable |  | Not Applicable
349-0044 | 349-0044 | sonnen, ECO-5kW, Smart Energy Storage System, 5kWh Capacity, 3kW Continuous, 90% DOD, No Screen, California Model, ECO5NC-31 | 10529.45 | 3000 | No | Energy Storage | Soligent De-listing | 9963.35 |  | De-Listing & Stock Qty Unavailable |  | Not Applicable
349-0044 : 349-0044_S | 349-0044_S | sonnen, ECO-5kW, Smart Energy Storage System, 5kWh Capacity, 3kW Continuous, 90% DOD, No Screen, California Model, ECO5NC-31 | 10529.45 | 3000 | No | Energy Storage | Soligent De-listing | 9963.35 |  | De-Listing & Stock Qty Unavailable |  | Not Applicable
349-0045 | 349-0045 | sonnen, ECO-10kW, Smart Energy Storage System, 10kWh Capacity, 7kW Continuous, 90% DOD, No Screen, Standard Model, ECO10NS-31 | 16105.95 | 7000 | No | Energy Storage | Soligent De-listing | 15240.04 |  | De-Listing & Stock Qty Unavailable |  | Not Applicable
349-0045 : 349-0045_S | 349-0045_S | sonnen, ECO-10kW, Smart Energy Storage System, 10kWh Capacity, 7kW Continuous, 90% DOD, No Screen, Standard Model, ECO10NS-31 | 16105.95 | 7000 | No | Energy Storage | Soligent De-listing | 15240.04 |  | De-Listing & Stock Qty Unavailable |  | Not Applicable
349-0046 | 349-0046 | sonnen, ECO-10kW, Smart Energy Storage System, 10kWh Capacity, 7kW Continuous, 90% DOD, No Screen, California Model, ECO10NC-31 | 16105.95 | 7000 | No | Energy Storage | Vendor De-listing | 15240.04 |  | De-Listing & Stock Qty Unavailable |  | Not Applicable
349-0046 : 349-0046_S | 349-0046_S | sonnen, ECO-10kW, Smart Energy Storage System, 10kWh Capacity, 7kW Continuous, 90% DOD, No Screen, California Model, ECO10NC-31 | 16105.95 | 7000 | No | Energy Storage | Soligent De-listing | 15240.04 |  | De-Listing & Stock Qty Unavailable |  | Not Applicable
349-0047 | 349-0047 | sonnen, ECOLX-12kW, Smart Energy Storage System, 12kWh Useable Capacity, 8kW Continuous, With Screen, Standard Model, ECOLX12SS-15 | 25045.59 | 8000 | No | Energy Storage | Shippable | 23699.05 |  | Shippable but Stock Qty Unavailable | USSS100-0134 | Already Listed
349-0047 : 349-0047_S | 349-0047_S | sonnen, ECOLX-12kW, Smart Energy Storage System, 12kWh Useable Capacity, 8kW Continuous, With Screen, Standard Model, ECOLX12SS-15 | 25045.59 | 8000 | No | Energy Storage | Soligent De-listing | 23699.05 |  | De-Listing & Stock Qty Unavailable |  | Not Applicable
349-0048 | 349-0048 | Sonnen, ECOLX-12kW, Smart Energy Storage System, 12kWh Useable Capacity, 8kW Continuous, With Screen, California Model, ECOLX12SC-15 | 25045.59 | 8000 | No | Energy Storage | Shippable | 23699.05 |  | Shippable but Stock Qty Unavailable | USSS100-0112 | Already Listed
349-0048 : 349-0048_S | 349-0048_S | Sonnen, ECOLX-12kW, Smart Energy Storage System, 12kWh Useable Capacity, 8kW Continuous, With Screen, California Model, ECOLX12SC-15 | 25045.59 | 8000 | No | Energy Storage | Soligent De-listing | 23699.05 |  | De-Listing & Stock Qty Unavailable |  | Not Applicable
349-0049 | 349-0049 | Sonnen, ECO-5kW, Smart Energy Storage System, 5kWh Capacity, 3kW Continuous, 90% DOD, With Screen, Standard Model, ECO5SS-31 | 11032.09 | 3000 | No | Energy Storage | Soligent De-listing | 10438.97 |  | De-Listing & Stock Qty Unavailable |  | Not Applicable
349-0049 : 349-0049_S | 349-0049_S | Sonnen, ECO-5kW, Smart Energy Storage System, 5kWh Capacity, 3kW Continuous, 90% DOD, With Screen, Standard Model, ECO5SS-31 | 11032.09 | 3000 | No | Energy Storage | Soligent De-listing | 10438.97 |  | De-Listing & Stock Qty Unavailable |  | Not Applicable
349-0050 | 349-0050 | Sonnen, ECO-5kW, Smart Energy Storage System, 5kWh Capacity, 3kW Continuous, 90% DOD, With Screen, California Model, ECO5SC-31 | 11032.09 | 3000 | No | Energy Storage | Soligent De-listing | 10438.97 |  | De-Listing & Stock Qty Unavailable |  | Not Applicable
349-0050 : 349-0050_S | 349-0050_S | Sonnen, ECO-5kW, Smart Energy Storage System, 5kWh Capacity, 3kW Continuous, 90% DOD, With Screen, California Model, ECO5SC-31 | 11032.09 | 3000 | No | Energy Storage | Soligent De-listing | 10438.97 |  | De-Listing & Stock Qty Unavailable |  | Not Applicable
349-0051 | 349-0051 | Sonnen, ECO-10kW, Smart Energy Storage System, 10kWh Capacity, 7kW Continuous, 90% DOD, With Screen, Standard Model, ECO10SS-31 | 16641.41 | 7000 | No | Energy Storage | Soligent De-listing | 15746.71 |  | De-Listing & Stock Qty Unavailable |  | Not Applicable
349-0051 : 349-0051_S | 349-0051_S | Sonnen, ECO-10kW, Smart Energy Storage System, 10kWh Capacity, 7kW Continuous, 90% DOD, With Screen, Standard Model, ECO10SS-31 | 16641.41 | 7000 | No | Energy Storage | Soligent De-listing | 15746.71 |  | De-Listing & Stock Qty Unavailable |  | Not Applicable
349-0052 | 349-0052 | sonnen, ECO-10kW, Smart Energy Storage System, 10kWh Capacity, 7kW Continuous, 90% DOD, With Screen, California Model, ECO10SC-31 | 16641.41 | 7000 | No | Energy Storage | Vendor De-listing | 15746.71 |  | De-Listing & Stock Qty Unavailable |  | Not Applicable
349-0052 : 349-0052_S | 349-0052_S | sonnen, ECO-10kW, Smart Energy Storage System, 10kWh Capacity, 7kW Continuous, 90% DOD, With Screen, California Model, ECO10SC-31 | 16641.41 | 7000 | No | Energy Storage | Soligent De-listing | 15746.71 |  | De-Listing & Stock Qty Unavailable |  | Not Applicable
349-0053 | 349-0053 | SimpliPhi, AccESS 15.2 with Schneider XW 6848-PRO Inverter, 120/240Vac, SCP, 4 Phi 3.8, LFP Batteries (Lithium Iron Phosphate), 1 MPPT 80/600 Charge Controller, 3R Enclosure, UL-1973, A-4PHI-CC-SCH-PRO | 18212.5 | 6800 | No | Energy Storage | Soligent De-listing | 15666.67 |  | De-Listing & Stock Qty Unavailable |  | Not Applicable
349-0053 : 349-0053_S | 349-0053_S | SimpliPhi, AccESS 15.2 with Schneider XW 6848-PRO Inverter, 120/240Vac, SCP, 4 Phi 3.8, LFP Batteries (Lithium Iron Phosphate), 1 MPPT 80/600 Charge Controller, 3R Enclosure, UL-1973, A-4PHI-CC-SCH-PRO | 18212.5 | 6800 | No | Energy Storage | Soligent De-listing | 15666.67 |  | De-Listing & Stock Qty Unavailable |  | Not Applicable
349-0054 | 349-0054 | SimpliPhi, AccESS 15.2 with Schneider XW 6848-PRO Inverter, 120/240Vac, SCP, 4 Phi 3.8, LFP Batteries (Lithium Iron Phosphate), AC Coupled, 3R Enclosure, UL-1973, A-4PHI-SCH-PRO | 16750 | 6800 | No | Energy Storage | Soligent De-listing | 14408.6 |  | De-Listing & Stock Qty Unavailable |  | Not Applicable
349-0054 : 349-0054_S | 349-0054_S | SimpliPhi, AccESS 15.2 with Schneider XW 6848-PRO Inverter, 120/240Vac, SCP, 4 Phi 3.8, LFP Batteries (Lithium Iron Phosphate), AC Coupled, 3R Enclosure, UL-1973, A-4PHI-SCH-PRO | 16750 | 6800 | No | Energy Storage | Soligent De-listing | 14408.6 |  | De-Listing & Stock Qty Unavailable |  | Not Applicable
349-0055 | 349-0055 | SimpliPhi, AccESS with Schneider XW 6848-PRO Inverter, 120/240Vac, SCP, 3 Phi 3.8, LFP Batteries (Lithium Iron Phosphate), 1 MPPT 80/600 Charge Controller, 3R Enclosure, UL-1973, A-3PHI-CC-SCH-PRO | 26440 |  | No | Energy Storage | Vendor De-listing | 14215.05 |  | De-Listing & Stock Qty Unavailable |  | Not Applicable
349-0056 | 349-0056 | SimpliPhi, AccESS with Schneider XW 6848-PRO, Inverter 120/240Vac, SCP, 3 Phi 3.8, LFP Batteries (Lithium Iron Phosphate), AC Coupled, 3R Enclosure, UL-1973, A-3PHI-SCH-PRO | 24440 | 6800 | No | Energy Storage | Vendor De-listing | 13139.78 |  | De-Listing & Stock Qty Unavailable |  | Not Applicable
349-0057 | 349-0057 | SimpliPhi, AccESS with OutBack GS-8048A-01, 120/240Vac, 4 Phi 3.8, LFP Batteries (Lithium Iron Phosphate), No Charge Controllers, Mate-3S, 3R Enclosure, UL-1973, UL-1741-SA (Rule 21), A-4PHI-OB | 28620 |  | No | Energy Storage | Vendor De-listing | 15387.1 |  | De-Listing & Stock Qty Unavailable |  | Not Applicable
349-0058 | 349-0058 | SMA, Sunny Boy Storage Bundle, includes: 1, Sunny Boy Storage 6.0 Inverter, 1, 200A ABU, Automatic Back-up Unit, 1, BYD Battery-Box-H10, 10.2kWh LFP Battery, UL-9540, BATB-102-BY-US-10 | 11493.58 | 6000 | No | Energy Storage | Vendor De-listing | 9886.95 |  | De-Listing & Stock Qty Unavailable |  | Not Applicable
349-0058 : 349-0058_S | 349-0058_S | SMA, Sunny Boy Storage Bundle, includes: 1, Sunny Boy Storage 6.0 Inverter, 1, 200A ABU, Automatic Back-up Unit, 1, BYD Battery-Box-H10, 10.2kWh LFP Battery, UL-9540, BATB-102-BY-US-10 | 11496.24 | 6000 | No | Energy Storage | Soligent De-listing | 9889.24 |  | De-Listing & Stock Qty Unavailable |  | Not Applicable
349-0059 | 349-0059 | SimpliPhi, AccESS with Sol-Ark 8kW AC/DC Coupled, 120/240Vac, 4 Phi 3.8, LFP Batteries (Lithium Iron Phosphate), Integrated Charge Controller, 3R Enclosure, UL-1973, UL-1741-SA, A-4PHI-SA-8 | 28860 | 8000 | No | Energy Storage | Vendor De-listing | 15516.13 |  | De-Listing & Stock Qty Unavailable |  | Not Applicable
349-0060 | 349-0060 | SimpliPhi, AccESS 22.8 with Sol-Ark 12kW AC/DC Coupled, 208/240Vac, 6 Phi 3.8, LFP Batteries (Lithium Iron Phosphate), Integrated Charge Controller, 3R Enclosure, UL-1973, UL-1741-SA, A-6PHI-SA-12 | 27022.5 | 12000 | No | Energy Storage | Shippable | 25137.21 |  | Shippable but Stock Qty Unavailable |  | Not Applicable
349-0060 : 349-0060_S | 349-0060_S | SimpliPhi, AccESS 22.8 with Sol-Ark 12kW AC/DC Coupled, 208/240Vac, 6 Phi 3.8, LFP Batteries (Lithium Iron Phosphate), Integrated Charge Controller, 3R Enclosure, UL-1973, UL-1741-SA, A-6PHI-SA-12 | 23837.5 | 12000 | No | Energy Storage | Soligent De-listing | 22174.42 |  | De-Listing & Stock Qty Unavailable |  | Not Applicable
349-0061 | 349-0061 | Panasonic EverVolt, AC Coupled Mini, 5.7 useable kWh, with 5.5kW 120/240Vac Inverter, Enclosure w/Kit, PowerHub Controller w/PLC, EVAC-105-2 | 15998 |  | No | Energy Storage | Vendor De-listing | 8887.78 |  | De-Listing & Stock Qty Unavailable |  | Not Applicable
349-0062 | 349-0062 | Panasonic EverVolt, AC Coupled Standard, 11.4 useable kWh, with 5.5kW 120/240Vac Inverter, Enclosure w/Kit, PowerHub Controller w/PLC, EVAC-105-4 | 11175.29 | 5500 | No | Energy Storage | Shippable | 10554.44 |  | Shippable but Stock Qty Unavailable | USSS100-0081 | Already Listed
349-0062 : 349-0062_S | 349-0062_S | Panasonic EverVolt, AC Coupled Standard, 11.4 useable kWh, with 5.5kW 120/240Vac Inverter, Enclosure w/Kit, PowerHub Controller w/PLC, EVAC-105-4 | 11175.29 | 5500 | No | Energy Storage | Soligent De-listing | 10554.44 |  | De-Listing & Stock Qty Unavailable |  | Not Applicable
349-0063 | 349-0063 | Panasonic EverVolt, AC Coupled Plus, 17.1 useable kWh, with 5.5kW 120/240Vac Inverter, Enclosure w/Kit, PowerHub Controller w/PLC, EVAC-105-6 | 10587.06 | 5500 | No | Energy Storage | Shippable | 9998.89 |  | Shippable but Stock Qty Unavailable | USSS100-0090 | Already Listed
349-0063 : 349-0063_S | 349-0063_S | Panasonic EverVolt, AC Coupled Plus, 17.1 useable kWh, with 5.5kW 120/240Vac Inverter, Enclosure w/Kit, PowerHub Controller w/PLC, EVAC-105-6 | 12940 | 5500 | No | Energy Storage | Soligent De-listing | 12221.11 |  | De-Listing & Stock Qty Unavailable |  | Not Applicable
349-0064 | 349-0064 | Panasonic EverVolt, DC Coupled Mini, 5.7 useable kWh, with 5.5kW DC 120/240Vac Inverter, Enclosure w/Kit, PowerHub Controller w/PLC, EVDC-105-2 | 15998 |  | No | Energy Storage | Vendor De-listing | 8887.78 |  | De-Listing & Stock Qty Unavailable |  | Not Applicable
349-0065 | 349-0065 | Panasonic EverVolt, DC Coupled Standard, 11.4 useable kWh, with 5.5kW DC 120/240Vac Inverter, Enclosure w/Kit, PowerHub Controller w/PLC, EVDC-105-4 | 8234.12 | 5500 | No | Energy Storage | Shippable | 7776.67 |  | Shippable but Stock Qty Unavailable | USSS100-0091 | Already Listed
349-0066 | 349-0066 | Panasonic EverVolt, DC Coupled Plus, 17.1 useable kWh, with 5.5kW DC 120/240Vac Inverter, Enclosure w/Kit, PowerHub Controller w/PLC, EVDC-105-6 | 10587.06 | 5500 | No | Energy Storage | Vendor De-listing | 9998.89 |  | De-Listing & Stock Qty Unavailable | USSS100-0092 | Already Listed
349-0067 | 349-0067 | Outback, SystemEdge, Bundled SkyBox, 5.0kW SkyBox Inverter, 1, 1000XLC High Capacity Battery, 59kWh of nameplate Energy Storage, 1 Pair 200A External CT’s, 16 Fire Raptor Module Level RSD Devices, 1 Fire Raptor Shutdown Switch and 24V Shutdown Relay, SE-560XLC-SBX | 26292.23 |  | No | Energy Storage | Vendor De-listing | 24708.36 |  | De-Listing & Stock Qty Unavailable |  | Not Applicable
349-0067 : 349-0067_S | 349-0067_S | Outback, SystemEdge, Bundled SkyBox, 5.0kW SkyBox Inverter, 1, 1000XLC High Capacity Battery, 59kWh of nameplate Energy Storage, 1 Pair 200A External CT’s, 16 Fire Raptor Module Level RSD Devices, 1 Fire Raptor Shutdown Switch and 24V Shutdown Relay, SE-560XLC-SBX | 25442.4 |  | No | Energy Storage | Soligent De-listing | 23395.31 |  | De-Listing & Stock Qty Unavailable |  | Not Applicable
349-0068 | 349-0068 | Outback, SystemEdge, Bundled SkyBox, 5.0kW SkyBox Inverter, 1, IBR-3-48-175 Battery Rack, 12, Northstar NSB-190 Batteries, 28.8kWh of nameplate Energy Storage, 1 Pair 200A External CT’s, 16 Fire Raptor Module Level RSD Devices, 1 Fire Raptor Shutdown Switch and 24V Shutdown Relay, SE-530BLU-SBX | 12301.72 | 5000 | No | Energy Storage | Vendor De-listing | 11560.65 |  | De-Listing & Stock Qty Unavailable |  | Not Applicable
349-0068 : 349-0068_S | 349-0068_S | Outback, SystemEdge, Bundled SkyBox, 5.0kW SkyBox Inverter, 1, IBR-3-48-175 Battery Rack, 12, Northstar NSB-190 Batteries, 28.8kWh of nameplate Energy Storage, 1 Pair 200A External CT’s, 16 Fire Raptor Module Level RSD Devices, 1 Fire Raptor Shutdown Switch and 24V Shutdown Relay, SE-530BLU-SBX | 11153.96 | 5000 | No | Energy Storage | Soligent De-listing | 10256.52 |  | De-Listing & Stock Qty Unavailable |  | Not Applicable
349-0069 | 349-0069 | Outback, SystemEdge, Bundled FPR-4048A-300 AFCI, 4.0kW FLEXpower Radian, IBR-2-48-175 Battery Rack, 8, Northstar NSB-190 Batteries, 19.2kWhs of nameplate Energy Storage, 16 Fire Raptor Module Level RSD Devices, 1 Fire Raptor Shutdown Switch and 24V Shutdown Relay, and 1 FWPV6-FH600 Combiner Box, SE-420BLU-300AFCI | 15422.72 |  | No | Energy Storage | Vendor De-listing | 8863.63 |  | De-Listing & Stock Qty Unavailable |  | Not Applicable
349-0070 | 349-0070 | Outback, SystemEdge, Bundled FPR-8048A-300 AFCI, 8.0kW FLEXpower Radian, IBR-3-48-175 Battery Rack, 12, Northstar NSB-190 Batteries, 28.8kWh of nameplate Energy Storage, 32 Fire Raptor Module Level RSD Devices, 1 Fire Raptor Shutdown Switch and 24V Shutdown Relay, and 2 FWPV6-FH600 Combiner Boxes, SE-830BLU-300AFCI | 23116.12 |  | No | Energy Storage | Vendor De-listing | 13285.13 |  | De-Listing & Stock Qty Unavailable |  | Not Applicable
349-0071 | 349-0071 | Outback, SystemEdge, Bundled FPR-4048A-300 AFCI, 4.0kW FLEXpower Radian, IBR-2-48-175-Li Battery Rack, 4 SimpliPhi 3.8 Batteries, 15kWhs of nameplate Energy Storage, 16 Fire Raptor Module Level RSD Devices, 1 Fire Raptor Shutdown Switch and 24V Shutdown Relay, and 1 FWPV6-FH600 Combiner Box, SE-415PHI-300AFCI | 20976.89 | 4000 | No | Energy Storage | Vendor De-listing | 19289.09 |  | De-Listing & Stock Qty Unavailable |  | Not Applicable
349-0071 : 349-0071_S | 349-0071_S | Outback, SystemEdge, Bundled FPR-4048A-300 AFCI, 4.0kW FLEXpower Radian, IBR-2-48-175-Li Battery Rack, 4 SimpliPhi 3.8 Batteries, 15kWhs of nameplate Energy Storage, 16 Fire Raptor Module Level RSD Devices, 1 Fire Raptor Shutdown Switch and 24V Shutdown Relay, and 1 FWPV6-FH600 Combiner Box, SE-415PHI-300AFCI | 20976.89 | 4000 | No | Energy Storage | Soligent De-listing | 19289.09 |  | De-Listing & Stock Qty Unavailable |  | Not Applicable
349-0072 | 349-0072 | Outback, SystemEdge, Bundled FPR-8048A-300 AFCI, 8.0kW FLEXpower Radian, IBR-3-48-175-LI Battery Rack, 6, SimpliPhi 3.8 Batteries, 22kWhs of nameplate Energy Storage, 32 Fire Raptor Module Level RSD Devices, 1 Fire Raptor Shutdown Switch and 24V Shutdown Relay, 2 FM-100 Charge Controllers and 2 FWPV6-FH600 Combiner Boxes, SE-822PHI-300AFCI | 32164.64 | 8000 | No | Energy Storage | Vendor De-listing | 29576.68 |  | De-Listing & Stock Qty Unavailable |  | Not Applicable
349-0072 : 349-0072 : 349-0072_S | 349-0072 : 349-0072_S | Outback, SystemEdge, Bundled FPR-8048A-300 AFCI, 8.0kW FLEXpower Radian, IBR-3-48-175-LI Battery Rack, 6, SimpliPhi 3.8 Batteries, 22kWhs of nameplate Energy Storage, 32 Fire Raptor Module Level RSD Devices, 1 Fire Raptor Shutdown Switch and 24V Shutdown Relay, and 2 FWPV6-FH600 Combiner Boxes, SE-822PHI-300AFCI | 32164.64 | 8000 | No | Energy Storage | Soligent De-listing | 29576.68 |  | De-Listing & Stock Qty Unavailable |  | Not Applicable
349-0073 | 349-0073 | Outback, SystemEdge, Bundled FPR-4048A-300 AFCI, 4.0kW FLEXpower Radian, IBR-2-48-175 Battery Rack, 8, 200PLR Batteries, 19.2kWhs of nameplate Energy Storage, 16 Fire Raptor Module Level RSD Devices, 1 Fire Raptor Shutdown Switch and 24V Shutdown Relay, and 1 FWPV6-FH600 Combiner Box, SE-420PLR-300AFCI | 13004.93 | 4000 | No | Energy Storage | Soligent De-listing | 12221.5 |  | De-Listing & Stock Qty Unavailable |  | Not Applicable
349-0073 : 349-0073_S | 349-0073_S | Outback, SystemEdge, Bundled FPR-4048A-300 AFCI, 4.0kW FLEXpower Radian, IBR-2-48-175 Battery Rack, 8, 200PLR Batteries, 19.2kWhs of nameplate Energy Storage, 16 Fire Raptor Module Level RSD Devices, 1 Fire Raptor Shutdown Switch and 24V Shutdown Relay, and 1 FWPV6-FH600 Combiner Box, SE-420PLR-300AFCI | 12015.94 | 4000 | No | Energy Storage | Soligent De-listing | 11049.14 |  | De-Listing & Stock Qty Unavailable |  | Not Applicable
349-0074 | 349-0074 | Outback, SystemEdge, Bundled FPR-8048A-300 AFCI, 8.0kW FLEXpower Radian, IBR-3-48-175 Battery Rack, 12, 200PLR Batteries, 28.8kWhs of nameplate Energy Storage, 32 Fire Raptor Module Level RSD Devices, 1 Fire Raptor Shutdown Switch and 24V Shutdown Relay, and 2 FWPV6-FH600 Combiner Boxes, SE-830PLR-300AFCI | 19383.14 | 8000 | No | Energy Storage | Soligent De-listing | 18215.48 |  | De-Listing & Stock Qty Unavailable |  | Not Applicable
349-0074 : 349-0074_S | 349-0074_S | Outback, SystemEdge, Bundled FPR-8048A-300 AFCI, 8.0kW FLEXpower Radian, IBR-3-48-175 Battery Rack, 12, 200PLR Batteries, 28.8kWhs of nameplate Energy Storage, 32 Fire Raptor Module Level RSD Devices, 1 Fire Raptor Shutdown Switch and 24V Shutdown Relay, and 2 FWPV6-FH600 Combiner Boxes, SE-830PLR-300AFCI | 17542.31 | 8000 | No | Energy Storage | Soligent De-listing | 16130.86 |  | De-Listing & Stock Qty Unavailable |  | Not Applicable
349-0075 | 349-0075 | Outback, SystemEdge, Bundled FPR-8048A-300 AFCI, 8.0kW FLEXpower Radian, 1000 XLC High Capacity Battery, 59kWhs of nameplate Energy Storage, 32 Fire Raptor Module Level RSD Devices, 1 Fire Raptor Shutdown Switch and 24V Shutdown Relay, and 2 FWPV6-FH600 Combiner Boxes, 10 YEAR GLOBAL WARRANTY, SE-860XLC-300AFCI | 31728.21 | 8000 | No | Energy Storage | Shippable | 29816.87 |  | Shippable but Stock Qty Unavailable | USIN100-0220 | Already Listed
349-0075 : 349-0075_S | 349-0075_S | Outback, SystemEdge, Bundled FPR-8048A-300 AFCI, 8.0kW FLEXpower Radian, 1000 XLC High Capacity Battery, 59kWhs of nameplate Energy Storage, 32 Fire Raptor Module Level RSD Devices, 1 Fire Raptor Shutdown Switch and 24V Shutdown Relay, and 2 FWPV6-FH600 Combiner Boxes, 10 YEAR GLOBAL WARRANTY, SE-860XLC-300AFCI | 28301.33 | 8000 | No | Energy Storage | Soligent De-listing | 26024.21 |  | De-Listing & Stock Qty Unavailable |  | Not Applicable
349-0076 | 349-0076 | sonnen, ECOLX-20kW, Smart Energy Storage System, 20kWh Useable Capacity, 8kW Continuous, With Screen, Standard Model, ECOLX20SS-15 | 34278.33 | 8000 | No | Energy Storage | Shippable | 30780.54 |  | Shippable but Stock Qty Unavailable | USSS100-0071 | Already Listed
349-0076 : 349-0076_S | 349-0076_S | sonnen, ECOLX-20kW, Smart Energy Storage System, 20kWh Useable Capacity, 8kW Continuous, With Screen, Standard Model, ECOLX20SS-15 | 34278.33 | 8000 | No | Energy Storage | Soligent De-listing | 30780.54 |  | De-Listing & Stock Qty Unavailable |  | Not Applicable
349-0077 | 349-0077 | sonnen, ECOLX-20kW, Smart Energy Storage System, 20kWh Useable Capacity, 8kW Continuous, With Screen, California Model, ECOLX20SC-15 | 34278.33 | 8000 | No | Energy Storage | Soligent De-listing | 30780.54 |  | De-Listing & Stock Qty Unavailable |  | Not Applicable
349-0077 : 349-0077_S | 349-0077_S | sonnen, ECOLX-20kW, Smart Energy Storage System, 20kWh Useable Capacity, 8kW Continuous, With Screen, California Model, ECOLX20SC-15 | 34278.33 | 8000 | No | Energy Storage | Soligent De-listing | 30780.54 |  | De-Listing & Stock Qty Unavailable |  | Not Applicable
349-0078 | 349-0078 | Outback, SystemEdge, Bundled SkyBox, 5.0kW SkyBox Inverter, 1 IBR-2-48-175-Li Battery Rack, 3 SimpliPhi 3.8 Batteries, 11kWh of nameplate Energy Storage, Does NOT include CT’s or RSD Equipment, SE-511PHI-SBX-CA | 18090.9 |  | No | Energy Storage | Vendor De-listing | 0 |  | De-Listing & Stock Qty Unavailable |  | Not Applicable
349-0079 | 349-0079 | Outback, SystemEdge, Bundled SkyBox, 5.0kW SkyBox Inverter, 1 IBR-2-48-175-Li Battery Rack, 4 SimpliPhi 3.8 Batteries, 15kWh of nameplate Energy Storage, Does NOT include CT’s or RSD Equipment, SE-514PHI-SBX-CA | 21296 |  | No | Energy Storage | Vendor De-listing | 0 |  | De-Listing & Stock Qty Unavailable |  | Not Applicable
349-0080 | 349-0080 | Outback, SystemEdge, Bundled AC-Coupled Frequency Shifting GS8048A-01 Radian Kit, 1 GS8048,8.0kW, 120/240Vac, with GSLC175-120/240 Load Center, RTS, Mate3-S, Mate Mount, 30A 2 Pole breaker for GT inverter connection, Generator Relay Kit, 1 IBR-2-48-175-LI Battery Rack, 3 SimpliPhi 3.8 Batteries, 11kWh of nameplate Energy Storage, UL1741-SA, GS8048A-AC-11PHI-KIT | 19509.1 |  | No | Energy Storage | Vendor De-listing | 0 |  | De-Listing & Stock Qty Unavailable |  | Not Applicable
349-0081 | 349-0081 | Outback, SystemEdge, Bundled FP-1-VFXR3648A-01, 3.6kW FLEXpower One, IBR-2-48-175 Battery Rack, 8, Northstar NSB-190 Batteries, 19.2kWhs of nameplate Energy Storage, Includes an ICSPLUS-1 Rapid Shutdown Combiner System, SE-320BLU | 8890 | 3600 | No | Energy Storage | Soligent De-listing | 8174.71 |  | De-Listing & Stock Qty Unavailable |  | Not Applicable
349-0081 : 349-0081_S | 349-0081_S | Outback, SystemEdge, Bundled FP-1-VFXR3648A-01, 3.6kW FLEXpower One, IBR-2-48-175 Battery Rack, 8, Northstar NSB-190 Batteries, 19.2kWhs of nameplate Energy Storage, Includes an ICSPLUS-1 Rapid Shutdown Combiner System, SE-320BLU | 8890 | 3600 | No | Energy Storage | Soligent De-listing | 8174.71 |  | De-Listing & Stock Qty Unavailable |  | Not Applicable
349-0082 | 349-0082 | sonnen, ECOLX-30kWh, Smart Energy Storage System, 30kWh Useable Capacity, 8kW Continuous, With Screen, Standard Model, ECOLX30SS-15 | 46931.82 | 8000 | No | Energy Storage | Soligent De-listing | 42142.86 |  | De-Listing & Stock Qty Unavailable |  | Not Applicable
349-0082 : 349-0082_S | 349-0082_S | sonnen, ECOLX-30kWh, Smart Energy Storage System, 30kWh Useable Capacity, 8kW Continuous, With Screen, Standard Model, ECOLX30SS-15 | 46931.82 | 8000 | No | Energy Storage | Soligent De-listing | 42142.86 |  | De-Listing & Stock Qty Unavailable |  | Not Applicable
349-0083 | 349-0083 | sonnen, ECOLX-30kWh, Smart Energy Storage System, 30kWh Useable Capacity, 8kW Continuous, With Screen, California Model, ECOLX30SC-15 | 46931.82 | 8000 | No | Energy Storage | Shippable | 42142.86 |  | Shippable but Stock Qty Unavailable | USSS100-0070 | Already Listed
349-0083 : 349-0083_S | 349-0083_S | sonnen, ECOLX-30kWh, Smart Energy Storage System, 30kWh Useable Capacity, 8kW Continuous, With Screen, California Model, ECOLX30SC-15 | 46931.82 | 8000 | No | Energy Storage | Soligent De-listing | 42142.86 |  | De-Listing & Stock Qty Unavailable |  | Not Applicable
349-0084 | 349-0084 | sonnen, ECOLX-30kWh, Smart Energy Storage System, 30kWh Useable Capacity, 8kW Continuous, With Screen, Hawaii Model, ECOLX30SH-15 | 46931.82 | 8000 | No | Energy Storage | Soligent De-listing | 42142.86 |  | De-Listing & Stock Qty Unavailable |  | Not Applicable
349-0084 : 349-0084_S | 349-0084_S | sonnen, ECOLX-30kWh, Smart Energy Storage System, 30kWh Useable Capacity, 8kW Continuous, With Screen, Hawaii Model, ECOLX30SH-15 | 46931.82 | 8000 | No | Energy Storage | Soligent De-listing | 42142.86 |  | De-Listing & Stock Qty Unavailable |  | Not Applicable
349-0085 | 349-0085 | sonnen, ECOLX-30kWh, Smart Energy Storage System, 30kWh Useable Capacity, 8kW Continuous, With Screen, Puerto Rico Model, ECOLX30SP-15 | 46931.82 | 8000 | No | Energy Storage | Soligent De-listing | 42142.86 |  | De-Listing & Stock Qty Unavailable |  | Not Applicable
349-0085 : 349-0085_S | 349-0085_S | sonnen, ECOLX-30kWh, Smart Energy Storage System, 30kWh Useable Capacity, 8kW Continuous, With Screen, Puerto Rico Model, ECOLX30SP-15 | 46931.82 | 8000 | No | Energy Storage | Soligent De-listing | 42142.86 |  | De-Listing & Stock Qty Unavailable |  | Not Applicable
349-0086 | 349-0086 | SimpliPhi, ExprESS 24V with Magnum MS2024, Mini-Magnum Panel, 2 Phi 2.9, LFP Batteries (Lithium Iron Phosphate) 5.8kWh, 1, TriStar-45 PWM Charge Controller, ME-ARC Interface, 2 USB & 4, 120V/15A GFI Receptacles, Free-Standing 3R Enclosure with Wheels, E-2PHI-24-60 | 10725.33 | 2000 | No | Energy Storage | Vendor De-listing | 10055 |  | De-Listing & Stock Qty Unavailable |  | Not Applicable
349-0086 | 349-0086 | Stem, Inc. Custom SunGrow Commercial Energy Storage System Powered by Stem’s AI, Athena™ Energy cost optimization through Demand Charge Management, Energy Arbitrage, Demand Response, and Wholesale Market Participation: SunGrow AC Coupled Grid-Services System | 0.01 |  | No | Energy Storage | Shippable | 0 |  | Shippable but Stock Qty Unavailable |  | Not Applicable
349-0087 | 349-0087 | Stem, Inc. Custom Tesla Commercial Energy Storage System Powered by Stem’s AI, Athena™ Energy cost optimization through Demand Charge Management, Energy Arbitrage, Demand Response, and Wholesale Market Participation: Tesla AC Coupled Grid-Services System | 0.01 |  | No | Energy Storage | Shippable | 0 |  | Shippable but Stock Qty Unavailable |  | Not Applicable
349-0088 | 349-0088 | Stem, Inc. Custom Tesla Commercial Energy Storage System Powered by Stem’s AI, Athena™ Energy cost optimization through Demand Charge Management, Energy Arbitrage, Demand Response, and Wholesale Market Participation: Tesla AC Coupled Back-Up/Resiliency System | 0.01 |  | No | Energy Storage | Shippable | 0 |  | Shippable but Stock Qty Unavailable |  | Not Applicable
349-0089 | 349-0089 | SimpliPhi, AmpliPHI AccESS 22.8 with Sol-Ark 12kW AC/DC Coupled, 208/240Vac, 6 AmpliPHI Communications Based 3.8kWh, LFP Batteries (Lithium Iron Phosphate), Integrated Charge Controller, 3R Enclosure, UL, CE, UL-1741-SA, A-6AMP-SA-12 | 27287.5 | 12000 | No | Energy Storage | Soligent De-listing | 25091.95 |  | De-Listing & Stock Qty Unavailable |  | Not Applicable
349-0089 : 349-0089_S | 349-0089_S | SimpliPhi, AmpliPHI AccESS 22.8 with Sol-Ark 12kW AC/DC Coupled, 208/240Vac, 6 AmpliPHI Communications Based 3.8kWh, LFP Batteries (Lithium Iron Phosphate), Integrated Charge Controller, 3R Enclosure, UL, CE, UL-1741-SA, A-6AMP-SA-12 | 27287.5 | 12000 | No | Energy Storage | Soligent De-listing | 25091.95 |  | De-Listing & Stock Qty Unavailable |  | Not Applicable
349-0090 | 349-0090 | sonnen, Core, Smart Energy Storage System, 10kWh Capacity, 4.8kW 120/240Vac Continuous, AC Coupled, 10 Yr. Warranty, UL9540, SCORE10-4 | 8755.11 | 4800 | No | Energy Storage | Vendor De-listing | 8284.41 |  | De-Listing & Stock Qty Unavailable |  | Not Applicable
349-0090 : 349-0090_S | 349-0090_S | sonnen, Core, Smart Energy Storage System, 10kWh Capacity, 4.8kW 120/240Vac Continuous, AC Coupled, 10 Yr. Warranty, UL9540, SCORE10-4 | 8755.11 | 4800 | No | Energy Storage | Soligent De-listing | 8284.41 |  | De-Listing & Stock Qty Unavailable |  | Not Applicable
349-0091 | 349-0091 | Outback,SystemEdge, Bundled FPR-4048A-300 AFCI, 4.0kW FLEXpower Radian, IBR-2-48-175Battery Rack, 8 Northstar NSB-190 Batteries, 19.2kWhs of nameplate EnergyStorage, 16 Fire Raptor Module Level RSD Devices, DC Rapid Shutdown Initiator(RSI), 24Vdc Power Supply, 1A breaker, and 1 FWPV6-FH600 Combiner Box,SE-420BLU-300AFCI | 12768.75 | 4000 | No | Energy Storage | Shippable | 11741.38 |  | Shippable but Stock Qty Unavailable | USIN100-0215 | Already Listed
349-0091 : 349-0091_S | 349-0091_S | Outback,SystemEdge, Bundled FPR-4048A-300 AFCI, 4.0kW FLEXpower Radian, IBR-2-48-175Battery Rack, 8 Northstar NSB-190 Batteries, 19.2kWhs of nameplate EnergyStorage, 16 Fire Raptor Module Level RSD Devices, DC Rapid Shutdown Initiator(RSI), 24Vdc Power Supply, 1A breaker, and 1 FWPV6-FH600 Combiner Box,SE-420BLU-300AFCI | 9866.76 | 4000 | No | Energy Storage | Soligent De-listing | 9072.89 |  | De-Listing & Stock Qty Unavailable |  | Not Applicable
349-0092 | 349-0092 | Outback,SystemEdge, Bundled FPR-8048A-300 AFCI, 8.0kW FLEXpower Radian, IBR-3-48-175Battery Rack, 12 Northstar NSB-190 Batteries, 28.8kWh of nameplate EnergyStorage, 32 Fire Raptor Module Level RSD Devices, DC Rapid Shutdown Initiator(RSI), 24Vdc Power Supply, 1A breaker, and 2 FWPV6-FH600 Combiner Boxes,SE-830BLU-300AFCI | 18986.25 | 8000 | No | Energy Storage | Shippable | 17458.62 |  | Shippable but Stock Qty Unavailable | USIN100-0217 | Already Listed
349-0092 : 349-0092_S | 349-0092_S | Outback,SystemEdge, Bundled FPR-8048A-300 AFCI, 8.0kW FLEXpower Radian, IBR-3-48-175Battery Rack, 12 Northstar NSB-190 Batteries, 28.8kWh of nameplate EnergyStorage, 32 Fire Raptor Module Level RSD Devices, DC Rapid Shutdown Initiator(RSI), 24Vdc Power Supply, 1A breaker, and 2 FWPV6-FH600 Combiner Boxes,SE-830BLU-300AFCI | 14447.58 | 8000 | No | Energy Storage | Soligent De-listing | 13285.13 |  | De-Listing & Stock Qty Unavailable |  | Not Applicable
349-0093 | 349-0093 | SimpliPhi, AccESS 15.2 with Sol-Ark 12kW AC/DC Coupled, 208/240Vac, 4 Phi 3.8, LFP Batteries (Lithium Iron Phosphate), Integrated Charge Controller, 3R Enclosure, UL-1973, UL-1741-SA, A-4PHI-SA-12 | 22272.5 | 12000 | No | Energy Storage | Shippable | 20480.46 |  | Shippable but Stock Qty Unavailable | USSSP110-1224 | Already Listed
349-0093 : 349-0093_S | 349-0093_S | SimpliPhi, AccESS 15.2 with Sol-Ark 12kW AC/DC Coupled, 208/240Vac, 4 Phi 3.8, LFP Batteries (Lithium Iron Phosphate), Integrated Charge Controller, 3R Enclosure, UL-1973, UL-1741-SA, A-4PHI-SA-12 | 19312.5 |  | No | Energy Storage | Soligent De-listing | 17758.62 |  | De-Listing & Stock Qty Unavailable |  | Not Applicable
349-0094 | 349-0094 | SimpliPhi, AccESS 19 with Sol-Ark 12kW AC/DC Coupled, 208/240Vac, 5 Phi 3.8, LFP Batteries (Lithium Iron Phosphate), Integrated Charge Controller, 3R Enclosure, UL-1973, UL-1741-SA, A-5PHI-SA-12 | 24647.5 |  | No | Energy Storage | Soligent De-listing | 22664.37 |  | De-Listing & Stock Qty Unavailable |  | Not Applicable
349-0094 : 349-0094_S | 349-0094_S | SimpliPhi, AccESS 19 with Sol-Ark 12kW AC/DC Coupled, 208/240Vac, 5 Phi 3.8, LFP Batteries (Lithium Iron Phosphate), Integrated Charge Controller, 3R Enclosure, UL-1973, UL-1741-SA, A-5PHI-SA-12 | 21575 |  | No | Energy Storage | Soligent De-listing | 19839.08 |  | De-Listing & Stock Qty Unavailable |  | Not Applicable
349-0095 | 349-0095 | QCells, Q.HOME HYB-G1, 7.6kw 120/240Vac Hybrid Inverter DC or AC Coupled, 12.6kWh NMC (Nickel-Manganese-Cobalt) Battery Storage, includes, BMS, Autoformer, RGM, UL9540, Rule-21, 10/10 Warranty, HQCAESS1116 | 10116.28 | 7600 | No | Energy Storage | Shippable | 9354.84 |  | Shippable but Stock Qty Unavailable |  | Not Applicable
349-0095 : 349-0095_S | 349-0095_S | QCells, Q.HOME HYB-G1, 7.6kw 120/240Vac Hybrid Inverter DC or AC Coupled, 12.6kWh NMC (Nickel-Manganese-Cobalt) Battery Storage, includes, BMS, Autoformer, RGM, UL9540, Rule-21, 10/10 Warranty, HQCAESS1116 |  | 7600 | No | Energy Storage | Shippable | 9456.52 |  | Shippable but Stock Qty Unavailable |  | Not Applicable
349-0096 : 349-0096_S | 349-0096_S | QCells, Q.HOME HYB-G1, 7.6kw 120/240Vac Hybrid Inverter DC or AC Coupled, 13.5kWh NMC (Nickel-Manganese-Cobalt) Battery Storage, includes, BMS, Autoformer, RGM, UL9540, Rule-21, 10/10 Warranty, HQCAESS1117 | 10823.53 | 7600 | No | Energy Storage | Soligent De-listing | 10000 |  | De-Listing & Stock Qty Unavailable |  | Not Applicable
349-0097 : 349-0097_S | 349-0097_S | QCells, Q.HOME HYB-G1, 7.6kw 120/240Vac Hybrid Inverter DC or AC Coupled, 18.9kWh NMC (Nickel-Manganese-Cobalt) Battery Storage, includes, BMS, Autoformer, RGM, UL9540, Rule-21, 10/10 Warranty, HQCAESS1118 | 13529.41 | 7600 | No | Energy Storage | Soligent De-listing | 12500 |  | De-Listing & Stock Qty Unavailable |  | Not Applicable
349-0098 | 349-0098 | Outback, Mojave ESS, AC Coupled ONLY, 8kW 120/240Vac Grid-Tie/Off Grid Inverter, with 14.8kWh name plate (11.8kWh useable) NMC Battery, 2, 200A CT’s, Cables and Hardware Included, UL1741-SA, UL9540, 10 year war., OGHESS8015A | 10310.98 | 14800 | No | Energy Storage | Shippable | 9947.06 |  | Shippable but Stock Qty Unavailable | USSS100-0124 | Already Listed
349-0099 | 349-0099 | Storz Power, AI+ 30A with Sol-Ark 5kW AC/DC Coupled, 120/240Vac Inverter, 1, 5.12kWh LFP (Lithium Iron Phosphate) Battery with 1 Wall Mount Battery Cabinet, NEMA 3R Enclosure, UL-1973, UL-1741-SA, 10322 | 8353.66 | 5000 | No | Inverters | Soligent De-listing | 8058.82 |  | De-Listing & Stock Qty Unavailable |  | Not Applicable
349-0100 | 349-0100 | SimpliPhi, AccESS 22.8 with Sol-Ark 12kW AC/DC Coupled, 208/240Vac, 6 AmpliPhi 3.8, LFP Batteries (Lithium Iron Phosphate), Integrated Charge Controller, 3R Enclosure, UL-1973, UL-1741-SA, A-6AMP-SA-12 | 29257.5 | 12000 | No | Energy Storage | Shippable | 26903.45 |  | Shippable but Stock Qty Unavailable | USSSP110-1226 | Already Listed
349-0101 | 349-0101 | SimpliPhi, AccESS 15.2 with 6kW SimpliPhi Inverter 120/240Vac, AC/DC Coupled, with 4 AmpliPhi 3.8 LFP Batteries (Lithium Iron Phosphate), Integrated 2 MPPT Charge Controller, AGS and Energy Trak Gateway, 3R Enclosure, A-4APHI-SPHI-6 | 20741.25 | 6000 | No | Energy Storage | Shippable | 19294.19 |  | Shippable but Stock Qty Unavailable |  | Not Applicable
349-0102 | 349-0102 | SimpliPhi, AccESS 19 with 6kW SimpliPhi Inverter 120/240Vac, AC/DC Coupled, with 5 AmpliPhi 3.8 LFP Batteries (Lithium Iron Phosphate), Integrated 2 MPPT Charge Controller, AGS and Energy Trak Gateway, 3R Enclosure, A-5APHI-SPHI-6 | 23460 | 6000 | No | Energy Storage | Shippable | 21823.26 |  | Shippable but Stock Qty Unavailable |  | Not Applicable
349-0103 | 349-0103 | SimpliPhi, AccESS 22.8 with 6kW SimpliPhi Inverter 120/240Vac, AC/DC Coupled, with 6 AmpliPhi 3.8 LFP Batteries (Lithium Iron Phosphate), Integrated 2 MPPT Charge Controller, AGS and Energy Trak Gateway, 3R Enclosure, A-6APHI-SPHI-6 | 26178.75 | 6000 | No | Energy Storage | Shippable | 24352.33 |  | Shippable but Stock Qty Unavailable |  | Not Applicable
349-0104 | 349-0104 | SimpliPhi, AccESS 11.4 with 6kW SimpliPhi Inverter 120/240Vac, AC/DC Coupled, with 3 Phi 3.8 LFP Batteries (Lithium Iron Phosphate), Integrated 2 MPPT Charge Controller, AGS and Energy Trak Gateway, 3R Enclosure, A-3PHI-SPHI-6 | 16991.25 | 6000 | No | Energy Storage | Shippable | 15805.81 |  | Shippable but Stock Qty Unavailable |  | Not Applicable
349-0105 | 349-0105 | SimpliPhi, AccESS 15.2 with 6kW SimpliPhi Inverter 120/240Vac, AC/DC Coupled, with 4 Phi 3.8 LFP Batteries (Lithium Iron Phosphate), Integrated 2 MPPT Charge Controller, AGS and Energy Trak Gateway, 3R Enclosure, A-4PHI-SPHI-6 | 19251.25 | 6000 | No | Energy Storage | Shippable | 17908.14 |  | Shippable but Stock Qty Unavailable |  | Not Applicable
349-0106 | 349-0106 | SimpliPhi, AccESS 19 with 6kW SimpliPhi Inverter 120/240Vac, AC/DC Coupled, with 5 Phi 3.8 LFP Batteries (Lithium Iron Phosphate), Integrated 2 MPPT Charge Controller, AGS and Energy Trak Gateway, 3R Enclosure, A-5PHI-SPHI-6 | 21597.5 | 6000 | No | Energy Storage | Shippable | 20090.7 |  | Shippable but Stock Qty Unavailable |  | Not Applicable
349-0107 | 349-0107 | SimpliPhi, AccESS 22.8 with 6kW SimpliPhi Inverter 120/240Vac, AC/DC Coupled, with 6 Phi 3.8 LFP Batteries (Lithium Iron Phosphate), Integrated 2 MPPT Charge Controller, AGS and Energy Trak Gateway, 3R Enclosure, A-6PHI-SPHI-6 | 23943.75 | 6000 | No | Energy Storage | Shippable | 22273.26 |  | Shippable but Stock Qty Unavailable |  | Not Applicable
349-0108 | 349-0108 | SimpliPhi, AccESS 11.4 with 6kW SimpliPhi Inverter 120/240Vac, AC/DC Coupled, with 3 AmpliPhi 3.8 LFP Batteries (Lithium Iron Phosphate), Integrated 2 MPPT Charge Controller, AGS and Energy Trak Gateway, 3R Enclosure, A-3APHI-SPHI-6 | 18108.75 | 6000 | No | Energy Storage | Shippable | 16845.35 |  | Shippable but Stock Qty Unavailable |  | Not Applicable
349-0109 | 349-0109 | Duracell, Power Center Core, 10kW (5+5) 120/240Vac, 60Hz, 28kWh LFP battery modules, includes Hub, ATS and CT’s, NEMA 3R, D-10KW-28kWh | 20448.86 | 10000 | No | Energy Storage | Shippable | 19811.74 |  | Shippable but Stock Qty Unavailable |  | Not Applicable
349-1000 | 349-1000 | Storz Power, AI+ 30A Plus with Sol-Ark 5kW AC/DC Coupled, 120/240Vac Inverter, 2, 5.12kWh LFP(Lithium Iron Phosphate) Batteries 10.24kWh, with 1 Wall Mount Battery Cabinet, NEMA 3R Enclosure, UL-1973, UL-1741-SA, 10323 | 10792.68 | 5000 | No | Energy Storage | Soligent De-listing | 10411.76 |  | De-Listing & Stock Qty Unavailable |  | Not Applicable
349-1001 | 349-1001 | Storz Power, AI+ 50A with Sol-Ark 12kW AC/DC Coupled, 120/240Vac Inverter, 2, 5.12kWh LFP(Lithium Iron Phosphate) Batteries 10.24kWh, with 1 Wall Mount Battery Cabinet, NEMA 3R Enclosure, UL-1973, UL-1741-SA, (Rule-21), 10324 | 12682.93 | 12000 | No | Energy Storage | Soligent De-listing | 12235.29 |  | De-Listing & Stock Qty Unavailable |  | Not Applicable
349-1002 | 349-1002 | Storz Power, AI+ 50A with Sol-Ark 12kW EMP Hardened AC/DC Coupled, 120/240Vac Inverter, 2, 5.12kWh LFP(Lithium Iron Phosphate) Batteries 10.24kWh, with 1 Wall Mount Battery Cabinet, NEMA 3R Enclosure, UL-1973, UL-1741-SA, (Rule-21), 10261 | 15402.44 |  | No | Inverters | Soligent De-listing | 14858.82 |  | De-Listing & Stock Qty Unavailable |  | Not Applicable
349-1003 | 349-1003 | Storz Power, AI+ 70A Smart Access with Sol-Ark 12kW AC/DC Coupled, 120/240Vac Inverter, 3, 5.12kWh LFP(Lithium Iron Phosphate) Batteries 15.36kWh, with 2 Wall Mount Battery Cabinets and 1, 12 Circuit Smart Access Load Controller, NEMA 3R Enclosure, UL-1973, UL-1741-SA, (Rule-21), 10325 | 18170.73 | 12000 | No | Energy Storage | Soligent De-listing | 17529.41 |  | De-Listing & Stock Qty Unavailable |  | Not Applicable
349-1004 | 349-1004 | Storz Power, AI+ 70A Smart Access with Sol-Ark 12kW EMP Hardened AC/DC Coupled, 120/240Vac Inverter, 3, 5.12kWh LFP(Lithium Iron Phosphate) Batteries 15.36kWh, with 2 Wall Mount Battery Cabinets and 1, 12 Circuit Smart Access Load Controller, NEMA 3R Enclosure, UL-1973, UL-1741-SA, (Rule-21), 10262 | 21317.07 |  | No | Inverters | Soligent De-listing | 20564.71 |  | De-Listing & Stock Qty Unavailable |  | Not Applicable
349-1005 | 349-1005 | Storz Power, AI+ 200A Smart Access with Sol-Ark 12kW AC/DC Coupled, 120/240Vac Inverter, 4, 5.12kWh LFP(Lithium Iron Phosphate) Batteries 20.48kWh, with 2 Wall Mount Battery Cabinets, 1, 12 Circuit Smart Access Load Controller and 1 AI+ Smart Switch, NEMA 3R Enclosure, UL-1973, UL-1741-SA, (Rule-21), 10326 | 22256.1 | 12000 | No | Energy Storage | Soligent De-listing | 21470.59 |  | De-Listing & Stock Qty Unavailable |  | Not Applicable
350-0014 | 350-0014 | APsystems, Extended Warranty for YC600Y Micro Inverter, 25 Years Total | 17.65 |  | No | Other | Vendor De-listing | 0 |  | Not Applicable as per Item Classification |  | Not Applicable
350-0015 | 350-0015 | APsystems, Extended Warranty for YC1000 and QS1 Micro Inverter, 25 Years Total, | 23.53 |  | No | Other | Vendor De-listing | 0 |  | Not Applicable as per Item Classification |  | Not Applicable
350-0016 | 350-0016 | Solectria, Extended Warranty, PVI 13kW Inverter, (10 years total), WARR-PVI-13-10YR | 850 |  | Yes | Other | Vendor De-listing | 0 |  | Not Applicable as per Item Classification |  | Not Applicable
350-0018 | 350-0018 | Solectria, Extended Warranty, PVI 1800W Inverter, (10 years total), WARR-RESI-1.8-10YR | 129 |  | Yes | Other | Vendor De-listing | 0 |  | Not Applicable as per Item Classification |  | Not Applicable
350-0019 | 350-0019 | Solectria, Extended Warranty, PVI 2500W Inverter, (10 years total), WARR-RESI-2.5-10YR | 129 |  | Yes | Other | Vendor De-listing | 0 |  | Not Applicable as per Item Classification |  | Not Applicable
350-0020 | 350-0020 | Solectria, Extended Warranty, PVI 60kW Inverter, (10 years total), WARR-PVI-60-10YR | 2200 |  | Yes | Other | Soligent De-listing | 0 |  | Not Applicable as per Item Classification |  | Not Applicable
350-0021 | 350-0021 | Solectria, Extended Warranty, PVI 82KW Inverter, 10 Year Total, All Models, WARR-PVI 82KW-10YR | 2900 |  | Yes | Other | Vendor De-listing | 0 |  | Not Applicable as per Item Classification |  | Not Applicable
350-0022 | 350-0022 | Solectria, Extended Warranty, PVI 95KW Inverter, 10 Year Total, All Models, WARR-PVI 95KW-10YR | 3100 |  | Yes | Other | Vendor De-listing | 0 |  | Not Applicable as per Item Classification |  | Not Applicable
350-0056 | 350-0056 | Advanced Energy, Extended Warranty, AE 75TX Inverters, Yrs11-20, (20 years total), AE_75TX-YR20 | 6560 |  | Yes | Other | Vendor De-listing | 0 |  | Not Applicable as per Item Classification |  | Not Applicable
350-0057 | 350-0057 | Advanced Energy, Extended Warranty, AE 100TX Inverters, Yrs11-20, (20 years total), AE_100TX-YR20 | 9184 |  | Yes | Other | Vendor De-listing | 0 |  | Not Applicable as per Item Classification |  | Not Applicable
350-0064 | 350-0064 | Advanced Energy, Extended Warranty, AE 260TX Inverters, Yrs11-20, (20 years total), AE_260TX-YR20 | 17982 |  | Yes | Other | Vendor De-listing | 0 |  | Not Applicable as per Item Classification |  | Not Applicable
350-0065 | 350-0065 | Sonnen, ECO Battery Extension Cabinet, holds 4 additional Batteries, EXTCAB31 | 1405.5 |  | No | Energy Storage | Soligent De-listing | 0 |  | De-Listing & Stock Qty Unavailable |  | Not Applicable
350-0066 | 350-0066 | Outback, 10-Year extended warranty for all FLEXpower Radian systems (including 8kW 300V LT), EXTWARRFEE-FPR | 1645.88 |  | Yes | Other | Soligent De-listing | 0 |  | Not Applicable as per Item Classification |  | Not Applicable
350-0094 | 350-0094 | Solectria, Extended Warranty, SGI 266kW Inverter, (10 years total), WARR-SGI-266-10YR | 5900 |  | Yes | Other | Soligent De-listing | 0 |  | Not Applicable as per Item Classification |  | Not Applicable
350-0095 | 350-0095 | Solectria, Extended Warranty, SGI 266kW Inverter, (15 years total), WARR-SGI-266-15YR | 10915 |  | Yes | Other | Soligent De-listing | 0 |  | Not Applicable as per Item Classification |  | Not Applicable
350-0096 | 350-0096 | Solectria, Extended Warranty, SGI 266kW Inverter, (20 years total), WARR-SGI-266-20YR | 14750 |  | Yes | Other | Soligent De-listing | 0 |  | Not Applicable as per Item Classification |  | Not Applicable
350-0097 | 350-0097 | Solectria, Extended Warranty, SGI 500kW Inverter, (10 years total), WARR-SGI-500-10YR | 8500 |  | Yes | Other | Soligent De-listing | 0 |  | Not Applicable as per Item Classification |  | Not Applicable
350-0098 | 350-0098 | Solectria, Extended Warranty, SGI 500kW Inverter, (15 years total), WARR-SGI-500-15YR | 15725 |  | Yes | Other | Soligent De-listing | 0 |  | Not Applicable as per Item Classification |  | Not Applicable
350-0099 | 350-0099 | Solectria, Extended Warranty, SGI 500kW Inverter, (20 years total), WARR-SGI-500-20YR | 23000 |  | Yes | Other | Soligent De-listing | 0 |  | Not Applicable as per Item Classification |  | Not Applicable
350-0100 | 350-0100 | Solectria, Extended Warranty, SGI 300kW Inverter, (10 years total), WARR-SGI-300-10YR | 6000 |  | Yes | Other | Soligent De-listing | 0 |  | Not Applicable as per Item Classification |  | Not Applicable
350-0101 | 350-0101 | Solectria, Extended Warranty, SGI 300kW Inverter, (15 years total), WARR-SGI-300-15YR | 11100 |  | Yes | Other | Soligent De-listing | 0 |  | Not Applicable as per Item Classification |  | Not Applicable
350-0102 | 350-0102 | Solectria, Extended Warranty, SGI 300kW Inverter, (20 years total), WARR-SGI-300-20YR | 15500 |  | Yes | Other | Soligent De-listing | 0 |  | Not Applicable as per Item Classification |  | Not Applicable
350-0103 | 350-0103 | Yaskawa Solectria, Extended Warranty, XGI 1000 Inverter, (15 years total), WARR-XGI1000-15YR | 3445.99 |  | No | Other | Vendor De-listing | 0 |  | Not Applicable as per Item Classification |  | Not Applicable
350-0104 | 350-0104 | Yaskawa Solectria, Extended Warranty, XGI 1000 Inverter, (20 years total), WARR-XGI1000-20YR | 4445.99 |  | No | Other | Vendor De-listing | 0 |  | Not Applicable as per Item Classification |  | Not Applicable
350-0127 | 350-0127 | Solectria, Extended Warranty, PVI 13kW Inverter, (15 years total), WARR-PVI-13-15YR | 1500 |  | Yes | Other | Vendor De-listing | 0 |  | Not Applicable as per Item Classification |  | Not Applicable
350-0128 | 350-0128 | Solectria, Extended Warranty, PVI 15kW Inverter, (15 years total), WARR-PVI-15-15YR | 1600 |  | Yes | Other | Vendor De-listing | 0 |  | Not Applicable as per Item Classification |  | Not Applicable
350-0131 | 350-0131 | Solectria, Extended Warranty, PVI 60kW Inverter, (15 years total), WARR-PVI-60-15YR | 4070 |  | Yes | Other | Soligent De-listing | 0 |  | Not Applicable as per Item Classification |  | Not Applicable
350-0132 | 350-0132 | Solectria, Extended Warranty, PVI 82KW Inverter, 15 Year Total, All Models, WARR-PVI 82KW-15YR | 5200 |  | Yes | Other | Vendor De-listing | 0 |  | Not Applicable as per Item Classification |  | Not Applicable
350-0133 | 350-0133 | Solectria, Extended Warranty, PVI 95KW Inverter, 15 Year Total, All Models, WARR-PVI 95KW-15YR | 5600 |  | Yes | Other | Vendor De-listing | 0 |  | Not Applicable as per Item Classification |  | Not Applicable
350-0136 | 350-0136 | Solectria, Extended Warranty, PVI 15kW Inverter, (20 years total), WARR-PVI-15-20YR | 2100 |  | Yes | Other | Vendor De-listing | 0 |  | Not Applicable as per Item Classification |  | Not Applicable
350-0142 | 350-0142 | Solectria, Extended Warranty, PVI 60kW Inverter, (20 years total), WARR-PVI-60-20YR | 5500 |  | Yes | Other | Soligent De-listing | 0 |  | Not Applicable as per Item Classification |  | Not Applicable
350-0143 | 350-0143 | Solectria, Extended Warranty, PVI 82KW Inverter, 20 Year Total, All Models, WARR-PVI 82KW-20YR | 6900 |  | Yes | Other | Vendor De-listing | 0 |  | Not Applicable as per Item Classification |  | Not Applicable
350-0144 | 350-0144 | Solectria, Extended Warranty, PVI 95KW Inverter, 20 Year Total, All Models, WARR-PVI 95KW-20YR | 7400 |  | Yes | Other | Vendor De-listing | 0 |  | Not Applicable as per Item Classification |  | Not Applicable
350-0146 | 350-0146 | Advanced Energy, Extended Warranty, AE 50TX Inverters, Yrs11-20, (20 years total), AE_50TX-YR20 | 5200 |  | Yes | Other | Vendor De-listing | 0 |  | Not Applicable as per Item Classification |  | Not Applicable
350-0150 | 350-0150 | SMA, Custom Service or Warranty, Sunny Central Inverters SC250U/SC500U/SC500HE-US, Requires Sunny Central Master Warranty Checklist for ordering, Pricing and Options Described on Checklist, Enter Quote Number and Custom Price | 0 |  | No | Other | Soligent De-listing | 0 |  | Not Applicable as per Item Classification |  | Not Applicable
350-0169 | 350-0169 | SMA, Extended Warranty, SunnyBoy 0- 4.9kW Inverters, 5 Year Standard, (15 years total), GV5US-D | 258.82 |  | No | Other | Vendor De-listing | 0 |  | Not Applicable as per Item Classification |  | Not Applicable
350-0170 | 350-0170 | SMA, Extended Warranty, SunnyBoy 5- 8.9kW Inverters, 5 Year Standard, (15 years total), GV5US-D | 423.53 |  | No | Other | Vendor De-listing | 0 |  | Not Applicable as per Item Classification |  | Not Applicable
350-0171 | 350-0171 | SMA, Extended Warranty, SunnyBoy 9-11.9kW Inverters, 5 Year Standard, (15 years total), GV5US-D | 564.71 |  | No | Other | Vendor De-listing | 0 |  | Not Applicable as per Item Classification |  | Not Applicable
350-0178 | 350-0178 | Solectria, Extended Warranty, PVI 15kW Inverter, (10 years total), WARR-PVI-15-10YR | 900 |  | Yes | Other | Vendor De-listing | 0 |  | Not Applicable as per Item Classification |  | Not Applicable
350-0186 | 350-0186 | Fronius, Extended Warranty Plus, 5 Year, for Fronius Primo (3.8-1, 5.0-1, 6.0-1), covers costs of materials, service reimbursement and ground transportation, 41,200,180 | 600 |  | No | Other | Shippable | 0 |  | Not Applicable as per Item Classification |  | Not Applicable
350-0187 | 350-0187 | Fronius, Extended Warranty Plus, 5 year Fronius Warranty Extension for Fronius Primo (7.6-1, 8.2-1, 10.0-1) and Symo (10.0-3 208-240), covers costs of materials, service reimbursement and ground transportation, 41,200,186 | 823.53 |  | No | Other | Shippable | 0 |  | Not Applicable as per Item Classification |  | Not Applicable
350-0192 | 350-0192 | SMA, Extended Warranty, SunnyBoy 0- 4.9kW Inverters, 10 Year Standard, (20 years total), GV10US-D | 494.12 |  | No | Other | Vendor De-listing | 0 |  | Not Applicable as per Item Classification |  | Not Applicable
350-0193 | 350-0193 | SMA, Extended Warranty, SunnyBoy 5- 8.9kW Inverters, 10 Year Standard, (20 years total), GV10US-D | 800 |  | No | Other | Vendor De-listing | 0 |  | Not Applicable as per Item Classification |  | Not Applicable
350-0194 | 350-0194 | SMA, Extended Warranty, SunnyBoy 9-11.9kW Inverters, 10 Year Standard, (20 years total), GV10US-D | 1058.82 |  | No | Other | Vendor De-listing | 0 |  | Not Applicable as per Item Classification |  | Not Applicable
350-0195 | 350-0195 | Solectria, Extended Warranty, PVI 13kW Inverter, (20 years total), WARR-PVI-13-20YR | 2000 |  | Yes | Other | Vendor De-listing | 0 |  | Not Applicable as per Item Classification |  | Not Applicable
350-0197 | 350-0197 | Solectria, Extended Warranty, SGI 225kW Inverter, (10 years total), WARR-SGI-225-10YR | 5700 |  | Yes | Other | Soligent De-listing | 0 |  | Not Applicable as per Item Classification |  | Not Applicable
350-0198 | 350-0198 | Solectria, Extended Warranty, SGI 225kW Inverter, (15 years total), WARR-SGI-225-15YR | 10545 |  | Yes | Other | Soligent De-listing | 0 |  | Not Applicable as per Item Classification |  | Not Applicable
350-0199 | 350-0199 | Solectria, Extended Warranty, SGI 225kW Inverter, (20 years total), WARR-SGI-225-20YR | 14250 |  | Yes | Other | Soligent De-listing | 0 |  | Not Applicable as per Item Classification |  | Not Applicable
350-0200 | 350-0200 | Solectria, Extended Warranty, SGI 250kW Inverter, (10 years total), WARR-SGI-250-10YR | 5800 |  | Yes | Other | Soligent De-listing | 0 |  | Not Applicable as per Item Classification |  | Not Applicable
350-0201 | 350-0201 | Solectria, Extended Warranty, SGI 250kW Inverter, (15 years total), WARR-SGI-250-15YR | 10730 |  | Yes | Other | Soligent De-listing | 0 |  | Not Applicable as per Item Classification |  | Not Applicable
350-0202 | 350-0202 | Solectria, Extended Warranty, SGI 250kW Inverter, (20 years total), WARR-SGI-250-20YR | 14500 |  | Yes | Other | Soligent De-listing | 0 |  | Not Applicable as per Item Classification |  | Not Applicable
350-0203 | 350-0203 | SolarEdge, Extended Warranty, from 12 to 20 years HD-Wave Single Phase, 5 & 6kW (20 years total), WE-HD1M-20-NA | 235.29 |  | No | Other | Shippable | 0 |  | Not Applicable as per Item Classification |  | Not Applicable
350-0204 | 350-0204 | SolarEdge, Extended Warranty, from 12 to 25 years HD-Wave Single Phase, 5 & 6 kW (25 years total), WE-HD1M-25-NA | 238.82 |  | No | Other | Shippable | 0 |  | Not Applicable as per Item Classification |  | Not Applicable
350-0205 | 350-0205 | SolarEdge, Extended Warranty, from 12 to 20 years HD-Wave Single Phase, 7.6 kW (20 years total), WE-HD1L-20-NA | 270.59 |  | No | Other | Shippable | 0 |  | Not Applicable as per Item Classification |  | Not Applicable
350-0206 | 350-0206 | SolarEdge, Extended Warranty, from 12 to 25 years HD-Wave Single Phase, 7.6 kW (25 years total), WE-HD1L-25-NA | 274.12 |  | No | Other | Shippable | 0 |  | Not Applicable as per Item Classification |  | Not Applicable
350-0207 | 350-0207 | SolarEdge, Extended Warranty, from 12 to 20 years HD-Wave Single Phase, 7.6 kW w/RGM (20 years total), WE-HD1L-RGM-20-NA | 270.59 |  | No | Other | Shippable | 0 |  | Not Applicable as per Item Classification |  | Not Applicable
350-0208 | 350-0208 | SolarEdge, Extended Warranty, from 12 to 25 years HD-Wave Single Phase, 7.6 kW w/RGM (25 years total), WE-HD1L-RGM-25-NA | 274.12 |  | No | Other | Shippable | 0 |  | Not Applicable as per Item Classification |  | Not Applicable
350-0209 | 350-0209 | SolarEdge, Extended Warranty, from 12 to 20 years StorEdge with RGM, 3.8-7.6kW (20 years total), WE-S1S-RGM-20 | 910.59 |  | No | Other | Vendor De-listing | 0 |  | Not Applicable as per Item Classification |  | Not Applicable
350-0210 | 350-0210 | SolarEdge, Extended Warranty, from 12 to 25 years StorEdge with RGM, 3.8-7.6kW (25 years total), WE-S1S-RGM-25 | 1457.65 |  | No | Other | Vendor De-listing | 0 |  | Not Applicable as per Item Classification |  | Not Applicable
350-0211 | 350-0211 | SolarEdge, Extended Warranty, from 12 to 20 years, 208 3 Phase, 43.2kW (20 years total), WE-3-208V-UH-20-NA | 1588.24 |  | No | Other | Shippable | 0 |  | Not Applicable as per Item Classification |  | Not Applicable
350-0212 | 350-0212 | SolarEdge, Extended Warranty, from 12 to 20 years, 480 3 Phase, 66.6kW (20 years total), WE-3MH-20-NA | 1058.82 |  | No | Other | Shippable | 0 |  | Not Applicable as per Item Classification |  | Not Applicable
350-0213 | 350-0213 | SolarEdge, Extended Warranty, from 12 to 20 years, 480 3 Phase, 100kW (20 years total), WE-3UH-20-NA | 1588.24 |  | No | Other | Shippable | 0 |  | Not Applicable as per Item Classification |  | Not Applicable
350-0214 | 350-0214 | SolarEdge, Extended Warranty, from 12 to 20 years HD-Wave Single Phase 3.8kW with EV Charger (20 years total), WE-HD1S-20-NA-EV | 482.35 |  | No | Other | Shippable | 0 |  | Not Applicable as per Item Classification |  | Not Applicable
350-0215 | 350-0215 | SolarEdge, Extended Warranty, from 12 to 20 years HD-Wave Single Phase 5-7.6kW with EV Charger (20 years total), WE-HD1L-20-NA-EV | 552.94 |  | No | Other | Shippable | 0 |  | Not Applicable as per Item Classification |  | Not Applicable
350-0216 | 350-0216 | SolarEdge, Extended Warranty, from 12 to 25 years HD-Wave Single Phase 3.8kW with EV Charger (25 years total), WE-HD1S-25-NA-EV | 541.18 |  | No | Other | Shippable | 0 |  | Not Applicable as per Item Classification |  | Not Applicable
350-0217 | 350-0217 | SolarEdge, Extended Warranty, from 12 to 25 years HD-Wave Single Phase 5-7.6kW with EV Charger (25 years total), WE-HD1L-25-NA-EV | 611.76 |  | No | Other | Shippable | 0 |  | Not Applicable as per Item Classification |  | Not Applicable
350-0218 | 350-0218 | SolarEdge, Extended Warranty, from 12 to 20 years HD-Wave Single Phase 3.8kW with EV Charger and RGM (20 years total), WE-HD1S-R-20-NA-EV | 511.76 |  | No | Other | Shippable | 0 |  | Not Applicable as per Item Classification |  | Not Applicable
350-0219 | 350-0219 | SolarEdge, Extended Warranty, from 12 to 20 years HD-Wave Single Phase 5-7.6kW with EV Charger and RGM (20 years total), WE-HD1L-R-20-NA-EV | 582.35 |  | No | Other | Shippable | 0 |  | Not Applicable as per Item Classification |  | Not Applicable
350-0220 | 350-0220 | SolarEdge, Extended Warranty, from 12 to 25 years HD-Wave Single Phase 3.8kW with EV Charger and RGM (25 years total), WE-HD1S-R-25-NA-EV | 564.71 |  | No | Other | Shippable | 0 |  | Not Applicable as per Item Classification |  | Not Applicable
350-0221 | 350-0221 | SolarEdge, Extended Warranty, from 12 to 25 years HD-Wave Single Phase 5-7.6kW with EV Charger and RGM (25 years total), WE-HD1L-R-25-NA-EV | 635.29 |  | No | Other | Shippable | 0 |  | Not Applicable as per Item Classification |  | Not Applicable
350-0222 | 350-0222 | SMA, Extended Warranty Plus, Inverter Size 20000W, 5 year warranty extension plus (15 years total), includes Service Call Rebate, GV5US-D PLUS 20000 |  |  | No | Other | Shippable | 0 |  | Not Applicable as per Item Classification |  | Not Applicable
350-0223 | 350-0223 | SMA, Extended Warranty Plus, Inverter Size 24000W, 5 year warranty extension plus (15 years total), includes Service Call Rebate, GV5US-D PLUS 24000 | 607.06 |  | No | Other | Soligent De-listing | 0 |  | Not Applicable as per Item Classification |  | Not Applicable
350-0224 | 350-0224 | SMA, Extended Warranty Plus, Inverter Size 30000-33000W, 5 year warranty extension plus (15 years total), includes Service Call Rebate, GV5US-D PLUS 30000 | 651.18 |  | No | Other | Soligent De-listing | 0 |  | Not Applicable as per Item Classification |  | Not Applicable
350-0225 | 350-0225 | SMA, Extended Warranty Plus, Inverter Size 62000W, 5 year warranty extension plus (15 years total), includes Service Call Rebate, GV5US-D PLUS 60000 | 1016.47 |  | No | Other | Shippable | 0 |  | Not Applicable as per Item Classification |  | Not Applicable
350-0226 | 350-0226 | SMA, Extended Warranty Plus, Inverter Size 20000W, 10 year warranty extension plus (20 years total), includes Service Call Rebate, GV10US-D PLUS 20000 | 1125 |  | No | Other | Soligent De-listing | 0 |  | Not Applicable as per Item Classification |  | Not Applicable
350-0227 | 350-0227 | SMA, Extended Warranty Plus, Inverter Size24000W, 10 year warranty extension plus (20 years total), includes Service Call Rebate, GV10US-D PLUS 24000 | 1213.24 |  | No | Other | Soligent De-listing | 0 |  | Not Applicable as per Item Classification |  | Not Applicable
350-0228 | 350-0228 | SMA, Extended Warranty Plus, Inverter Size 30000-33000W, 10 year warranty extension plus (20 years total), includes Service Call Rebate, GV10US-D PLUS 30000 | 1581.18 |  | No | Other | Shippable | 0 |  | Not Applicable as per Item Classification |  | Not Applicable
350-0229 | 350-0229 | SMA, Extended Warranty Plus, Inverter Size 62000W, 10 year warranty extension plus (20 years total), includes Service Call Rebate, GV10US-D PLUS 60000 | 2032.94 |  | No | Other | Shippable | 0 |  | Not Applicable as per Item Classification |  | Not Applicable
350-0230 | 350-0230 | SolarEdge, Extended Warranty, from 12 to 20 years HD-Wave Single Phase 5-6kW with RGM (20 years total), WE-HD1M-RGM-20-NA | 235.29 |  | No | Other | Soligent De-listing | 0 |  | Not Applicable as per Item Classification |  | Not Applicable
350-0231 | 350-0231 | SolarEdge, Extended Warranty, from 12 to 25 years HD-Wave Single Phase 5-6kW with RGM (25 years total), WE-HD1M-RGM-25-NA | 238.82 |  | No | Other | Soligent De-listing | 0 |  | Not Applicable as per Item Classification |  | Not Applicable
350-0232 | 350-0232 | SolarEdge, Extended Warranty, from 12 to 20 years HD-Wave Single Phase 10-11.4kW with RGM (20 years total), WE-HD1H-RGM-20-NA | 376.47 |  | No | Other | Soligent De-listing | 0 |  | Not Applicable as per Item Classification |  | Not Applicable
350-0233 | 350-0233 | SolarEdge, Extended Warranty, from 12 to 25 years HD-Wave Single Phase 10-11.4kW with RGM (25 years total), WE-HD1H-RGM-25-NA | 395.29 |  | No | Other | Shippable | 0 |  | Not Applicable as per Item Classification |  | Not Applicable
350-0234 | 350-0234 | Outback, 5 Year Extended Warranty, 10 Years Total, for Radian Series Inverters/Chargers, Extended Warranty Fee, EXTWARRFEE-GS | 1057.65 |  | Yes | Other | Soligent De-listing | 0 |  | Not Applicable as per Item Classification |  | Not Applicable
350-0235 | 350-0235 | Outback, 5 Year Extended Warranty, 10 Years Total, for FXR Series Inverters/Chargers, Extended Warranty Fee, EXTWARRFEE-FXR | 704.71 |  | Yes | Other | Vendor De-listing | 0 |  | Not Applicable as per Item Classification |  | Not Applicable
350-0236 | 350-0236 | Outback, 5 Year Extended Warranty, 10 Years Total, for FLEXmax Series Charge Controllers, Extended Warranty Fee, EXTWARRFEE-FM | 294.12 |  | Yes | Other | Soligent De-listing | 0 |  | Not Applicable as per Item Classification |  | Not Applicable
350-0237 | 350-0237 | SolarEdge, Extended Warranty, from 12 to 20 years Energy-Hub Single Phase <4kW (20 years total), WE-EH1S-RGM-20-NA | 270.59 |  | Yes | Other | Shippable | 0 |  | Not Applicable as per Item Classification |  | Not Applicable
350-0238 | 350-0238 | SolarEdge, Extended Warranty, from 12 to 20 years Energy-Hub Single Phase 4-6kW (20 years total), WE-EH1M-RGM-20-NA | 314.12 |  | Yes | Other | Shippable | 0 |  | Not Applicable as per Item Classification |  | Not Applicable
350-0239 | 350-0239 | SolarEdge, Extended Warranty, from 12 to 20 years Energy-Hub Single Phase 7.6kW (20 years total), WE-EH1L-RGM-20-NA | 356.47 |  | Yes | Other | Shippable | 0 |  | Not Applicable as per Item Classification |  | Not Applicable
350-0240 | 350-0240 | SolarEdge, Extended Warranty, from 12 to 25 years Energy-Hub Single Phase <4kW (25years total), WE-EH1S-RGM-25-NA | 397.65 |  | Yes | Other | Shippable | 0 |  | Not Applicable as per Item Classification |  | Not Applicable
350-0241 | 350-0241 | SolarEdge, Extended Warranty, from 12 to 25 years Energy-Hub Single Phase 4-6kW (25years total), WE-EH1M-RGM-25-NA | 423.53 |  | Yes | Other | Shippable | 0 |  | Not Applicable as per Item Classification |  | Not Applicable
350-0242 | 350-0242 | SolarEdge, Extended Warranty, from 12 to 25 years Energy-Hub Single Phase7.6kW (25years total), WE-EH1L-RGM-25-NA | 435.29 |  | Yes | Other | Shippable | 0 |  | Not Applicable as per Item Classification |  | Not Applicable
350-0305 | 350-0305 | Advanced Energy, Extended Warranty, AE 35TX Inverters, Yrs11-20, (20 years total), AE_35TX-YR20 | 4800 |  | Yes | Other | Vendor De-listing | 0 |  | Not Applicable as per Item Classification |  | Not Applicable
350-0306 | 350-0306 | Fronius, Extended Warranty Plus, 10 year Fronius Warranty Extension for Fronius Primo (7.6-1, 8.2-1, 10.0-1) and Symo (10.0-3 208-240), covers costs of materials, service reimbursement and ground transportation, 41,200,187 | 1247.06 |  | No | Other | Shippable | 0 |  | Not Applicable as per Item Classification |  | Not Applicable
350-0307 | 350-0307 | Fronius, Extended Warranty Plus, 10 Year, for Fronius Primo (3.8-1, 5.0-1, 6.0-1), covers costs of materials, service reimbursement and ground transportation, 41,200,181 | 894.12 |  | No | Other | Shippable | 0 |  | Not Applicable as per Item Classification |  | Not Applicable
350-0308 | 350-0308 | Fronius, Extended Warranty Plus, 10 year Fronius Warranty Extension for Fronius Primo (11.4-1, and 12.5-1) and Symo (12.0-3 208-240), covers costs of materials, service reimbursement and ground transportation, 41,200,193 | 1658.82 |  | No | Other | Shippable | 0 |  | Not Applicable as per Item Classification |  | Not Applicable
350-0309 | 350-0309 | Fronius, Ten Year Warranty Extension (20 Year Coverage), For all CL Inverters, 41,200,121 | 25977 |  | No | Other | Vendor De-listing | 0 |  | Not Applicable as per Item Classification |  | Not Applicable
350-0311 | 350-0311 | Advanced Energy Solaron, 15 Year Extended Warranty for PVP 333kW, SOL333KW-15YR | 7562 |  | Yes | Other | Vendor De-listing | 0 |  | Not Applicable as per Item Classification |  | Not Applicable
350-0312 | 350-0312 | SMA, Warranty Extension for STP 17000TL Inverter, 15 Year Active, (20 years total) | 1942.5 |  | Yes | Other | Vendor De-listing | 0 |  | Not Applicable as per Item Classification |  | Not Applicable
350-0314 | 350-0314 | Advanced Energy, PVMV-1000 Optional Extended 20 Year Warranty (Inverters Only), PVMV-1000 20 Yr. Warranty | 37200 |  | Yes | Other | Vendor De-listing | 0 |  | Not Applicable as per Item Classification |  | Not Applicable
350-0315 | 350-0315 | Advanced Energy, PVMV-500 Optional Extended 20 Year Warranty (Inverters Only), PVMV-500 20 Yr. Warranty | 18600 |  | Yes | Other | Vendor De-listing | 0 |  | Not Applicable as per Item Classification |  | Not Applicable
350-0316 | 350-0316 | SMA, Extended Warranty, Sunny Tripower Inverters, Include Part# and Enter Quote Number and Custom Price, | 0 |  | Yes | Other | Vendor De-listing | 0 |  | Not Applicable as per Item Classification |  | Not Applicable
350-0317 | 350-0317 | Solectria, Extended Warranty, PVI 10kW Inverter, (20 years total), WARR-PVI-10-20YR | 2000 |  | Yes | Other | Vendor De-listing | 0 |  | Not Applicable as per Item Classification |  | Not Applicable
350-0318 | 350-0318 | SMA, Extended Warranty, Sunny Island 4548, 5048, and 6048 Inverters, 5 Year Standard, (10 years tota) | 525 |  | Yes | Other | Vendor De-listing | 0 |  | Not Applicable as per Item Classification |  | Not Applicable
350-0319 | 350-0319 | SMA, Extended Warranty, Sunny Island 4548, 5048, and 6048 Inverters, 10 Year Standard, (15 years total) | 1050 |  | Yes | Other | Vendor De-listing | 0 |  | Not Applicable as per Item Classification |  | Not Applicable
350-0320 | 350-0320 | Outback, 10 Year Extended Warranty for GFX Series Inverters/Chargers, Extended Warranty Fee, GTFX & GVFX | 599 |  | Yes | Other | Soligent De-listing | 0 |  | Not Applicable as per Item Classification |  | Not Applicable
350-0321 | 350-0321 | Xantrex, XW 4024-120/240-60, 5 Year Warranty Extension - 10 year total, 865-1010 WAR | 400 |  | Yes | Inverters | Soligent De-listing | 0 |  | De-Listing & Stock Qty Unavailable |  | Not Applicable
350-0322 | 350-0322 | Xantrex, XW4548-120/240-60, 5 Year Warranty Extension - 10 year total, 865-1005 WAR | 400 |  | Yes | Inverters | Soligent De-listing | 0 |  | De-Listing & Stock Qty Unavailable |  | Not Applicable
350-0323 | 350-0323 | Xantrex, XW6048-120/240-60, 5 Year Warranty Extension - 10 year total, 865-1000 WAR | 400 |  | Yes | Inverters | Soligent De-listing | 0 |  | De-Listing & Stock Qty Unavailable |  | Not Applicable
350-0324 | 350-0324 | Advanced Energy, Solaron, 5 Year Extended Warranty for 500kW, CAB3, SOL500KW-CAB3-5YR | 10270 |  | Yes | Other | Vendor De-listing | 0 |  | Not Applicable as per Item Classification |  | Not Applicable
350-0325 | 350-0325 | Fronius, Extended Warranty, CL Inverters, 15 Year, (20 year total), 41,200,121 | 25977 |  | No | Other | Vendor De-listing | 0 |  | Not Applicable as per Item Classification |  | Not Applicable
350-0326 | 350-0326 | SMA, Extended Warranty Plus, SunnyBoy 9-11.9kW Inverters, 10 Year Plus includes $150 Service Rebate, (20 years total), GV10US-D PLUS | 1200 |  | No | Other | Vendor De-listing | 0 |  | Not Applicable as per Item Classification |  | Not Applicable
350-0327 | 350-0327 | SMA, Extended Warranty Plus, SunnyBoy 5- 8.9kW Inverters, 10 Year Plus includes $150 Service Rebate, (20 years total), GV10US-D PLUS | 894.12 |  | No | Other | Vendor De-listing | 0 |  | Not Applicable as per Item Classification |  | Not Applicable
350-0328 | 350-0328 | SMA, Extended Warranty Plus, SunnyBoy 0- 4.9kW Inverters, 10 Year Plus includes $150 Service Rebate, (20 years total), GV10US-D PLUS | 588.24 |  | No | Other | Vendor De-listing | 0 |  | Not Applicable as per Item Classification |  | Not Applicable
350-0329 | 350-0329 | SMA, Extended Warranty Plus, SunnyBoy 9-11.9kW Inverters, 5 Year Plus includes $150 Service Rebate, (15 years total), GV5US-D PLUS | 658.82 |  | No | Other | Vendor De-listing | 0 |  | Not Applicable as per Item Classification |  | Not Applicable
350-0330 | 350-0330 | SMA, Extended Warranty Plus, SunnyBoy 5- 8.9kW Inverters, 5 Year Plus includes $150 Service Rebate, (15 years total), GV5US-D PLUS | 494.12 |  | No | Other | Vendor De-listing | 0 |  | Not Applicable as per Item Classification |  | Not Applicable
350-0331 | 350-0331 | SMA, Extended Warranty Plus, SunnyBoy 0- 4.9kW Inverters, 5 Year Plus includes $150 Service Rebate, (15 years total), GV5US-D PLUS | 329.41 |  | No | Other | Vendor De-listing | 0 |  | Not Applicable as per Item Classification |  | Not Applicable
350-0332 | 350-0332 | Solectria, Extended Warranty, PVI 50kW Inverter, (15 years total), WARR-PVI-50-15YR | 3515 |  | Yes | Other | Soligent De-listing | 0 |  | Not Applicable as per Item Classification |  | Not Applicable
350-0333 | 350-0333 | Solectria, Extended Warranty, PVI 50kW Inverter, (10 years total), WARR-PVI-50-10YR | 1900 |  | Yes | Other | Soligent De-listing | 0 |  | Not Applicable as per Item Classification |  | Not Applicable
350-0334 | 350-0334 | Solectria, Extended Warranty, PVI 50kW Inverter, (20 years total), WARR-PVI-50-20YR | 4750 |  | Yes | Other | Soligent De-listing | 0 |  | Not Applicable as per Item Classification |  | Not Applicable
350-0335 | 350-0335 | Solectria, Extended Warranty, PVI 85kW Inverter, (15 years total), WARR-PVI-85-15YR | 4865 |  | Yes | Other | Soligent De-listing | 0 |  | Not Applicable as per Item Classification |  | Not Applicable
350-0336 | 350-0336 | Solectria, Extended Warranty, PVI 85kW Inverter, (10 years total), WARR-PVI-85-10YR | 2630 |  | Yes | Other | Soligent De-listing | 0 |  | Not Applicable as per Item Classification |  | Not Applicable
350-0337 | 350-0337 | Solectria, Extended Warranty, PVI 85kW Inverter, (20 years total), WARR-PVI-85-20YR | 6575 |  | Yes | Other | Soligent De-listing | 0 |  | Not Applicable as per Item Classification |  | Not Applicable
350-0338 | 350-0338 | Solectria, Extended Warranty, PVI 100KW Inverter, 15 Year Total, All Models, WARR-PVI-100KW-15YR | 5365 |  | Yes | Other | Vendor De-listing | 0 |  | Not Applicable as per Item Classification |  | Not Applicable
350-0339 | 350-0339 | Solectria, Extended Warranty, PVI 100KW Inverter, 10 Year Total, All Models, WARR-PVI-100KW-10YR | 2900 |  | Yes | Other | Vendor De-listing | 0 |  | Not Applicable as per Item Classification |  | Not Applicable
350-0340 | 350-0340 | Solectria, Extended Warranty, PVI 100KW Inverter, 20 Year Total, All Models, WARR-PVI-100KW-20YR | 7250 |  | Yes | Other | Vendor De-listing | 0 |  | Not Applicable as per Item Classification |  | Not Applicable
350-0341 | 350-0341 | Solectria, Extended Warranty, SGI 500XTKW Inverter, (10 years total), WARR-SGI-500XT-10YR | 8000 |  | Yes | Other | Soligent De-listing | 0 |  | Not Applicable as per Item Classification |  | Not Applicable
350-0342 | 350-0342 | Solectria, Extended Warranty, SGI 500XTKW Inverter, (15 years total), WARR-SGI-500XT-15YR | 14800 |  | Yes | Other | Soligent De-listing | 0 |  | Not Applicable as per Item Classification |  | Not Applicable
350-0343 | 350-0343 | Solectria, Extended Warranty, SGI 500XTKW Inverter, (20 years total), WARR-SGI-500XT-20YR | 20000 |  | Yes | Other | Soligent De-listing | 0 |  | Not Applicable as per Item Classification |  | Not Applicable
350-0344 | 350-0344 | Fronius, Extended Warranty, CL Inverters, 5 Year, (10 year total), 41,200,120 | 735 |  | No | Other | Vendor De-listing | 0 |  | Not Applicable as per Item Classification |  | Not Applicable
350-0345 | 350-0345 | Advanced Energy, Extended Warranty, AE 500TX Inverters, Yrs11-20, (20 years total), AE_500TX-YR20 | 25043 |  | Yes | Other | Vendor De-listing | 0 |  | Not Applicable as per Item Classification |  | Not Applicable
350-0346 | 350-0346 | Solectria, Extended Warranty, PVI 100kW Inverter, (10 years total), WARR-PVI-100-10YR | 2900 |  | Yes | Other | Soligent De-listing | 0 |  | Not Applicable as per Item Classification |  | Not Applicable
350-0347 | 350-0347 | Solectria, Extended Warranty, PVI 100kW Inverter, (15 years total), WARR-PVI-100-15YR | 5365 |  | Yes | Other | Soligent De-listing | 0 |  | Not Applicable as per Item Classification |  | Not Applicable
350-0348 | 350-0348 | Solectria, Extended Warranty, PVI 100kW Inverter, (20 years total), WARR-PVI-100-20YR | 7250 |  | Yes | Other | Soligent De-listing | 0 |  | Not Applicable as per Item Classification |  | Not Applicable
350-0349 | 350-0349 | Solectria, Extended Warranty, PVI 50kW Inverter, 10 Year Total Inverter Warranty, WARR-PVI-50-10YR | 1900 |  | Yes | Other | Soligent De-listing | 0 |  | Not Applicable as per Item Classification |  | Not Applicable
350-0350 | 350-0350 | Solectria, Extended Warranty, PVI 50kW Inverter, 15 Year Total Inverter Warranty, WARR-PVI-50-15YR | 3515 |  | Yes | Other | Soligent De-listing | 0 |  | Not Applicable as per Item Classification |  | Not Applicable
350-0351 | 350-0351 | Solectria, Extended Warranty, PVI 50kW Inverter, 20 Year Total Inverter Warranty, WARR-PVI-50-20YR | 4750 |  | Yes | Other | Soligent De-listing | 0 |  | Not Applicable as per Item Classification |  | Not Applicable
350-0352 | 350-0352 | Solectria, Extended Warranty, PVI 75kW Inverter, (10 years total), WARR-PVI-75-10YR | 2400 |  | Yes | Other | Soligent De-listing | 0 |  | Not Applicable as per Item Classification |  | Not Applicable
350-0353 | 350-0353 | Solectria, Extended Warranty, PVI 75kW Inverter, (15 years total), WARR-PVI-75-15YR | 4440 |  | Yes | Other | Soligent De-listing | 0 |  | Not Applicable as per Item Classification |  | Not Applicable
350-0354 | 350-0354 | Solectria, Extended Warranty, PVI 75kW Inverter, (20 years total), WARR-PVI-75-20YR | 6000 |  | Yes | Other | Soligent De-listing | 0 |  | Not Applicable as per Item Classification |  | Not Applicable
350-0355 | 350-0355 | Solectria, Extended Warranty, PVI 10kW Inverter, (10 years total), WARR-PVI-10-10YR | 850 |  | Yes | Other | Vendor De-listing | 0 |  | Not Applicable as per Item Classification |  | Not Applicable
350-0356 | 350-0356 | Solectria, Extended Warranty, PVI 10kW Inverter, (15 years total), WARR-PVI-10-15YR | 1500 |  | Yes | Other | Vendor De-listing | 0 |  | Not Applicable as per Item Classification |  | Not Applicable
350-0357 | 350-0357 | Advanced Energy, Custom Service or Warranty, Include Part# , Enter Quote Number and Custom Price | 0 |  | Yes | Other | Vendor De-listing | 0 |  | Not Applicable as per Item Classification |  | Not Applicable
350-0358 | 350-0358 | Outback, 10 Year Extended Warranty for Radian Series Inverters/Chargers, Extended Warranty Fee, Radian | 899 |  | Yes | Other | Soligent De-listing | 0 |  | Not Applicable as per Item Classification |  | Not Applicable
350-0359 | 350-0359 | SMA, Extended Warranty, SB240 Microinverter, 5 Year Standard, (15 years total), 240Micro-GV5US-D | 35 |  | Yes | Other | Vendor De-listing | 0 |  | Not Applicable as per Item Classification |  | Not Applicable
350-0360 | 350-0360 | SMA, Extended Warranty, SB240 Microinverter,10 Year Standard, (20 years total), 240Micro-GV10US-D | 59 |  | Yes | Other | Vendor De-listing | 0 |  | Not Applicable as per Item Classification |  | Not Applicable
350-0361 | 350-0361 | SMA, Extended Warranty, Sunny Tripower 12-<25 kW Inverter , 5 Year Standard, (15 years total), 12 - <25 kW-GV5US-D | 731.71 |  | No | Other | Vendor De-listing | 0 |  | Not Applicable as per Item Classification |  | Not Applicable
350-0362 | 350-0362 | SMA, Extended Warranty, Sunny Tripower 12-<25 kW Inverters, 10 Year Standard, (20 years total), 12 - <25 kW-GV10US-D | 1365.85 |  | No | Other | Vendor De-listing | 0 |  | Not Applicable as per Item Classification |  | Not Applicable
350-0363 | 350-0363 | SMA, Extended Warranty Plus, Sunny Tripower 12-<25 kW Inverters, 5 Year Plus includes $150 Service Rebate, (15 years total), 12 - <25 kW-GV5US-D PLUS | 878.05 |  | No | Other | Vendor De-listing | 0 |  | Not Applicable as per Item Classification |  | Not Applicable
350-0364 | 350-0364 | SMA, Extended Warranty Plus, Sunny Tripower 12-<25 kW Inverters, 10 Year Plus includes $150 Service Rebate, (20 years total), 12 - <25 kW-GV10US-D PLUS | 1560.98 |  | No | Other | Vendor De-listing | 0 |  | Not Applicable as per Item Classification |  | Not Applicable
350-0365 | 350-0365 | Fronius, Extended Warranty Plus, 5 year Fronius Warranty Extension for Fronius Primo (11.4-1, and 12.5-1) and Symo (12.0-3 208-240), covers costs of materials, service reimbursement and ground transportation, 41,200,192 | 1105.88 |  | No | Other | Shippable | 0 |  | Not Applicable as per Item Classification |  | Not Applicable
350-0366 | 350-0366 | SMA, Extended Warranty Plus, Sunny Tripower Inverter Size 12000W, 5 year warranty extension plus (15 years total), includes Service Call Rebate, GV5US-D PLUS 12000 | 430.59 |  | No | Other | Soligent De-listing | 0 |  | Not Applicable as per Item Classification |  | Not Applicable
350-0367 | 350-0367 | SMA, Extended Warranty Plus, Sunny Tripower Inverter Size 12000W,10 year warranty extension plus (20 years total), includes Service Call Rebate, GV10US-D PLUS 12000 | 860.29 |  | No | Other | Soligent De-listing | 0 |  | Not Applicable as per Item Classification |  | Not Applicable
350-0368 | 350-0368 | SMA, Extended Warranty Plus, Sunny Tripower Inverter Size 15000W, 5 year warranty extension plus (15 years total), includes Service Call Rebate, GV5US-D PLUS 15000 | 463.24 |  | No | Other | Soligent De-listing | 0 |  | Not Applicable as per Item Classification |  | Not Applicable
350-0369 | 350-0369 | SMA, Extended Warranty Plus, Sunny Tripower Inverter Size 15000W, 10 year warranty extension plus (20 years total), includes Service Call Rebate, GV10US-D PLUS 15000 | 926.47 |  | No | Other | Soligent De-listing | 0 |  | Not Applicable as per Item Classification |  | Not Applicable
350-0370 | 350-0370 | SMA, Extended Warranty Plus, Sunny Tripower Inverter Size 20000/24000/30000W, 5 year warranty extension plus (15 years total), includes Service Call Rebate, GV5US-D PLUS 20000/24000/30000 | 562.94 |  | No | Other | Soligent De-listing | 0 |  | Not Applicable as per Item Classification |  | Not Applicable
350-0371 | 350-0371 | SMA, Extended Warranty Plus, Sunny Tripower Inverter Size 20000/24000/30000 kW, 10 year warranty extension plus (20 years total), includes Service Call Rebate, GV10US-D PLUS 20000/24000/30000 | 1125 |  | No | Other | Soligent De-listing | 0 |  | Not Applicable as per Item Classification |  | Not Applicable
350-0372 | 350-0372 | SMA, Extended Warranty Plus, Inverter Size 2000/2500/3000W including TL inverters, 5 year warranty extension plus (15 years total), includes Service Call Rebate, GV5US-D PLUS 2000/2500/3000 | 198.53 |  | No | Other | Soligent De-listing | 0 |  | Not Applicable as per Item Classification |  | Not Applicable
350-0373 | 350-0373 | SMA, Extended Warranty Plus, Inverter Size 2000/2500/3000W including TL inverters, 10 year warranty extension plus (20 years total), includes Service Call Rebate, GV10US-D PLUS 2000/2500/3000 | 397.06 |  | No | Other | Soligent De-listing | 0 |  | Not Applicable as per Item Classification |  | Not Applicable
350-0374 | 350-0374 | SMA, Extended Warranty Plus, Inverter Size 3800W including TL inverters, 5 year warranty extension plus (15 years total), includes Service Call Rebate, GV5US-D PLUS 3800 | 224.12 |  | No | Other | Soligent De-listing | 0 |  | Not Applicable as per Item Classification |  | Not Applicable
350-0375 | 350-0375 | SMA, Extended Warranty Plus, Inverter Size 3800W including TL inverters, 10 year warranty extension plus (20 years total), includes Service Call Rebate, GV10US-D PLUS 3800 | 564.71 |  | No | Other | Shippable | 0 |  | Not Applicable as per Item Classification |  | Not Applicable
350-0376 | 350-0376 | SMA, Extended Warranty Plus, Inverter Size 4000/5000W including TL inverters, 5 year warranty extension plus (15 years total), includes Service Call Rebate, GV5US-D PLUS 4000/5000 | 234.71 |  | No | Other | Soligent De-listing | 0 |  | Not Applicable as per Item Classification |  | Not Applicable
350-0377 | 350-0377 | SMA, Extended Warranty Plus, Inverter Size 4000/5000W including TL inverters, 10 year warranty extension plus (20 years total), includes Service Call Rebate, GV10US-D PLUS 4000/5000 | 470.29 |  | No | Other | Soligent De-listing | 0 |  | Not Applicable as per Item Classification |  | Not Applicable
350-0378 | 350-0378 | SMA, Extended Warranty Plus, Inverter Size 6000W including TL inverters, 5 year warranty extension plus (15 years total), includes Service Call Rebate, GV5US-D PLUS 6000 | 282.35 |  | No | Other | Soligent De-listing | 0 |  | Not Applicable as per Item Classification |  | Not Applicable
350-0379 | 350-0379 | SMA, Extended Warranty Plus, Inverter Size 6000W including TL inverters, 10 year warranty extension plus (20 years total), includes Service Call Rebate, GV10US-D PLUS 6000 | 564.71 |  | No | Other | Soligent De-listing | 0 |  | Not Applicable as per Item Classification |  | Not Applicable
350-0380 | 350-0380 | SMA, Extended Warranty Plus, Inverter Size 7000W including TL inverters, 5 year warranty extension plus (15 years total), includes Service Call Rebate, GV5US-D PLUS 7000 | 320.29 |  | No | Other | Soligent De-listing | 0 |  | Not Applicable as per Item Classification |  | Not Applicable
350-0381 | 350-0381 | SMA, Extended Warranty Plus, Inverter Size 7000W including TL inverters, 10 year warranty extension plus (20 years total), includes Service Call Rebate, GV10US-D PLUS 7000 | 639.71 |  | No | Other | Soligent De-listing | 0 |  | Not Applicable as per Item Classification |  | Not Applicable
350-0382 | 350-0382 | SMA, Extended Warranty Plus, Inverter Size 7700/8000W including TL inverters, 5 year warranty extension plus (15 years total), includes Service Call Rebate, GV5US-D PLUS 7700/8000 | 372.71 |  | No | Other | Shippable | 0 |  | Not Applicable as per Item Classification |  | Not Applicable
350-0383 | 350-0383 | SMA, Extended Warranty Plus, Inverter Size 7700/8000W including TL inverters, 10 year warranty extension plus (20 years total), includes Service Call Rebate, GV10US-D PLUS 7700/8000 | 658.82 |  | No | Other | Shippable | 0 |  | Not Applicable as per Item Classification |  | Not Applicable
350-0384 | 350-0384 | SMA, Extended Warranty Plus, Inverter Size 9000W including TL inverters, 5 year warranty extension plus (15 years total), includes Service Call Rebate, GV5US-D PLUS 9000 | 364.41 |  | No | Other | Soligent De-listing | 0 |  | Not Applicable as per Item Classification |  | Not Applicable
350-0385 | 350-0385 | SMA, Extended Warranty Plus, Inverter Size 9000W including TL inverters, 10 year warranty extension plus (20 years total), includes Service Call Rebate, GV10US-D PLUS 9000 | 727.94 |  | No | Other | Soligent De-listing | 0 |  | Not Applicable as per Item Classification |  | Not Applicable
350-0386 | 350-0386 | SMA, Extended Warranty Plus, Inverter Size 10000W including TL inverters, 5 year warranty extension plus (15 years total), includes Service Call Rebate, GV5US-D PLUS 10000 | 397.06 |  | No | Other | Soligent De-listing | 0 |  | Not Applicable as per Item Classification |  | Not Applicable
350-0387 | 350-0387 | SMA, Extended Warranty Plus, Inverter Size 10000W including TL inverters, 10 year warranty extension plus (20 years total), includes Service Call Rebate, GV10US-D PLUS 10000 | 794.12 |  | No | Other | Soligent De-listing | 0 |  | Not Applicable as per Item Classification |  | Not Applicable
350-0388 | 350-0388 | SMA, Extended Warranty Plus, Inverter Size 11000W including TL inverters, 5 year warranty extension plus (15 years total), includes Service Call Rebate, GV5US-D PLUS 11000 | 397.06 |  | No | Other | Soligent De-listing | 0 |  | Not Applicable as per Item Classification |  | Not Applicable
350-0389 | 350-0389 | SMA, Extended Warranty Plus, Inverter Size 11000W including TL inverters, 10 year warranty extension plus (20 years total), includes Service Call Rebate, GV10US-D PLUS 11000 | 794.12 |  | No | Other | Soligent De-listing | 0 |  | Not Applicable as per Item Classification |  | Not Applicable
350-0390 | 350-0390 | Yaskawa Solectria, Extended Warranty, PVI 14TL Inverter, (15 years total), WARR-PVI-14TL-15YR | 920 |  | No | Other | Vendor De-listing | 0 |  | Not Applicable as per Item Classification |  | Not Applicable
350-0391 | 350-0391 | Yaskawa Solectria, Extended Warranty, PVI 14TL Inverter, (20 years total), WARR-PVI-14TL-20YR | 1300 |  | No | Other | Vendor De-listing | 0 |  | Not Applicable as per Item Classification |  | Not Applicable
350-0392 | 350-0392 | Yaskawa Solectria, Extended Warranty, PVI 20TL Inverter, (15 years total), WARR-PVI-20TL-15YR | 920 |  | No | Other | Vendor De-listing | 0 |  | Not Applicable as per Item Classification |  | Not Applicable
350-0393 | 350-0393 | Yaskawa Solectria, Extended Warranty, PVI 20TL Inverter, (20 years total), WARR-PVI-20TL-20YR | 1300 |  | No | Other | Vendor De-listing | 0 |  | Not Applicable as per Item Classification |  | Not Applicable
350-0394 | 350-0394 | Yaskawa Solectria, Extended Warranty, PVI 23TL Inverter, (15 years total), WARR-PVI-23TL-15YR | 920 |  | No | Other | Vendor De-listing | 0 |  | Not Applicable as per Item Classification |  | Not Applicable
350-0395 | 350-0395 | Yaskawa Solectria, Extended Warranty, PVI 23TL Inverter, (20 years total), WARR-PVI-23TL-20YR | 1300 |  | No | Other | Vendor De-listing | 0 |  | Not Applicable as per Item Classification |  | Not Applicable
350-0396 | 350-0396 | Yaskawa Solectria, Extended Warranty, PVI 28TL Inverter, (15 years total), WARR-PVI-28TL-15YR | 920 |  | No | Other | Vendor De-listing | 0 |  | Not Applicable as per Item Classification |  | Not Applicable
350-0397 | 350-0397 | Yaskawa Solectria, Extended Warranty, PVI 28TL Inverter, (20 years total), WARR-PVI-28TL-20YR | 1300 |  | No | Other | Vendor De-listing | 0 |  | Not Applicable as per Item Classification |  | Not Applicable
350-0398 | 350-0398 | SolarEdge, Extended Warranty, SE3000, SE3800 Inverters, (20 years total), WE-1S-20 | 282.99 |  | No | Other | Vendor De-listing | 0 |  | Not Applicable as per Item Classification |  | Not Applicable
350-0399 | 350-0399 | SolarEdge, Extended Warranty, SE5000, SE6000, SE7600 Inverters, (20 years total), WE-1M-20 | 356.99 |  | No | Other | Vendor De-listing | 0 |  | Not Applicable as per Item Classification |  | Not Applicable
350-0400 | 350-0400 | SolarEdge, Extended Warranty, SE7600, SE10000, SE11400 Inverters, (20 years total), WE-1H-20 | 541.99 |  | No | Other | Vendor De-listing | 0 |  | Not Applicable as per Item Classification |  | Not Applicable
350-0401 | 350-0401 | SolarEdge, Extended Warranty, SE9KUS-208 Inverters, (20 years total), WE-3M-20 | 529.99 |  | No | Other | Vendor De-listing | 0 |  | Not Applicable as per Item Classification |  | Not Applicable
350-0402 | 350-0402 | SolarEdge, Extended Warranty, SE14.4kW-208 Inverters, (20 years total), WE-3H-20 | 839.99 |  | No | Other | Vendor De-listing | 0 |  | Not Applicable as per Item Classification |  | Not Applicable
350-0403 | 350-0403 | SolarEdge, Extended Warranty, SE3000, SE3800 Inverters, (25 years total), WE-1S-25 | 457.99 |  | No | Other | Vendor De-listing | 0 |  | Not Applicable as per Item Classification |  | Not Applicable
350-0404 | 350-0404 | SolarEdge, Extended Warranty, SE5000, SE6000, SE7600 Inverters, (25 years total), WE-1M-25 | 579.99 |  | No | Other | Vendor De-listing | 0 |  | Not Applicable as per Item Classification |  | Not Applicable
350-0405 | 350-0405 | SolarEdge, Extended Warranty, SE7600, SE10000, SE11400 Inverters, (25 years total), WE-1H-25 | 876.99 |  | No | Other | Vendor De-listing | 0 |  | Not Applicable as per Item Classification |  | Not Applicable
350-0406 | 350-0406 | SolarEdge, Extended Warranty, SE9KUS-208 Inverters, (25 years total), WE-3M-25 | 858.99 |  | No | Other | Vendor De-listing | 0 |  | Not Applicable as per Item Classification |  | Not Applicable
350-0407 | 350-0407 | SolarEdge, Extended Warranty, SE14.4KUS-208 Inverters, (25 years total), WE-3H-25 | 1369.99 |  | No | Other | Vendor De-listing | 0 |  | Not Applicable as per Item Classification |  | Not Applicable
350-0408 | 350-0408 | Fronius, Extended Warranty, Primo (3.8.1), 5 Year, (15 years total ), 41,200,126 | 1137 |  | No | Other | Vendor De-listing | 0 |  | Not Applicable as per Item Classification |  | Not Applicable
350-0409 | 350-0409 | Fronius, Extended Warranty, Primo (5.0-1/ 6.0-1/ 7.6-1/ 8.2-1), 5 Year, (15 years total ), 41,200,127 | 1705 |  | No | Other | Vendor De-listing | 0 |  | Not Applicable as per Item Classification |  | Not Applicable
350-0410 | 350-0410 | Fronius, Extended Warranty, Primo (3.8.1), 10 Year, (20 years total ), 41,200,130 | 1989 |  | No | Other | Vendor De-listing | 0 |  | Not Applicable as per Item Classification |  | Not Applicable
350-0411 | 350-0411 | Fronius, Extended Warranty, Primo (5.0-1/ 6.0-1/ 7.6-1/ 8.2-1), 10 Year, (20 years total ), 41,200,131 | 2558 |  | No | Other | Vendor De-listing | 0 |  | Not Applicable as per Item Classification |  | Not Applicable
350-0412 | 350-0412 | Fronius, Extended Warranty, Symo (10.0-3/ 12.0-3/ 12.5-3), 5 Year, (15 years total ), 41,200,128 | 1933 |  | No | Other | Vendor De-listing | 0 |  | Not Applicable as per Item Classification |  | Not Applicable
350-0413 | 350-0413 | Fronius, Extended Warranty, Syno (10.0-3/ 12.0-3/ 12.5-3), 10 Year, (20 years total ), 41,200,132 | 3411 |  | No | Other | Vendor De-listing | 0 |  | Not Applicable as per Item Classification |  | Not Applicable
350-0414 | 350-0414 | Fronius, Extended Warranty Plus, 5 year Fronius Warranty Extension for Fronius Primo (15.0-1) and Symo (15.0-3 208, Advanced 15.0-3 480), covers costs of materials, service reimbursement and ground transportation, 41,200,198 | 1329.41 |  | No | Other | Shippable | 0 |  | Not Applicable as per Item Classification |  | Not Applicable
350-0415 | 350-0415 | Fronius, Extended Warranty Plus, 10 year Fronius Warranty Extension for Fronius Primo (15.0-1) and Symo (15.0-3 208, Advanced 15.0-3 480), covers costs of materials, service reimbursement and ground transportation, 41,200,199 | 2011.76 |  | No | Other | Shippable | 0 |  | Not Applicable as per Item Classification |  | Not Applicable
350-0416 | 350-0416 | Fronius, Extended Warranty Plus, Symo (17.5-3/ 20.0-3), 5 Year, (15 years total ), covers costs of materials, service reimbursement and ground transportation, 41,200,204 | 1658.82 |  | No | Other | Shippable | 0 |  | Not Applicable as per Item Classification |  | Not Applicable
350-0417 | 350-0417 | Fronius, Extended Warranty Plus, Symo (17.5-3/ 20.0-3), 10 Year, (20 years total ), covers costs of materials, service reimbursement and ground transportation, 41,200,205 | 2482.35 |  | No | Other | Shippable | 0 |  | Not Applicable as per Item Classification |  | Not Applicable
350-0418 | 350-0418 | Fronius, Extended Warranty, Symo (22.7-3/ 24.0-3), 5 Year, (15 years total ), 41,200,210 | 1764.71 |  | No | Other | Shippable | 0 |  | Not Applicable as per Item Classification |  | Not Applicable
350-0419 | 350-0419 | Fronius, Extended Warranty, Symo (22.7-3/ 24.0-3), 10 Year, (20 years total ), 41,200,211 | 3411.76 |  | No | Other | Shippable | 0 |  | Not Applicable as per Item Classification |  | Not Applicable
350-0420 | 350-0420 | Fronius, Extended Warranty Plus, Galvo (1.5.1/ 2.0-1), 5 Year, (15 years total ), covers costs of materials, service reimbursement and ground transportation, 41,200,174 | 482.35 |  | No | Other | Shippable | 0 |  | Not Applicable as per Item Classification |  | Not Applicable
350-0421 | 350-0421 | Fronius, Extended Warranty Plus, Galvo (1.5.1/ 2.0-1), 10 Year, (20 years total ), covers costs of materials, service reimbursement and ground transportation, 41,200,175 | 717.65 |  | No | Other | Shippable | 0 |  | Not Applicable as per Item Classification |  | Not Applicable
350-0422 | 350-0422 | Enphase, Extended Warranty Conversion, for C250 Commercial Microinverter, 20 Years Total, CNV-WARRANTY-20YR | 12.94 |  | No | Other | Shippable | 0 |  | Not Applicable as per Item Classification |  | Not Applicable
350-0423 | 350-0423 | Delta, Extended Warranty, Solivia 3.0 TL, 5 Year, (15 years total ), SOLIVIA-5WARR3.0 TL | 1200 |  | No | Other | Shippable | 0 |  | Not Applicable as per Item Classification |  | Not Applicable
350-0424 | 350-0424 | Delta, Extended Warranty, Solivia 3.8 TL, 5 Year, (15 years total ), SOLIVIA-5WARR3.8 TL | 1200 |  | No | Other | Shippable | 0 |  | Not Applicable as per Item Classification |  | Not Applicable
350-0425 | 350-0425 | Delta, Extended Warranty, Solivia 5.2 TL, 5 Year, (15 years total ), SOLIVIA-5WARR5.2 TL | 1471 |  | No | Other | Soligent De-listing | 0 |  | Not Applicable as per Item Classification |  | Not Applicable
350-0426 | 350-0426 | Delta, Extended Warranty, Solivia 6.6 TL, 5 Year, (15 years total ), SOLIVIA-5WARR6.6 TL | 1471 |  | No | Other | Shippable | 0 |  | Not Applicable as per Item Classification |  | Not Applicable
350-0427 | 350-0427 | Delta, Extended Warranty, Solivia 7.6 TL, 5 Year, (15 years total ), SOLIVIA-5WARR7.6 TL | 1471 |  | No | Other | Soligent De-listing | 0 |  | Not Applicable as per Item Classification |  | Not Applicable
350-0428 | 350-0428 | Delta, Extended Warranty, Solivia 3.0 TL, 10 Year, (20 years total ), SOLIVIA-10WARR3.0 TL | 1553 |  | No | Other | Shippable | 0 |  | Not Applicable as per Item Classification |  | Not Applicable
350-0429 | 350-0429 | Delta, Extended Warranty, Solivia 3.8 TL, 10 Year, (20 years total ), SOLIVIA-10WARR3.8 TL | 1553 |  | No | Other | Shippable | 0 |  | Not Applicable as per Item Classification |  | Not Applicable
350-0430 | 350-0430 | Delta, Extended Warranty, Solivia 5.2 TL, 10 Year, (20 years total ), SOLIVIA-10WARR5.2 TL | 1941 |  | No | Other | Soligent De-listing | 0 |  | Not Applicable as per Item Classification |  | Not Applicable
350-0431 | 350-0431 | Delta, Extended Warranty, Solivia 6.6 TL, 10 Year, (20 years total ), SOLIVIA-10WARR6.6 TL | 1941 |  | No | Other | Shippable | 0 |  | Not Applicable as per Item Classification |  | Not Applicable
350-0432 | 350-0432 | Delta, Extended Warranty, Solivia 7.6 TL, 10 Year, (20 years total ), SOLIVIA-10WARR7.6 TL | 1941 |  | No | Other | Soligent De-listing | 0 |  | Not Applicable as per Item Classification |  | Not Applicable
350-0433 | 350-0433 | WE-S1SN-20 Warranty extension 20 years 1Ø, StorEdge 7.6KW 7.6KW StorEdge | 861.17 |  | No | Other | Soligent De-listing | 0 |  | Not Applicable as per Item Classification |  | Not Applicable
350-0434 | 350-0434 | WE-S1SN-25 Warranty extension 25 years 1Ø, StorEdge 7.6KW 7.6KW StorEdge | 1378.82 |  | No | Other | Soligent De-listing | 0 |  | Not Applicable as per Item Classification |  | Not Applicable
350-0443 | 350-0443 | SolarEdge, Extended Warranty, from 12 to 20 years 1-ph, < 4 kW (20 years total), WE-1S-20 | 248.24 |  | No | Other | Vendor De-listing | 0 |  | Not Applicable as per Item Classification |  | Not Applicable
350-0444 | 350-0444 | SolarEdge, Extended Warranty, from 12 to 20 years 1-ph, 4-7.6 kW (20 years total), WE-1M-20 | 667.5 |  | No | Other | Vendor De-listing | 0 |  | Not Applicable as per Item Classification |  | Not Applicable
350-0445 | 350-0445 | SolarEdge, Extended Warranty, from 12 to 20 years 1-ph, > 7.6 kW (20 years total), WE-1H-20 | 476.24 |  | No | Other | Vendor De-listing | 0 |  | Not Applicable as per Item Classification |  | Not Applicable
350-0446 | 350-0446 | SolarEdge, Extended Warranty, from 12 to 20 years 277/480v 3-ph, <= 10kW (20 years total), WE-3X-480V-20S | 529.41 |  | No | Other | Shippable | 0 |  | Not Applicable as per Item Classification |  | Not Applicable
350-0447 | 350-0447 | SolarEdge, Extended Warranty, from 12 to 20 years 277/480v 3-ph, > 10kW (20 years total), WE-3X-480V-20M | 502.35 |  | No | Other | Shippable | 0 |  | Not Applicable as per Item Classification |  | Not Applicable
350-0448 | 350-0448 | SolarEdge, Extended Warranty, from 12 to 20 years 277/480v 3-ph, 33.3, 40kW, (20 years total), WE-3X-480V-20H | 529.41 |  | No | Other | Shippable | 0 |  | Not Applicable as per Item Classification |  | Not Applicable
350-0449 | 350-0449 | SolarEdge, Extended Warranty, from 12 to 20 years 208v 3-ph, < 14.4Kw (20 years total), WE-3-208v-20M | 529.41 |  | No | Other | Shippable | 0 |  | Not Applicable as per Item Classification |  | Not Applicable
350-0450 | 350-0450 | SolarEdge, Extended Warranty, from 12 to 20 years 208v 3-ph, 14.4, 17.3kW, (20 years total), WE-3-208v-20H | 840 |  | No | Other | Shippable | 0 |  | Not Applicable as per Item Classification |  | Not Applicable
350-0451 | 350-0451 | SolarEdge, Extended Warranty, from 12 to 25 years 1-ph, < 4 kW (25 years total), WE-1S-25 | 402.35 |  | No | Other | Vendor De-listing | 0 |  | Not Applicable as per Item Classification |  | Not Applicable
350-0452 | 350-0452 | SolarEdge, Extended Warranty, from 12 to 25 years 1-ph, 4-7.6 kW (25 years total), WE-1M-25 | 510.59 |  | No | Other | Vendor De-listing | 0 |  | Not Applicable as per Item Classification |  | Not Applicable
350-0453 | 350-0453 | SolarEdge, Extended Warranty, from 12 to 25 years 1-ph, > 7.6 kW (25 years total), WE-1H-25 | 771.29 |  | No | Other | Vendor De-listing | 0 |  | Not Applicable as per Item Classification |  | Not Applicable
350-0454 | 350-0454 | SolarEdge, Extended Warranty, from 12 to 25 years 277/480v 3-ph, <= 10kW (25 years total), WE-3X-480V-25S | 1759.04 |  | No | Other | Vendor De-listing | 0 |  | Not Applicable as per Item Classification |  | Not Applicable
350-0455 | 350-0455 | SolarEdge, Extended Warranty, from 12 to 25 years 277/480v 3-ph, > 10kW (25 years total), WE-3X-480V-25M | 1702.5 |  | No | Other | Vendor De-listing | 0 |  | Not Applicable as per Item Classification |  | Not Applicable
350-0456 | 350-0456 | SolarEdge, Extended Warranty, from 12 to 25 years 277/480v 3-ph, > 20kW (25 years total), WE-3X-480V-25H | 2635 |  | No | Other | Vendor De-listing | 0 |  | Not Applicable as per Item Classification |  | Not Applicable
350-0457 | 350-0457 | SolarEdge, Extended Warranty, from 12 to 25 years 208v 3-ph, < 14.4Kw (25 years total), WE-3-208v-25M | 1759.04 |  | No | Other | Vendor De-listing | 0 |  | Not Applicable as per Item Classification |  | Not Applicable
350-0458 | 350-0458 | SolarEdge, Extended Warranty, from 12 to 25 years 208v 3-ph, >= 14.4kW (25 years total), WE-3-208v-25H | 2804.82 |  | No | Other | Vendor De-listing | 0 |  | Not Applicable as per Item Classification |  | Not Applicable
350-0459 | 350-0459 | Fronius, Extended Warranty, 5 year Fronius Warranty Extension for Fronius Galvo (1.5-1 / 2.0-1), covers costs of materials, 41,200,171 | 305.88 |  | No | Other | Soligent De-listing | 0 |  | Not Applicable as per Item Classification |  | Not Applicable
350-0460 | 350-0460 | Fronius, Extended Warranty, 10 year Fronius Warranty Extension for Fronius Galvo (1.5-1 / 2.0-1), covers costs of materials, 41,200,172 | 458.82 |  | No | Other | Soligent De-listing | 0 |  | Not Applicable as per Item Classification |  | Not Applicable
350-0461 | 350-0461 | Fronius, Extended Warranty, 5 year Fronius Warranty Extension for Fronius Primo (3.8-1, 5.0-1, 6.0-1), covers costs of materials, 41,200,177 | 376.47 |  | No | Other | Soligent De-listing | 0 |  | Not Applicable as per Item Classification |  | Not Applicable
350-0462 | 350-0462 | Fronius, Extended Warranty, 10 year Fronius Warranty Extension for Fronius Primo (3.8-1, 5.0-1, 6.0-1), covers costs of materials, 41,200,178 | 564.71 |  | No | Other | Soligent De-listing | 0 |  | Not Applicable as per Item Classification |  | Not Applicable
350-0463 | 350-0463 | Fronius, Extended Warranty, 5 year Fronius Warranty Extension for Fronius Primo (7.6-1, 8.2-1, 10.0-1) and Symo (10.0-3 208-240), covers costs of materials, 41,200,183 | 529.41 |  | No | Other | Shippable | 0 |  | Not Applicable as per Item Classification |  | Not Applicable
350-0464 | 350-0464 | Fronius, Extended Warranty, 10 year Fronius Warranty Extension for Fronius Primo (7.6-1, 8.2-1, 10.0-1) and Symo (10.0-3 208-240), covers costs of materials, 41,200,184 | 788.24 |  | No | Other | Shippable | 0 |  | Not Applicable as per Item Classification |  | Not Applicable
350-0465 | 350-0465 | Fronius, Extended Warranty, 5 year Fronius Warranty Extension for Fronius Primo (11.4-1, and 12.5-1) and Symo (12.0-3 208-240), covers costs of materials, 41,200,189 | 717.65 |  | No | Other | Shippable | 0 |  | Not Applicable as per Item Classification |  | Not Applicable
350-0466 | 350-0466 | Fronius, Extended Warranty, 10 year Fronius Warranty Extension for Fronius Primo (11.4-1, and 12.5-1) and Symo (12.0-3 208-240), covers costs of materials, 41,200,190 | 1058.82 |  | No | Other | Shippable | 0 |  | Not Applicable as per Item Classification |  | Not Applicable
350-0467 | 350-0467 | Fronius, Extended Warranty, 5 year Fronius Warranty Extension for Fronius Primo (15.0-1) and Symo (15.0-3 208, Advanced 15.0-3 480), covers costs of materials, 41,200,195 | 858.82 |  | No | Other | Shippable | 0 |  | Not Applicable as per Item Classification |  | Not Applicable
350-0468 | 350-0468 | Fronius, Extended Warranty, 10 year Fronius Warranty Extension for Fronius Primo (15.0-1) and Symo (15.0-3 208, Advanced 15.0-3 480), covers costs of materials, 41,200,196 | 1282.35 |  | No | Other | Shippable | 0 |  | Not Applicable as per Item Classification |  | Not Applicable
350-0469 | 350-0469 | Fronius, Extended Warranty, 5 year Fronius Warranty Extension for Fronius Symo (20.0-3/ 22.7-3 / 24.0-3), covers costs of materials, 41,200,201 | 1047.06 |  | No | Other | Shippable | 0 |  | Not Applicable as per Item Classification |  | Not Applicable
350-0470 | 350-0470 | Fronius, Extended Warranty, 10 year Fronius Warranty Extension for Fronius Symo (20.0-3/ 22.7-3 / 24.0-3), covers costs of materials, 41,200,202 | 1576.47 |  | No | Other | Shippable | 0 |  | Not Applicable as per Item Classification |  | Not Applicable
350-0471 | 350-0471 | SMA, Extended Warranty Plus, Sunny Tripower Inverter Size 60000W, 5 year warranty extension plus (10 years total), GV5US-D PLUS 60000 | 1016.47 |  | No | Other | Shippable | 0 |  | Not Applicable as per Item Classification |  | Not Applicable
350-0472 | 350-0472 | SMA, Extended Warranty Plus, Sunny Tripower Inverter Size 60000W,10 year warranty extension plus (15 years total), GV10US-D PLUS 60000 | 2032.94 |  | No | Other | Shippable | 0 |  | Not Applicable as per Item Classification |  | Not Applicable
350-0473 | 350-0473 | SMA, Extended Warranty Plus, Sunny Tripower Inverter Size 60000W,15 year warranty extension plus (20 years total), GV15US-D PLUS 60000 | 2964.71 |  | No | Other | Vendor De-listing | 0 |  | Not Applicable as per Item Classification |  | Not Applicable
350-0474 | 350-0474 | Yaskawa Solectria, Extended Warranty, PVI 36TL Inverter, (15 years total), WARR-PVI-36TL-15YR | 1200 |  | No | Other | Vendor De-listing | 0 |  | Not Applicable as per Item Classification |  | Not Applicable
350-0475 | 350-0475 | Yaskawa Solectria, Extended Warranty, PVI 36TL Inverter, (20 years total), WARR-PVI-36TL-20YR | 1680 |  | No | Other | Vendor De-listing | 0 |  | Not Applicable as per Item Classification |  | Not Applicable
350-0476 | 350-0476 | Yaskawa Solectria, Extended Warranty, PVI 50TL Inverter, (15 years total), WARR-PVI-50TL-15YR | 1550 |  | No | Other | Vendor De-listing | 0 |  | Not Applicable as per Item Classification |  | Not Applicable
350-0477 | 350-0477 | Yaskawa Solectria, Extended Warranty, PVI 50TL Inverter, (20 years total), WARR-PVI-50TL-20YR | 2000 |  | No | Other | Vendor De-listing | 0 |  | Not Applicable as per Item Classification |  | Not Applicable
350-0478 | 350-0478 | Yaskawa Solectria, Extended Warranty, PVI 60TL Inverter, (15 years total), WARR-PVI-60TL-15YR | 1550 |  | No | Other | Vendor De-listing | 0 |  | Not Applicable as per Item Classification |  | Not Applicable
350-0479 | 350-0479 | Yaskawa Solectria, Extended Warranty, PVI 60TL Inverter, (20 years total), WARR-PVI-60TL-20YR | 2000 |  | No | Other | Vendor De-listing | 0 |  | Not Applicable as per Item Classification |  | Not Applicable
350-0480 | 350-0480 | SolarEdge, Extended Warranty, from 12 to 20 years 1-ph, StoreEdge 7.6 kW (20 years total), WE-S1SN-20 | 1763.86 |  | No | Other | Soligent De-listing | 0 |  | Not Applicable as per Item Classification |  | Not Applicable
350-0481 | 350-0481 | SolarEdge, Extended Warranty, from 12 to 20 years StorEdge, 3.8-7.6kW (20 years total), WE-S1SN-20 | 861.18 |  | No | Other | Vendor De-listing | 0 |  | Not Applicable as per Item Classification |  | Not Applicable
350-0482 | 350-0482 | SolarEdge, Extended Warranty, from 12 to 20 years HD-Wave Single Phase <4kW (20 years total), WE-HD1S-20-NA | 200 |  | No | Other | Shippable | 0 |  | Not Applicable as per Item Classification |  | Not Applicable
350-0483 | 350-0483 | SolarEdge, Extended Warranty, from 12 to 25 years HD-Wave Single Phase <4kW (25 years total), WE-HD1S-25-NA | 202.35 |  | No | Other | Shippable | 0 |  | Not Applicable as per Item Classification |  | Not Applicable
350-0484 | 350-0484 | SolarEdge, Extended Warranty, from 12 to 20 years HD-Wave with RGM Single Phase <4kW (20 years total), WE-HD1S-RGM-20-NA | 200 |  | No | Other | Shippable | 0 |  | Not Applicable as per Item Classification |  | Not Applicable
350-0485 | 350-0485 | SolarEdge, Extended Warranty, from 12 to 25 years HD-Wave with RGM Single Phase <4kW (25 years total), WE-HD1S-RGM-25-NA | 202.35 |  | No | Other | Shippable | 0 |  | Not Applicable as per Item Classification |  | Not Applicable
350-0486 | 350-0486 | SMA, Extended Warranty Plus, Sunny Tripower Inverter Size 50000W, 5 year warranty extension plus (15 years total), includes Service Call Rebate, GV5US-D PLUS 50000 | 790.59 |  | No | Other | Shippable | 0 |  | Not Applicable as per Item Classification |  | Not Applicable
350-0487 | 350-0487 | SMA, Extended Warranty Plus, Sunny Tripower Inverter Size 50000W, 10 year warranty extension plus (20 years total), includes Service Call Rebate, GV10US-D PLUS 50000 | 1581.18 |  | No | Other | Shippable | 0 |  | Not Applicable as per Item Classification |  | Not Applicable
350-0488 | 350-0488 | SolarEdge, Extended Warranty, from 12 to 20 years HD-Wave Single Phase, 10-11.4kW (20 years total), WE-HD1H-20-NA | 376.47 |  | No | Other | Shippable | 0 |  | Not Applicable as per Item Classification |  | Not Applicable
350-0489 | 350-0489 | SolarEdge, Extended Warranty, from 12 to 25 years HD-Wave Single Phase, 10-11.4 kW (25 years total), WE-HD1H-25-NA | 395.29 |  | No | Other | Shippable | 0 |  | Not Applicable as per Item Classification |  | Not Applicable
350-0490 | 350-0490 | SolarEdge, Extended Warranty, from 12 to 25 years StorEdge, 3.8-7.6kW (25 years total), WE-S1SN-25 | 1378.82 |  | No | Other | Vendor De-listing | 0 |  | Not Applicable as per Item Classification |  | Not Applicable
350-0491 | 350-0491 | SolarEdge, Extended Warranty, from 12 to 20 years 1-ph, > 7.6 kW with RGM (20 years total), WE-1H-RGM-20 | 657.41 |  | No | Other | Vendor De-listing | 0 |  | Not Applicable as per Item Classification |  | Not Applicable
350-0492 | 350-0492 | SolarEdge, Extended Warranty, from 12 to 20 years HD-Wave Single Phase 11.4kW with EV Charger (20 years total), WE-HD1H-20-NA-EV | 711.76 |  | No | Other | Shippable | 0 |  | Not Applicable as per Item Classification |  | Not Applicable
350-0493 | 350-0493 | SolarEdge, Extended Warranty, from 12 to 25 years HD-Wave Single Phase 11.4kW with EV Charger (25 years total), WE-HD1H-25-NA-EV | 361.18 |  | No | Other | Shippable | 0 |  | Not Applicable as per Item Classification |  | Not Applicable
350-0494 | 350-0494 | SolarEdge, Extended Warranty, from 12 to 20 years HD-Wave Single Phase 11.4kW with EV Charger and RGM (20 years total), WE-HD1H-R-20-NA-EV | 752.94 |  | No | Other | Shippable | 0 |  | Not Applicable as per Item Classification |  | Not Applicable
350-0495 | 350-0495 | SolarEdge, Extended Warranty, from 12 to 25 years HD-Wave Single Phase 11.4kW with EV Charger and RGM (25 years total), WE-HD1H-R-25-NA-EV | 823.53 |  | No | Other | Shippable | 0 |  | Not Applicable as per Item Classification |  | Not Applicable
350-0496 | 350-0496 | SolarEdge, Extended Warranty, from 12 to 20 years, Energy-Hub Single Phase 7.6 kW/10k, 10-11.4kW (20 years total), WE-EH1H-RGM-20-NA | 441.18 |  | No | Other | Shippable | 0 |  | Not Applicable as per Item Classification |  | Not Applicable
350-0497 | 350-0497 | SolarEdge, Extended Warranty, from 12 to 25 years, Energy-Hub Single Phase 7.6 kW/10k, 10-11.4kW (25 years total), WE-EH1H-RGM-25-NA | 529.41 |  | No | Other | Shippable | 0 |  | Not Applicable as per Item Classification |  | Not Applicable
350-0498 | 350-0498 | SolarEdge, Extended Warranty, from 12 to 20 years, Synergy Manager 208V 3Ø, 50kW, WE-3HSM-208V-20-NA | 1905.88 |  | No | Other | Shippable | 0 |  | Not Applicable as per Item Classification |  | Not Applicable
350-0499 | 350-0499 | SolarEdge, Extended Warranty, from 12 to 20 years, Synergy Manager 480V 3Ø, 66.6-80kW, WE-3LSM-20-NA | 1270.59 |  | No | Other | Shippable | 0 |  | Not Applicable as per Item Classification |  | Not Applicable
350-0500 | 350-0500 | SolarEdge, Extended Warranty, from 12 to 20 years, Synergy Manager 480V 3Ø, 100-120kW, WE-3HSM-20-NA |  |  | No | Other | Shippable | 0 |  | Not Applicable as per Item Classification |  | Not Applicable
350-0501 | 350-0501 | APsystems, Extended Warranty for DS-3 Micro Inverter, 25 Years Total |  |  | No | Other | Vendor De-listing | 0 |  | Not Applicable as per Item Classification |  | Not Applicable
350-0501 | 350-0501 | SolarEdge, Extended Warranty, from 12 to 25 years, Synergy Manager 208V 3Ø, 50kW, WE-3HSM-208V-25-NA | 2611.76 |  | No | Other | Vendor De-listing | 0 |  | Not Applicable as per Item Classification |  | Not Applicable
350-0502 | 350-0502 | SolarEdge, Extended Warranty, from 12 to 25 years, Synergy Manager 480V 3Ø, 66.6-80kW, WE-3LSM-25-NA | 1764.71 |  | No | Other | Vendor De-listing | 0 |  | Not Applicable as per Item Classification |  | Not Applicable
350-0503 | 350-0503 | SolarEdge, Extended Warranty, from 12 to 25 years, Synergy Manager 480V 3Ø, 100-120kW, WE-3HSM-25-NA | 2611.76 |  | No | Other | Vendor De-listing | 0 |  | Not Applicable as per Item Classification |  | Not Applicable
350-0504 | 350-0504 | APsystems, Extended Warranty for DS-3 Micro Inverter, 25 Years Total |  |  | No | Other | Shippable | 0 |  | Not Applicable as per Item Classification |  | Not Applicable
350-0510 | 350-0510 | SMA, Extended Warranty for Inverters up to 5kW, 5 year Extension (15 Years Total), EWCOMFORT 5-kW-5Year |  |  | No | Other | Shippable | 0 |  | Not Applicable as per Item Classification |  | Not Applicable
350-0511 | 350-0511 | SMA, Extended Warranty for Inverters up to 5kW, 10 year Extension (20 Years Total), EWCOMFORT 5-kW-10Year |  |  | No | Other | Shippable | 0 |  | Not Applicable as per Item Classification |  | Not Applicable
350-0512 | 350-0512 | SMA, Extended Warranty for Inverters 5.1 to 10kW, 5 year Extension (15 Years Total), EWCOMFORT 10-kW-5Year |  |  | No | Other | Shippable | 0 |  | Not Applicable as per Item Classification |  | Not Applicable
350-0513 | 350-0513 | SMA, Extended Warranty for Inverters 5.1 to 10kW, 10 year Extension (20 Years Total), EWCOMFORT 10-kW-10Year |  |  | No | Other | Shippable | 0 |  | Not Applicable as per Item Classification |  | Not Applicable
350-0514 | 350-0514 | SMA, Extended Warranty for Inverters 10.1 to 25kW, 5 year Extension (15 Years Total), EWCOMFORT 25-kW-5Year |  |  | No | Other | Shippable | 0 |  | Not Applicable as per Item Classification |  | Not Applicable
350-0515 | 350-0515 | SMA, Extended Warranty for Inverters 10.1 to 25kW, 10 year Extension (20 Years Total), EWCOMFORT 25-kW-10Year |  |  | No | Other | Shippable | 0 |  | Not Applicable as per Item Classification |  | Not Applicable
350-0516 | 350-0516 | SMA, Extended Warranty for Inverters 25.1 to 50kW, 5 year Extension (15 Years Total), EWCOMFORT 50-kW-5Year |  |  | No | Other | Shippable | 0 |  | Not Applicable as per Item Classification |  | Not Applicable
350-0517 | 350-0517 | SMA, Extended Warranty for Inverters 25.1 to 50kW, 10 year Extension (20 Years Total), EWCOMFORT 50-kW-10Year |  |  | No | Other | Shippable | 0 |  | Not Applicable as per Item Classification |  | Not Applicable
350-0518 | 350-0518 | SMA, Extended Warranty for Inverters 50.1 to 90kW, 5 year Extension (15 Years Total), EWCOMFORT 90-kW-5Year |  |  | No | Other | Shippable | 0 |  | Not Applicable as per Item Classification |  | Not Applicable
350-0519 | 350-0519 | SMA, Extended Warranty for Inverters 50.1 to 90kW, 10 year Extension (20 Years Total), EWCOMFORT 90-kW-10Year |  |  | No | Other | Shippable | 0 |  | Not Applicable as per Item Classification |  | Not Applicable
350-0520 | 350-0520 | SMA, Extended Warranty for Inverters 90.1 to 150kW, 5 year Extension (10 Years Total), EWCOMFORT 150-kW-5Year |  |  | No | Other | Shippable | 0 |  | Not Applicable as per Item Classification |  | Not Applicable
350-0521 | 350-0521 | SMA, Extended Warranty for Inverters 90.1 to 150kW, 10 year Extension (15 Years Total), EWCOMFORT 150-kW-10Year |  |  | No | Other | Shippable | 0 |  | Not Applicable as per Item Classification |  | Not Applicable
350-0522 | 350-0522 | SMA, Extended Warranty for Inverters 90.1 to 150kW, 15 year Extension (20 Years Total), EWCOMFORT 150-kW-15Year |  |  | No | Other | Shippable | 0 |  | Not Applicable as per Item Classification |  | Not Applicable
350-0522 | 350-0522 | APsystems, Extended Warranty for QT-2 Micro Inverter, 25 Years Total | 26.67 |  | No | Other | Soligent De-listing | 22.99 |  | Not Applicable as per Item Classification |  | Not Applicable
360-0002 : 360-0002 : 360-0002 : 360-0002_U | 360-0002 : 360-0002 : 360-0002_U | APsystems, AC Bus Cable Unlocking Tool, for DS3, YC600 & QS1, 2352000001 | 4 |  | No | Inverters | Soligent De-listing | 3.75 |  | De-Listing & Stock Qty Unavailable |  | Not Applicable
360-0003 : 360-0003 : 360-0003_U | 360-0003 : 360-0003_U | APsystems, Y-Conn Cap, to seal off unused AC Bus Cable Connectors, for DS3, YC600 & QS1, 2061702007 | 4 |  | No | Inverters | Soligent De-listing | 3.75 |  | De-Listing & Stock Qty Unavailable |  | Not Applicable
360-0007 | 360-0007 | Solectria, Option, Positive Ground, for PVI 10-15KW, OPT-POSGROUND-PVI 10-15 | 118 |  | No | Electrical BOS | Soligent De-listing | 0 |  | De-Listing & Stock Qty Unavailable |  | Not Applicable
360-0008 | 360-0008 | APsystems, DC Extension Cable, 2m, MC-4, 2310360214 | 8 |  | No | Inverters | Shippable | 7.5 |  | Shippable but Stock Qty Unavailable | USIN100-0102 | Already Listed
360-0009 : 360-0009 : 360-0009 : 360-0009_U | 360-0009 : 360-0009 : 360-0009_U | APsystems, Sealing cap for MC-4 DC Connector - Male (purchase w/ F), 2060401006 | 1.33 |  | No | Inverters | Soligent De-listing | 1.25 |  | De-Listing & Stock Qty Unavailable |  | Not Applicable
360-0010 : 360-0010 : 360-0010 : 360-0010_U | 360-0010 : 360-0010 : 360-0010_U | APsystems, Sealing cap for MC-4 DC Connector - Female (purchase w/ M), 2060402006 | 1.33 |  | No | Inverters | Soligent De-listing | 1.25 |  | De-Listing & Stock Qty Unavailable |  | Not Applicable
360-0011 | 360-0011 | Solectria, Option, Positive Ground for 60/82/95KW inverter, OPT-POSGROUND-60/82/95KW | 174 |  | No | Electrical BOS | Vendor De-listing | 0 |  | De-Listing & Stock Qty Unavailable |  | Not Applicable
360-0014 | 360-0014 | APsystems, YC1000 AC Bus Cable End Cap, 2062050005 | 10.67 |  | No | Inverters | Vendor De-listing | 9.2 |  | De-Listing & Stock Qty Unavailable |  | Not Applicable
360-0015 | 360-0015 | APsystems, YC1000 Terminal Seal Cap, to seal off unused AC Bus Cable Connectors, 2061252032 | 2.67 |  | No | Inverters | Vendor De-listing | 2.3 |  | De-Listing & Stock Qty Unavailable |  | Not Applicable
360-0017 | 360-0017 | Solectria, Option, Integrated Sub-Combiner, for PVI 50-100KW, 2 Fuses, 110-200A, Specify Fuse Size, OPT-FUSCOM-02X-110A-200A | 942 |  | No | Inverters | Soligent De-listing | 0 |  | De-Listing & Stock Qty Unavailable |  | Not Applicable
360-0018 | 360-0018 | Solectria, Option, Integrated Sub-Combiner, for PVI 50-100KW, 3 Fuses, 110-200A, Specify Fuse Size, OPT-FUSCOM-03X-110A-200A | 1224 |  | No | Inverters | Soligent De-listing | 0 |  | De-Listing & Stock Qty Unavailable |  | Not Applicable
360-0019 | 360-0019 | Solectria, Option, Integrated Sub-Combiner, for PVI 50-100KW, 4 Fuses, 110-200A, Specify Fuse Size, OPT-FUSCOM-04X-110A-200A | 1506 |  | No | Inverters | Soligent De-listing | 0 |  | De-Listing & Stock Qty Unavailable |  | Not Applicable
360-0020 | 360-0020 | Solectria, Option, Integrated Sub-Combiner for 60, 82, 95KW, 4 Fuses, 40-60A, Specify Fuse Size, | 598 |  | No | Electrical BOS | Vendor De-listing | 0 |  | De-Listing & Stock Qty Unavailable |  | Not Applicable
360-0021 | 360-0021 | Solectria, Option, Integrated Sub-Combiner for 60, 82, 95KW, 5 Fuses, 40-60A, Specify Fuse Size, | 656 |  | No | Electrical BOS | Vendor De-listing | 0 |  | De-Listing & Stock Qty Unavailable |  | Not Applicable
360-0022 | 360-0022 | Solectria, Option, Integrated Sub-Combiner, for PVI 50-100KW, 6 Fuses, 40-60A, Specify Fuse Size, OPT-FUSCOM-06X-040A-060A | 1084 |  | No | Electrical BOS | Soligent De-listing | 0 |  | De-Listing & Stock Qty Unavailable |  | Not Applicable
360-0023 | 360-0023 | Solectria, Option, Integrated Sub-Combiner for 60, 82, 95KW, 7 Fuses, 40-60A, Specify Fuse Size, | 780 |  | No | Electrical BOS | Vendor De-listing | 0 |  | De-Listing & Stock Qty Unavailable |  | Not Applicable
360-0024 | 360-0024 | Solectria, Option, Integrated Sub-Combiner, for PVI 50-100KW, 8 Fuses, 40-60A, Specify Fuse Size, OPT-FUSCOM-08X-040A-060A | 1248 |  | No | Inverters | Soligent De-listing | 0 |  | De-Listing & Stock Qty Unavailable |  | Not Applicable
360-0027 | 360-0027 | Solectria, Option, Integrated Sub-Combiner, for PVI 50-100KW, 2 Fuses, 70-100A, Specify Fuse Size, OPT-FUSCOM-02X-070A-100A | 684 |  | No | Electrical BOS | Soligent De-listing | 0 |  | De-Listing & Stock Qty Unavailable |  | Not Applicable
360-0028 | 360-0028 | Solectria, Option, Integrated Sub-Combiner for 60, 82, 95KW, 3 Fuses, 70-100A, Specify Fuse Size, | 674 |  | No | Electrical BOS | Vendor De-listing | 0 |  | De-Listing & Stock Qty Unavailable |  | Not Applicable
360-0029 | 360-0029 | Solectria, Option, Integrated Sub-Combiner, for PVI 50-100KW, 4 Fuses, 70-100A, Specify Fuse Size, OPT-FUSCOM-04X-070A-100A | 1106 |  | No | Inverters | Soligent De-listing | 0 |  | De-Listing & Stock Qty Unavailable |  | Not Applicable
360-0030 | 360-0030 | Solectria, Option, Integrated Sub-Combiner for 60, 82, 95KW, 5 Fuses, 70-100A, Specify Fuse Size, | 1020 |  | No | Electrical BOS | Vendor De-listing | 0 |  | De-Listing & Stock Qty Unavailable |  | Not Applicable
360-0031 | 360-0031 | Solectria, Option, Integrated Sub-Combiner, for PVI 50-100KW, 6 Fuses, 70-100A, Specify Fuse Size, OPT-FUSCOM-06X-070A-100A | 1342 |  | No | Electrical BOS | Soligent De-listing | 0 |  | De-Listing & Stock Qty Unavailable |  | Not Applicable
360-0034 | 360-0034 | SMA, Sunny Breeze Cooling Fan | 128 |  | No | Inverters | Vendor De-listing | 0 |  | De-Listing & Stock Qty Unavailable |  | Not Applicable
360-0036 | 360-0036 | APsystems, AC Bus Cable End Cap, for QT-2, 5 Wire, 2062050002 | 12 |  | No | Inverters | Shippable | 11.25 |  | Shippable but Stock Qty Unavailable |  | Not Applicable
360-0037 | 360-0037 | APsystems, AC Cable Connector 10AWG (splice) for 5 wire Trunk, Female, 2301512002 | 12 |  | No | Inverters | Shippable | 11.25 |  | Shippable but Stock Qty Unavailable |  | Not Applicable
360-0038 | 360-0038 | APsystems, AC Bus (Trunk) Cable for QT-2 Micro Inverters, (1 per Inverter), 5 Wire 10 AWG, 2.4m (~94”), 2322609202 | 42.67 |  | No | Inverters | Shippable | 40 |  | Shippable but Stock Qty Unavailable |  | Not Applicable
360-0039 | 360-0039 | Magnum, Digital LCD Display Remote Panel with 50' Cable, Flush Mount, ME-RC50-L | 163.44 |  | No | Inverters | Shippable | 156.09 |  | Shippable but Stock Qty Unavailable |  | Not Applicable
360-0040 | 360-0040 | Solectria, Option, Integrated Sub-Combiner, for PVI 50-100KW, 2 Fuses, 225-300A, Specify Fuse Size, OPT‐FUSCOM‐02X‐225A‐300A | 1647 |  | No | Electrical BOS | Soligent De-listing | 0 |  | De-Listing & Stock Qty Unavailable |  | Not Applicable
360-0042 | 360-0042 | APsystems, AC Bus Cable Unlocking Tool, for QT-2 5 Wire Trunk, 2353000002 | 4 |  | No | Inverters | Shippable | 3.75 |  | Shippable but Stock Qty Unavailable |  | Not Applicable
360-0043 | 360-0043 | APsystems, AC Bus (Trunk) Cable for QT-2 Micro Inverters, (1 per Inverter), 5 Wire 10 AWG, 9.5m (~374”), 2322959232 | 125.33 |  | No | Inverters | Shippable | 117.5 |  | Shippable but Stock Qty Unavailable |  | Not Applicable
360-0056 | 360-0056 | Advanced Energy, Integrated Sub-Combiner Option for AE 75TX, 1 x 450A Fuse, AE_75TX-SC-01-450 | 2730 |  | No | Electrical BOS | Soligent De-listing | 0 |  | De-Listing & Stock Qty Unavailable |  | Not Applicable
360-0057 | 360-0057 | Advanced Energy, Integrated Sub-Combiner Option for AE 75TX, 2 x 225A Fuses, AE_75TX-SC-02-225 | 3200 |  | No | Electrical BOS | Vendor De-listing | 0 |  | De-Listing & Stock Qty Unavailable |  | Not Applicable
360-0058 | 360-0058 | Advanced Energy, Integrated Sub-Combiner Option for AE 75TX, 3 x 150A Fuses, AE_75TX-SC-03-150 | 2448 |  | No | Electrical BOS | Vendor De-listing | 0 |  | De-Listing & Stock Qty Unavailable |  | Not Applicable
360-0059 | 360-0059 | Advanced Energy, Integrated Sub-Combiner Option for AE 75TX, 6 x 75A Fuses, AE_75TX-SC-06-75 | 2166 |  | No | Electrical BOS | Soligent De-listing | 0 |  | De-Listing & Stock Qty Unavailable |  | Not Applicable
360-0060 | 360-0060 | Advanced Energy, Integrated Sub-Combiner Option for AE 75TX, 9 x 75A Fuses , AE_75TX-SC-09-75 | 3106 |  | No | Electrical BOS | Soligent De-listing | 0 |  | De-Listing & Stock Qty Unavailable |  | Not Applicable
360-0061 | 360-0061 | Advanced Energy, Integrated Sub-Combiner Option for AE 100TX, 1 x 600A Fuse, AE_100TX-SC-01-600 | 2730 |  | No | Electrical BOS | Soligent De-listing | 0 |  | De-Listing & Stock Qty Unavailable |  | Not Applicable
360-0062 | 360-0062 | Advanced Energy, Integrated Sub-Combiner Option for AE 100TX, 2 x 300A Fuses, AE_100TX-SC-02-300 | 3200 |  | No | Electrical BOS | Vendor De-listing | 0 |  | De-Listing & Stock Qty Unavailable |  | Not Applicable
360-0063 | 360-0063 | Advanced Energy, Integrated Sub-Combiner Option for AE 100TX, 3 x 200A Fuses, AE_100TX-SC-03-200 | 2448 |  | No | Electrical BOS | Vendor De-listing | 0 |  | De-Listing & Stock Qty Unavailable |  | Not Applicable
360-0064 | 360-0064 | Advanced Energy, Integrated Sub-Combiner Option for AE 100TX, 6 x 100A Fuses, AE_100TX-SC-06-100 | 2166 |  | No | Electrical BOS | Soligent De-listing | 0 |  | De-Listing & Stock Qty Unavailable |  | Not Applicable
360-0065 | 360-0065 | Advanced Energy, Integrated Sub-Combiner Option for AE 100TX, 9 x 75A Fuses, AE_100TX-SC-09-75 | 3106 |  | No | Electrical BOS | Soligent De-listing | 0 |  | De-Listing & Stock Qty Unavailable |  | Not Applicable
360-0066 | 360-0066 | Fronius, Symo 10-24kW Shade Cover, Powdered Coated Aluminum, CA2,0201,5443 | 92.83 |  | No | Inverters | Vendor De-listing | 87.03 |  | De-Listing & Stock Qty Unavailable |  | Not Applicable
360-0067 | 360-0067 | OutBack, ProHarvest, 380/480V AC Cable, 5ft. Includes ProHarvest 480V AC mating connector, other end unterminated, CBL-480A-05 | 49.5 |  | No | Inverters | Vendor De-listing | 0 |  | De-Listing & Stock Qty Unavailable |  | Not Applicable
360-0068 | 360-0068 | OutBack, ProHarvest, 380/480V AC Cable, 15ft. Includes ProHarvest 480V AC mating connector, other end unterminated, CBL-480A-15 | 69.3 |  | No | Inverters | Vendor De-listing | 0 |  | De-Listing & Stock Qty Unavailable |  | Not Applicable
360-0069 | 360-0069 | OutBack, ProHarvest, 380/480V AC Cable, 30ft. Includes ProHarvest 480V AC mating connector, other end unterminated, CBL-480A-30 | 118.8 |  | No | Inverters | Vendor De-listing | 0 |  | De-Listing & Stock Qty Unavailable |  | Not Applicable
360-0070 | 360-0070 | OutBack, ProHarvest, 380/480V AC Cable, 50ft. Includes ProHarvest 480V AC mating connector, other end unterminated, CBL-480A-50 | 168.3 |  | No | Inverters | Vendor De-listing | 0 |  | De-Listing & Stock Qty Unavailable |  | Not Applicable
360-0071 | 360-0071 | OutBack, ProHarvest, 208V AC Cable, 5ft. Includes ProHarvest 208V AC mating connector, other end unterminated, CBL-208A-05 | 49.5 |  | No | Inverters | Vendor De-listing | 0 |  | De-Listing & Stock Qty Unavailable |  | Not Applicable
360-0072 | 360-0072 | OutBack, ProHarvest, 208V AC Cable, 15ft. Includes ProHarvest 208V AC mating connector, other end unterminated, CBL-208A-15 | 69.3 |  | No | Inverters | Vendor De-listing | 0 |  | De-Listing & Stock Qty Unavailable |  | Not Applicable
360-0073 | 360-0073 | OutBack, ProHarvest, 208V AC Cable, 30ft. Includes ProHarvest 208V AC mating connector, other end unterminated, CBL-208A-30 | 118.8 |  | No | Inverters | Vendor De-listing | 0 |  | De-Listing & Stock Qty Unavailable |  | Not Applicable
360-0074 | 360-0074 | OutBack, ProHarvest, 208V AC Cable, 50ft. Includes ProHarvest 208V AC mating connector, other end unterminated, CBL-208A-50 | 168.3 |  | No | Inverters | Vendor De-listing | 0 |  | De-Listing & Stock Qty Unavailable |  | Not Applicable
360-0075 | 360-0075 | OutBack, ProHarvest, Ballast Roof Mounting System, Hardware to mount 1 ProHarvest inverter. Includes 4 feet and associated hardware, Qty. 1, MNT-TS1-01 | 79.2 |  | No | Inverters | Vendor De-listing | 0 |  | De-Listing & Stock Qty Unavailable |  | Not Applicable
360-0076 | 360-0076 | SolarEdge, Cable Cover for 3PH Synergy 66.6K, DCD-SGY-COVER-LP | 89.36 |  | No | Inverters | Soligent De-listing | 51.35 |  | De-Listing & Stock Qty Unavailable |  | Not Applicable
360-0077 | 360-0077 | SolarEdge, Cable Cover for 3PH Synergy 43.2 & 100kW, DCD-SGY-COVER-HP | 149.94 |  | No | Inverters | Vendor De-listing | 86.17 |  | De-Listing & Stock Qty Unavailable |  | Not Applicable
360-0113 | 360-0113 | Solectria, Option, Forward Facing AC and DC Disconnects, for PVI 10?15KW, OPT-DISCO-FF | 259 |  | No | Electrical BOS | Soligent De-listing | 0 |  | De-Listing & Stock Qty Unavailable |  | Not Applicable
360-0114 | 360-0114 | Enphase, Extension Cable, Connectors on Both Ends, 6', for M190/M210, Qty. 1, EEXC-01-06 | 103 |  | No | Electrical BOS | Vendor De-listing | 0 |  | De-Listing & Stock Qty Unavailable |  | Not Applicable
360-0116 | 360-0116 | Solectria, Option, Forward Facing Disconnect, AC/DC, for PVI 60/82/95KW, 480VAC, OPT-FF-PVI 60-95 480V | 1835 |  | No | Electrical BOS | Vendor De-listing | 0 |  | De-Listing & Stock Qty Unavailable |  | Not Applicable
360-0117 | 360-0117 | Enphase, Extension Cable, Connectors on Both Ends, 12', for M190/M210, Qty. 1, EEXC-01-12 | 131 |  | No | Electrical BOS | Vendor De-listing | 0 |  | De-Listing & Stock Qty Unavailable |  | Not Applicable
360-0118 | 360-0118 | Yaskawa Solectria, Shade Cover, PVI 28-36TL Inverters Only, OPT-SHADECOVER-PVI-28-36TL | 240 |  | No | Inverters | Vendor De-listing | 206.9 |  | De-Listing & Stock Qty Unavailable |  | Not Applicable
360-0119 | 360-0119 | Yaskawa Solectria, Shade Cover, PVI 50/60TL Inverters Only, OPT-SHADECOVER-PVI-50-60 | 240 |  | No | Inverters | Shippable | 206.9 |  | Shippable but Stock Qty Unavailable |  | Not Applicable
360-0120 | 360-0120 | Fronius, Rule-21 Firmware up-grade kit, for Primo 10-15kW and Symo 10, 12 & 15kW, 208-240, includes: 1, UL-1741-SA (Rule-21) Label, 1 Firmware Up-Grade USB Stick, & Instructions, Qty 1 Kit | 0 |  | No | Inverters | Vendor De-listing | 0 |  | Not Applicable |  | Not Applicable
360-0122 | 360-0122 | Enphase, Install Kit for M190 (1 AC Cable 6', 1 End Cap, 1 Mounting Bracket), Qty. 1, EKIT-01-001 | 99 |  | No | Electrical BOS | Vendor De-listing | 0 |  | De-Listing & Stock Qty Unavailable |  | Not Applicable
360-0123 | 360-0123 | Enphase, AC Interconnect Cable with One Plug, 12', for M190/M210, Qty. 1, ECWP-01-12 | 37.95 |  | No | Electrical BOS | Vendor De-listing | 0 |  | De-Listing & Stock Qty Unavailable |  | Not Applicable
360-0126 | 360-0126 | Enphase, AC Interconnect Cable with One Plug, 6', for M190/M210, Qty. 1, ECWP-01-06 | 28.91 |  | No | Electrical BOS | Vendor De-listing | 0 |  | De-Listing & Stock Qty Unavailable |  | Not Applicable
360-0127 | 360-0127 | EnphaseX, Extension Cable, AC Interconnect, 20' Qty. 6, ECWP-06-20 | 254.2 |  | No | Electrical BOS | Vendor De-listing | 0 |  | De-Listing & Stock Qty Unavailable |  | Not Applicable
360-0128 | 360-0128 | Enphase, AC Interconnect Cable with One Plug, 20', for M190/M210, Qty. 1, ECWP-01-20 | 108 |  | No | Electrical BOS | Vendor De-listing | 0 |  | De-Listing & Stock Qty Unavailable |  | Not Applicable
360-0136 | 360-0136 | Enphase, Line Communication Filter 120VAC, for 208/240VAC, 100A, with Envoy Communications Gateway hub, Qty. 1, ELCF-120-001 | 1442 |  | No | Inverters | Vendor De-listing | 0 |  | De-Listing & Stock Qty Unavailable |  | Not Applicable
360-0137 | 360-0137 | Solectria, Option, Fused AC Disconnect, for PVI 50-100KW, OPT-DISCO-SFFAC | 1567.98 |  | No | Inverters | Soligent De-listing | 0 |  | De-Listing & Stock Qty Unavailable |  | Not Applicable
360-0138 | 360-0138 | Solectria, Option, Low Voltage Input Tap, for PVI 50-100KW, MPPT down 5% to 309Vdc, OPT-LDCV-PVI | 624 |  | No | Inverters | Soligent De-listing | 0 |  | De-Listing & Stock Qty Unavailable |  | Not Applicable
360-0146 | 360-0146 | Solectria, Option, Combiner for 13 & 15KW, 7 Fuses, Specify 10A or 15A, OPT-Combiner-7 | 626 |  | No | Electrical BOS | Vendor De-listing | 0 |  | De-Listing & Stock Qty Unavailable |  | Not Applicable
360-0147 | 360-0147 | Solectria, Option, Combiner for 13 & 15KW, 6 Fuses, Specify 10A or 15A, OPT-Combiner-6 | 626 |  | No | Electrical BOS | Vendor De-listing | 0 |  | De-Listing & Stock Qty Unavailable |  | Not Applicable
360-0148 | 360-0148 | Solectria, Option, Combiner for 13 & 15KW, 5 Fuses, Specify 10A or 15A, OPT-Combiner-5 | 626 |  | No | Electrical BOS | Vendor De-listing | 0 |  | De-Listing & Stock Qty Unavailable |  | Not Applicable
360-0149 | 360-0149 | Advanced Energy, Integrated Sub-Combiner Option for AE 75TX, 4 x 100A Fuses, AE_75TX-SC-04-100 | 1790 |  | No | Electrical BOS | Vendor De-listing | 0 |  | De-Listing & Stock Qty Unavailable |  | Not Applicable
360-0150 | 360-0150 | Advanced Energy, Integrated Sub-Combiner Option for AE 100TX, 4 x 150A Fuses, AE_100TX-SC-04-150 | 2918 |  | No | Electrical BOS | Soligent De-listing | 0 |  | De-Listing & Stock Qty Unavailable |  | Not Applicable
360-0151 | 360-0151 | Enphase, AC Interconnect Cable with One Plug, 6', for D380, Qty. 1, ECWP-G2-06 | 31.99 |  | No | Electrical BOS | Vendor De-listing | 0 |  | De-Listing & Stock Qty Unavailable |  | Not Applicable
360-0152 | 360-0152 | Enphase, AC Interconnect Cable with One Plug, 12', for D380, Qty. 1, ECWP-G2-12 | 144 |  | No | Electrical BOS | Vendor De-listing | 0 |  | De-Listing & Stock Qty Unavailable |  | Not Applicable
360-0153 | 360-0153 | Enphase, AC Interconnect Cable with One Plug, 20', for D380, Qty. 1, ECWP-G2-20 | 130 |  | No | Inverters | Vendor De-listing | 0 |  | De-Listing & Stock Qty Unavailable |  | Not Applicable
360-0154 | 360-0154 | Enphase, Extension Cable, Connectors on Both Ends, 6', for D380, Qty. 1, EEXC-G2-06 | 38.02 |  | No | Electrical BOS | Vendor De-listing | 0 |  | De-Listing & Stock Qty Unavailable |  | Not Applicable
360-0155 | 360-0155 | Enphase, Extension Cable, Connectors on Both Ends, 12', for D380, Qty. 1, EEXC-G2-12 | 112 |  | No | Inverters | Vendor De-listing | 0 |  | De-Listing & Stock Qty Unavailable |  | Not Applicable
360-0156 | 360-0156 | Enphase, Extension Cable, Connectors on Both Ends, 20', for D380, Qty. 1, EEXC-G2-20 | 86.1 |  | No | Electrical BOS | Vendor De-listing | 0 |  | De-Listing & Stock Qty Unavailable |  | Not Applicable
360-0158 | 360-0158 | Advanced Energy, Integrated Sub-Combiner Option for AE 260TX, 5 x 300A Fuses, AE_260TX-SC-05-300 | 5366 |  | No | Electrical BOS | Soligent De-listing | 0 |  | De-Listing & Stock Qty Unavailable |  | Not Applicable
360-0159 | 360-0159 | Enphase, Extension Cable, Connectors on Both Ends, 20', for M190/M210, Qty. 1, EEXC-01-20 | 70.21 |  | No | Electrical BOS | Vendor De-listing | 0 |  | De-Listing & Stock Qty Unavailable |  | Not Applicable
360-0161 | 360-0161 | Enphase, AC Trunk Cable, 3 Drop 3-Ph, for D380 208Vac inverters, 250" long, Qty. 1, ET3C-G2-06 | 57.14 |  | No | Electrical BOS | Vendor De-listing | 0 |  | De-Listing & Stock Qty Unavailable |  | Not Applicable
360-0162 | 360-0162 | Enphase, Extension Cable D380 End Caps, Qty. 1, ECAP-01-002 | 4.44 |  | No | Electrical BOS | Vendor De-listing | 0 |  | De-Listing & Stock Qty Unavailable |  | Not Applicable
360-0163 | 360-0163 | Enphase, Extension Cable M190/M210 End Caps, Qty. 1, ECAP-01-001 | 9.6 |  | No | Electrical BOS | Vendor De-listing | 0 |  | De-Listing & Stock Qty Unavailable |  | Not Applicable
360-0164 | 360-0164 | Solectria, Option, Positive Ground for PVI 3000-5300 inverter, OPT-POSGROUND-3000-5300 | 106 |  | No | Electrical BOS | Vendor De-listing | 0 |  | De-Listing & Stock Qty Unavailable |  | Not Applicable
360-0165 | 360-0165 | Enphase, Mounting Bracket for Dual Gang AC JBox (included in Install Kit), Qty. 1, EMBK-50-001 | 21 |  | No | Electrical BOS | Vendor De-listing | 0 |  | De-Listing & Stock Qty Unavailable |  | Not Applicable
360-0166 | 360-0166 | Magnum, Advanced Digital LCD Display Remote Panel with 50' Cable, Flush Mount, ME-ARC50-L | 218.88 |  | No | Inverters | Shippable | 209.04 |  | Shippable but Stock Qty Unavailable | USEC001-0070 | Already Listed
360-0167 | 360-0167 | Enphase, AC Trunk Cable, 1 Drop, for D380 208/240Vac inverter, 72" long, Qty. 1, ET1RC-G2-06 | 31.91 |  | No | Electrical BOS | Vendor De-listing | 0 |  | De-Listing & Stock Qty Unavailable |  | Not Applicable
360-0171 | 360-0171 | Advanced Energy, Integrated Sub-Combiner Option for AE 260TX, 4 x 400A Fuses, AE_260TX-SC-04-400 | 4560 |  | No | Electrical BOS | Vendor De-listing | 0 |  | De-Listing & Stock Qty Unavailable |  | Not Applicable
360-0172 | 360-0172 | Solectria, Option, Forward Facing Disconnect, AC only, for PVI 60/ 82/95KW, 208VAC (and 240VAC), OPT-FF-AC-PVI 60-95 208V | 1112 |  | No | Electrical BOS | Vendor De-listing | 0 |  | De-Listing & Stock Qty Unavailable |  | Not Applicable
360-0173 | 360-0173 | SolarEdge, Rule-21 Firmware up-grade kit, includes: 10 UL-1741-SA (Rule-21) Labels, 1 Firmware SD Card, & Instructions, Qty 1 Kit | 0 |  | No | Inverters | Vendor De-listing | 0 |  | Not Applicable |  | Not Applicable
360-0174 | 360-0174 | Fronius, Rule-21 Firmware up-grade kit, for Primo 3.8 - 8.2kW and Symo 480V only, includes: 1, UL-1741-SA (Rule-21) Label, 1 Firmware Up-Grade USB Stick, & Instructions, Qty 1 Kit | 0 |  | No | Inverters | Vendor De-listing | 0 |  | Not Applicable |  | Not Applicable
360-0174 : 360-0174 : 360-0174_U | 360-0174 : 360-0174_U | Fronius, Rule-21 Firmware up-grade kit, for Primo 3.8 - 8.2kW and Symo 480V only, includes: 1, UL-1741-SA (Rule-21) Label, 1 Firmware Up-Grade USB Stick, & Instructions, Qty 1 Kit | 0 |  | No | Inverters | Vendor De-listing | 0 |  | Not Applicable |  | Not Applicable
360-0175 | 360-0175 | Fronius, Rule-21 Firmware up-grade kit, for all Primo and Symo Inverters, includes: 1, UL-1741-SA (Rule-21) Label, 1 Firmware Up-Grade USB Stick, & Instructions, Qty 1 Kit | 0 |  | No | Inverters | Soligent De-listing | 0 |  | Not Applicable |  | Not Applicable
360-0176 | 360-0176 | Chilicon, Module Branch Connector, AWG 18, 650mm (~25.5”) (1 for each Micro), MBC | 14 |  | No | Inverters | Soligent De-listing | 7.14 |  | De-Listing & Stock Qty Unavailable |  | Not Applicable
360-0177 | 360-0177 | Chilicon, Modular Trunk Cable, AWG 10, 1025mm (~40”) for 60/72 Cell Portrait Modules, MTC-1.025 | 28.5 |  | No | Inverters | Soligent De-listing | 0 |  | De-Listing & Stock Qty Unavailable |  | Not Applicable
360-0178 | 360-0178 | Chilicon, Modular Trunk Cable, AWG 10, 1.7m (~67”) for 60 Cell Landscape Modules, MTC-1.7 | 17.22 |  | No | Inverters | Soligent De-listing | 15.82 |  | De-Listing & Stock Qty Unavailable |  | Not Applicable
360-0178 : 360-0178 : 360-0178_U | 360-0178 : 360-0178_U | Chilicon, Modular Trunk Cable, AWG 10, 1.7m (~67”) for 60 Cell Landscape Modules, MTC-1.7 | 17.22 |  | No | Inverters | Soligent De-listing | 15.82 |  | De-Listing & Stock Qty Unavailable |  | Not Applicable
360-0179 | 360-0179 | Chilicon, Modular Trunk Cable, AWG 10, 2.15m (~85”) for 72 Cell Landscape Modules, MTC-2.15 | 45 |  | No | Inverters | Soligent De-listing | 0 |  | De-Listing & Stock Qty Unavailable |  | Not Applicable
360-0180 | 360-0180 | Chilicon, Trunk Homerun Cable Option, AWG 10, 1.7mm (~67”) 1 connector, to avoid cutting MTC cable, MTC-HR-1.7 | 34.1 |  | No | Inverters | Soligent De-listing | 0 |  | De-Listing & Stock Qty Unavailable |  | Not Applicable
360-0181 | 360-0181 | Chilicon, Modular Trunk Tool, MTool | 11.11 |  | No | Inverters | Soligent De-listing | 11.11 |  | De-Listing & Stock Qty Unavailable |  | Not Applicable
360-0181_U | 360-0181_U | Chilicon, Modular Trunk Tool, MTool | 11.11 |  | No | Inverters | Soligent De-listing | 12.5 |  | De-Listing & Stock Qty Unavailable |  | Not Applicable
360-0182_U | 360-0182_U | Chilicon, Modular Trunk Cap Male, T6 Male Cap | 2.22 |  | No | Inverters | Soligent De-listing | 2.5 |  | De-Listing & Stock Qty Unavailable |  | Not Applicable
360-0183 | 360-0183 | Chilicon, Modular Trunk Cap Female, T6 Female Cap | 5.88 |  | No | Inverters | Soligent De-listing | 0 |  | De-Listing & Stock Qty Unavailable |  | Not Applicable
360-0184_U | 360-0184_U | Chilicon, Modular Trunk Cap Sealing Tape, 10’, 1 for 4 T6 Male Caps, Tape Roll | 8.89 |  | No | Inverters | Soligent De-listing | 10 |  | De-Listing & Stock Qty Unavailable |  | Not Applicable
360-0196 | 360-0196 | Xantrex, Remote ON/OFF switch for TR series inverters | 194 |  | No | Inverters | Vendor De-listing | 0 |  | De-Listing & Stock Qty Unavailable |  | Not Applicable
360-0197 | 360-0197 | Xantrex, SW Plus Back Plate | 24.75 |  | No | Inverters | Vendor De-listing | 0 |  | De-Listing & Stock Qty Unavailable |  | Not Applicable
360-0199 | 360-0199 | Blue Sky Energy, Remote Display (IPN-Pro) with 500A shunt,25'(7.6m) cable incl. | 15.2 |  | No | Electrical BOS | Soligent De-listing | 0 |  | De-Listing & Stock Qty Unavailable |  | Not Applicable
360-0200 | 360-0200 | Advanced Energy, Integrated Sub-Combiner Option for AE 100TX, 5 x 110A Fuses, AE_100TX-SC-05-110 | 3200 |  | No | Electrical BOS | Soligent De-listing | 0 |  | De-Listing & Stock Qty Unavailable |  | Not Applicable
360-0201 | 360-0201 | Advanced Energy, Integrated Sub-Combiner Option for AE 260TX, 16 x 100A Fuses, AE_260TX-SC-16-100 | 5276 |  | No | Electrical BOS | Soligent De-listing | 0 |  | De-Listing & Stock Qty Unavailable |  | Not Applicable
360-0202 | 360-0202 | Advanced Energy, Integrated Sub-Combiner Option for AE 50TX, 3 x 100A Fuses, AE_50TX-SC-03-100 | 1074 |  | No | Electrical BOS | Vendor De-listing | 0 |  | De-Listing & Stock Qty Unavailable |  | Not Applicable
360-0203 | 360-0203 | Enphase, Branch Terminator for M215 and M250, Qty. 1, ET-TERM-10 | 24.2 |  | No | Inverters | Vendor De-listing | 0 |  | De-Listing & Stock Qty Unavailable |  | Not Applicable
360-0204 | 360-0204 | Enphase, Engage Coupler, Watertight Cable Splice for M215 and M250, Qty. 1, ET-SPLK-05 | 34.28 |  | No | Inverters | Vendor De-listing | 0 |  | De-Listing & Stock Qty Unavailable |  | Not Applicable
360-0205 : 360-0205 : 360-0205_U | 360-0205 : 360-0205_U | Enphase, Accessory, Water tight cap for M215 and M250, Qty. 1, ET-SEAL-10 | 2.78 |  | No | Inverters | Vendor De-listing | 2.53 |  | De-Listing & Stock Qty Unavailable |  | Not Applicable
360-0206 | 360-0206 | Enphase, Install Kit for M215 and M250 (4 Terminators, 1 Disconnect Tool, 5 Water tight caps), ET-INSTL | 134 |  | No | Inverters | Vendor De-listing | 0 |  | De-Listing & Stock Qty Unavailable |  | Not Applicable
360-0207 | 360-0207 | Enphase, AC Trunk Cable, 1-Phase Trunk Cable for M215, 40 Connectors, Portrait, with Install Kit and 100 R2 WEEB Cable Clips, ET10-240-40 | 1587.98 |  | No | Inverters | Vendor De-listing | 0 |  | De-Listing & Stock Qty Unavailable |  | Not Applicable
360-0208 | 360-0208 | Enphase, Engage AC Trunk Cable, 1-Ph (4-Wire) for M215 and M250, 40 Connectors, Landscape (67"), with Install Kit and 100 x R2 WEEB Cable Clips, ET17-240-40 | 56.23 |  | No | Inverters | Soligent De-listing | 0 |  | De-Listing & Stock Qty Unavailable |  | Not Applicable
360-0209 | 360-0209 | Enphase, Engage AC Trunk Cable, 3-Ph Trunk Cable for M215 and M250, 30 Connectors, Portrait, with Install Kit and 100 x R2 WEEB Cable Clips, ET10-208-30 | 1265.98 |  | No | Inverters | Vendor De-listing | 0 |  | De-Listing & Stock Qty Unavailable |  | Not Applicable
360-0215 | 360-0215 | Enphase, Envoy Communications Gateway, includes Ethernet Powerline Communication Bridge pair, with Lifetime MyEnlighten System level monitoring, Qty. 1, ENV-120-01 M | 864 |  | No | Electrical BOS | Vendor De-listing | 0 |  | De-Listing & Stock Qty Unavailable |  | Not Applicable
360-0216 | 360-0216 | Enphase, Engage AC Trunk Cable, 1-Ph (4-Wire) for M or S Inverters, Per Connector Qty, Continuous length in Landscape (67"), 60 Cell, ET17-240-BULK(1) | 48 |  | No | Inverters | Vendor De-listing | 0 |  | De-Listing & Stock Qty Unavailable |  | Not Applicable
360-0217 | 360-0217 | Enphase, Engage AC Trunk Cable, 1-Ph (4-Wire) for M215 and M250, Per Connector Qty, Continuous length in Portrait (40"),Non-Cancelable/Non-Returnable on Cut Lengths, ET10-240-BULK(1) | 39.6 |  | No | Inverters | Vendor De-listing | 20 |  | De-Listing & Stock Qty Unavailable |  | Not Applicable
360-0218 | 360-0218 | Enphase, Engage AC Trunk Cable, 3-Ph (5-Wire) for M or S Inverters, Per Connector Qty, Continuous length in Landscape (67"), Non-Cancelable/Non-Returnable on Cut Lengths, 60 Cell, ET17-208-BULK(1) | 26.67 |  | No | Inverters | Vendor De-listing | 24.24 |  | De-Listing & Stock Qty Unavailable |  | Not Applicable
360-0219 | 360-0219 | Enphase, Engage AC Trunk Cable, 3-Ph (5-Wire) for M215 and M250, Per Connector Qty, Continuous length in Portrait (40"), Non-Cancelable/Non-Returnable on Cut Lengths , ET10-208-BULK(1) | 39.6 |  | No | Inverters | Vendor De-listing | 20 |  | De-Listing & Stock Qty Unavailable |  | Not Applicable
360-0220 | 360-0220 | Advanced Energy, Integrated Sub-Combiner Option for AE 75TX, 5 x 100A Fuses, AE_75TX-SC-05-100 | 1884 |  | No | Electrical BOS | Soligent De-listing | 0 |  | De-Listing & Stock Qty Unavailable |  | Not Applicable
360-0221 | 360-0221 | Fronius, Base Plate for CL Series Central Inverters, REQUIRED FOR ALL CL INVERTERS, 44,0240,0006 | 381.6 |  | No | Inverters | Vendor De-listing | 0 |  | De-Listing & Stock Qty Unavailable |  | Not Applicable
360-0222 | 360-0222 | Advanced Energy, Integrated Sub-Combiner Option for AE 35TX, 2 x 100A Fuses, AE_35TX-SC-02-100 | 998 |  | No | Electrical BOS | Soligent De-listing | 0 |  | De-Listing & Stock Qty Unavailable |  | Not Applicable
360-0227 | 360-0227 | Advanced Energy, Integrated Sub-Combiner Option for AE 50TX, 2 x 150A Fuses, AE_50TX-SC-02-150 | 1620 |  | No | Electrical BOS | Vendor De-listing | 0 |  | De-Listing & Stock Qty Unavailable |  | Not Applicable
360-0228 | 360-0228 | Advanced Energy, Integrated Sub-Combiner Option for AE 50TX, 5 x 60A Fuses, AE_50TX-SC-05-60 | 1244 |  | No | Electrical BOS | Soligent De-listing | 0 |  | De-Listing & Stock Qty Unavailable |  | Not Applicable
360-0229 | 360-0229 | Solectria, Option, Upgrade to Stainless Steel (316 Grade), enclosure and AC Disconnect for 480VAC inverters, OPT-SS-316-480V | 18424 |  | No | Electrical BOS | Vendor De-listing | 0 |  | De-Listing & Stock Qty Unavailable |  | Not Applicable
360-0230 | 360-0230 | Advanced Energy, Integrated Sub-Combiner Option for AE 35TX, 4 x 50A Fuses, AE_35TX-SC-04-50 | 1224 |  | No | Electrical BOS | Soligent De-listing | 0 |  | De-Listing & Stock Qty Unavailable |  | Not Applicable
360-0231 | 360-0231 | Advanced Energy, Integrated Sub-Combiner Option for AE 35TX, 1 x 200A Fuses, AE_35TX-SC-01-200 | 1130 |  | No | Electrical BOS | Vendor De-listing | 0 |  | De-Listing & Stock Qty Unavailable |  | Not Applicable
360-0232 | 360-0232 | Advanced Energy, Integrated Sub-Combiner Option for AE 35TX, 3 x 70A Fuses, AE_35TX-SC-03-70 | 1056 |  | No | Electrical BOS | Vendor De-listing | 0 |  | De-Listing & Stock Qty Unavailable |  | Not Applicable
360-0236 | 360-0236 | Solectria, Option, Upgrade to Stainless Steel (316 Grade), enclosure and AC Disconnect for 208VAC inverters, OPT-SS-316-208V | 16940 |  | No | Electrical BOS | Vendor De-listing | 0 |  | De-Listing & Stock Qty Unavailable |  | Not Applicable
360-0238 | 360-0238 | Advanced Energy, Integrated Sub-Combiner Option for AE 260TX, 8 x 200A Fuses, AE_260TX-SC-08-200 | 5276 |  | No | Electrical BOS | Soligent De-listing | 0 |  | De-Listing & Stock Qty Unavailable |  | Not Applicable
360-0240 | 360-0240 | Advanced Energy, Integrated Sub-Combiner Option for AE 500TX, 8 x 400A Fuses, AE_500TX-SC-08-400-CB | 16006 |  | No | Electrical BOS | Soligent De-listing | 0 |  | De-Listing & Stock Qty Unavailable |  | Not Applicable
360-0241 | 360-0241 | Solectria, Option, Upgrade to Stainless Steel (304 Grade), enclosure and Disconnects for SGI inverters, OPT-SGI-SS-304 | 28904 |  | No | Electrical BOS | Vendor De-listing | 0 |  | De-Listing & Stock Qty Unavailable |  | Not Applicable
360-0242 | 360-0242 | Advanced Energy, 480V Switchboard Branch Breaker (Up to 100A), PVMV-BCH-100 | 1118 |  | No | Electrical BOS | Vendor De-listing | 0 |  | De-Listing & Stock Qty Unavailable |  | Not Applicable
360-0243 | 360-0243 | Advanced Energy, 480V Switchboard Branch Breaker (Up to 100A), PVMV-BCH-60 | 672 |  | No | Electrical BOS | Vendor De-listing | 0 |  | De-Listing & Stock Qty Unavailable |  | Not Applicable
360-0244 | 360-0244 | Advanced Energy, Transformer Surge Arrestors, Surge Arrestors | 2178 |  | No | Electrical BOS | Vendor De-listing | 0 |  | De-Listing & Stock Qty Unavailable |  | Not Applicable
360-0245 | 360-0245 | Advanced Energy, Switchboard Revenue Grade Meter (CEC Compliant), PVMV-1040-RGM | 12000 |  | No | Electrical BOS | Vendor De-listing | 0 |  | De-Listing & Stock Qty Unavailable |  | Not Applicable
360-0246 | 360-0246 | Advanced Energy, Eight Circuit Integrated DC Circuit Breaker Subcombiner 8x400A, AE_500TX-SC-08-400-CB | 16006 |  | No | Electrical BOS | Soligent De-listing | 0 |  | De-Listing & Stock Qty Unavailable |  | Not Applicable
360-0247 | 360-0247 | Advanced Energy, Eight Circuit Integrated DC Circuit Breaker Subcombiner with Monitoring. 8x400A, AE_500TX-SC-08M-400-CB | 20706 |  | No | Electrical BOS | Soligent De-listing | 0 |  | De-Listing & Stock Qty Unavailable |  | Not Applicable
360-0248 | 360-0248 | Advanced Energy, Epoxy Base | 7060 |  | No | Electrical BOS | Vendor De-listing | 0 |  | De-Listing & Stock Qty Unavailable |  | Not Applicable
360-0249 | 360-0249 | Advanced Energy, Switchboard Main Breaker ( 800A), PVMV-620-MCB | 11296 |  | No | Electrical BOS | Vendor De-listing | 0 |  | De-Listing & Stock Qty Unavailable |  | Not Applicable
360-0250 | 360-0250 | Advanced Energy, Sixteen Circuit Integrated DC Circuit Breaker Subcombiner 16x225A, AE_500TX-SC-16-225-CB | 19224 |  | No | Electrical BOS | Soligent De-listing | 0 |  | De-Listing & Stock Qty Unavailable |  | Not Applicable
360-0251 | 360-0251 | Advanced Energy, Sixteen Circuit Integrated DC Circuit Breaker Subcombiner with Monitoring. 16x225A, AE_500TX-SC-16M-225-CB | 27950 |  | No | Electrical BOS | Soligent De-listing | 0 |  | De-Listing & Stock Qty Unavailable |  | Not Applicable
360-0252 | 360-0252 | Advanced Energy, Communication Wiring for Inverter Monitoring. Includes integrated central communications cabinet with LAN switch, RS-485 port and power supply, PV-RS485 | 8236 |  | No | Electrical BOS | Vendor De-listing | 0 |  | De-Listing & Stock Qty Unavailable |  | Not Applicable
360-0253 | 360-0253 | Advanced Energy, Switchboard Main Breaker (1600A), PVMV-1040-MCB | 20000 |  | No | Electrical BOS | Vendor De-listing | 0 |  | De-Listing & Stock Qty Unavailable |  | Not Applicable
360-0254 | 360-0254 | Advanced Energy, Galvanized Base Frame for Increased Corrosion Protection in Marine or other Harsh Environments, Galvanized Base | 11530 |  | No | Electrical BOS | Vendor De-listing | 0 |  | De-Listing & Stock Qty Unavailable |  | Not Applicable
360-0255 | 360-0255 | Advanced Energy, Twenty Circuit Integrated DC Circuit Breaker Subcombiner 20x225A, AE_500TX-SC-20-225-CB | 23426 |  | No | Electrical BOS | Soligent De-listing | 0 |  | De-Listing & Stock Qty Unavailable |  | Not Applicable
360-0256 | 360-0256 | Solectria, Option, Integrated Sub-Combiner, for PVI 10-15KW, 8 Fuses, 6-20A, Specify Fuse Size, OPT-FUSCOM-08X-06A-20A | 612 |  | No | Electrical BOS | Soligent De-listing | 0 |  | De-Listing & Stock Qty Unavailable |  | Not Applicable
360-0257 | 360-0257 | ABB, AC Trunk Cable, 1-Ph (4-Wire) 14.6mm OD for the MICRO-0.25/0.3, Continuous length in Portrait (41"), 10AWG, Qty.1 Connector, AC-TRUNK-41INCHES-(packaged in 50PLUG/spool) | 36 |  | No | Inverters | Soligent De-listing | 0 |  | De-Listing & Stock Qty Unavailable |  | Not Applicable
360-0258 | 360-0258 | ABB, AC Trunk Cable, 1-Ph (4-Wire) 14.6mm OD for the MICRO-0.25/0.3, Continuous length in Landscape (67"), 10AWG, Qty. 1 Connector, AC-TRUNK-67INCHES-(packaged in 32PLUGS/spool) | 52 |  | No | Inverters | Soligent De-listing | 0 |  | De-Listing & Stock Qty Unavailable |  | Not Applicable
360-0259 | 360-0259 | ABB, AC Trunk Cable, 1-Ph (4-Wire) 14.6mm OD for the MICRO-0.25/0.3, Continuous length in Landscape (81"), 10AWG, Qty. 1 Connector, AC-TRUNK-81INCHES-(packaged in 27PLUGS/spool) | 59 |  | No | Inverters | Soligent De-listing | 0 |  | De-Listing & Stock Qty Unavailable |  | Not Applicable
360-0260 | 360-0260 | ABB, Optional 15 meters coax extension cable for CDD antennas, MOBILE-MARK-CABLE-ASSY-C25-26-15L | 176 |  | No | Inverters | Soligent De-listing | 0 |  | De-Listing & Stock Qty Unavailable |  | Not Applicable
360-0261 | 360-0261 | Advanced Energy, Integrated Sub-Combiner Option for 35TX Inverters, Custom, Enter Quote Number and Custom Price, AE_35TX-SC-CUST | 0 |  | No | Electrical BOS | Vendor De-listing | 0 |  | Not Applicable |  | Not Applicable
360-0262 | 360-0262 | Advanced Energy, Integrated Sub-Combiner Option for 50TX Inverters, Custom, Enter Quote Number and Custom Price, AE_50TX-SC-CUST | 0 |  | No | Electrical BOS | Vendor De-listing | 0 |  | Not Applicable |  | Not Applicable
360-0263 | 360-0263 | Advanced Energy, Integrated Sub-Combiner Option for 75TX Inverters, Custom, Enter Quote Number and Custom Price, AE_75TX-SC-CUST | 0 |  | No | Electrical BOS | Vendor De-listing | 0 |  | Not Applicable |  | Not Applicable
360-0264 | 360-0264 | Advanced Energy, Integrated Sub-Combiner Option for 100TX Inverters, Custom, Enter Quote Number and Custom Price, AE_100TX-SC-CUST | 0 |  | No | Electrical BOS | Vendor De-listing | 0 |  | Not Applicable |  | Not Applicable
360-0265 | 360-0265 | Advanced Energy, Integrated Sub-Combiner Option for 260TX Inverters, Custom, Enter Quote Number and Custom Price, AE_260TX-SC-CUST | 0 |  | No | Electrical BOS | Vendor De-listing | 0 |  | Not Applicable |  | Not Applicable
360-0266 | 360-0266 | Canadian Solar, AC Module Trunk Cable (4-Wire), Per Connector Qty, Continuous length in portrait (1M or 40”), 75 connectors/reel, CDLM-A0100002 | 47.06 |  | No | Electrical BOS | Soligent De-listing | 0 |  | De-Listing & Stock Qty Unavailable |  | Not Applicable
360-0267 | 360-0267 | Canadian Solar, AC Module Trunk Cable (4-Wire), Per Connector Qty, Continuous length in Landscape (2M or 79”), 50 connectors/reel, CDLM-A0200002 | 60.61 |  | No | Electrical BOS | Soligent De-listing | 0 |  | De-Listing & Stock Qty Unavailable |  | Not Applicable
360-0268 | 360-0268 | ABB, Accessory, End Cap Branch Terminator for MICRO-0.25/0.3 AC Trunk Cable , Black, Qty. 1, AC-TRUNK-END-CAP | 16 |  | No | Inverters | Soligent De-listing | 0 |  | De-Listing & Stock Qty Unavailable |  | Not Applicable
360-0269 | 360-0269 | ABB, Accessory, Water-tight Cap for MICRO-0.25/0.3 AC Trunk Cable, Qty. 1, AC-TRUNK-PLUG-CAP | 3 |  | No | Inverters | Soligent De-listing | 0 |  | De-Listing & Stock Qty Unavailable |  | Not Applicable
360-0270 | 360-0270 | Advanced Energy, Integrated Sub-Combiner Option for 500TX Inverters, Custom, Enter Quote Number and Custom Price, AE_500TX-SC-CUST | 0 |  | No | Electrical BOS | Vendor De-listing | 0 |  | Not Applicable |  | Not Applicable
360-0271 | 360-0271 | Advanced Energy, Option, AC Disconnect for AE 500TX, AE_500TX-AC-DISC | 4114 |  | No | Electrical BOS | Vendor De-listing | 0 |  | De-Listing & Stock Qty Unavailable |  | Not Applicable
360-0272 | 360-0272 | Solectria, Direct to Medium Voltage Station Customized to Meet Customers Specifications, Estimate Only, Without Enclosure - 2 Inverters, MSS-SKD-CUSTOMIZED-2 | 170824 |  | No | Electrical BOS | Vendor De-listing | 0 |  | De-Listing & Stock Qty Unavailable |  | Not Applicable
360-0273 | 360-0273 | Solectria, Direct to Medium Voltage Station Customized to Meet Customers Specifications, Estimate Only, Without Enclosure - 3 Inverters, MSS-SKD-CUSTOMIZED-3 | 217412 |  | No | Electrical BOS | Vendor De-listing | 0 |  | De-Listing & Stock Qty Unavailable |  | Not Applicable
360-0274 | 360-0274 | Solectria, 2MW Station, 2000 kVA Padmount Transformer up to 15KV, 120/208V 4W power panelboard, 15 kVA Transformer - 480V Primary 208/120V Secondary, and wiring on pad, Skid Mounted, MSS 2MW | 251764 | 1000000 | No | Electrical BOS | Vendor De-listing | 0 |  | De-Listing & Stock Qty Unavailable |  | Not Applicable
360-0275 | 360-0275 | Solectria, 1.5MW Station, Includes: 1000 kVA Padmount Transformer up to 15KV, 120/208V 4W power panelboard, 15 kVA Dry?Type Transformer - 480V Primary 208/120V Secondary, and wiring on pad, Skid Mounted, MSS-XT 1MW | 190470 | 1500000 | No | Electrical BOS | Vendor De-listing | 0 |  | De-Listing & Stock Qty Unavailable |  | Not Applicable
360-0276 | 360-0276 | ET Solar, AC Module Transition Cable with one Male plug (4-Wire), 5’, 19mm OD, Qty. 1, 850-00139/ET-TCM-5 | 97 |  | No | Electrical BOS | Soligent De-listing | 0 |  | De-Listing & Stock Qty Unavailable |  | Not Applicable
360-0277 | 360-0277 | ET Solar, AC Module Transition Cable with one Female plug (4-Wire), 5’, 19mm OD, Qty. 1, 850-00142/ET-TCF-5 | 91 |  | No | Electrical BOS | Soligent De-listing | 0 |  | De-Listing & Stock Qty Unavailable |  | Not Applicable
360-0278 | 360-0278 | ET Solar, AC Module Extension Cable with two Female plugs (4-Wire), 5’, 19mm OD, Qty. 1, 850-00144/ET-ECFF-5 | 122 |  | No | Electrical BOS | Soligent De-listing | 0 |  | De-Listing & Stock Qty Unavailable |  | Not Applicable
360-0279 | 360-0279 | ET Solar, AC Module Extension Cable with two Male plugs (4-Wire), 5’, 19mm OD, Qty. 1, 850-00145/ET-ECMM-5 | 134 |  | No | Electrical BOS | Soligent De-listing | 0 |  | De-Listing & Stock Qty Unavailable |  | Not Applicable
360-0280 | 360-0280 | ET Solar, AC Module Extension Cable with Male and Female plugs (4-Wire), 5’, 19mm OD, Qty. 1, 850-00148/ET-ECMF-5 | 128 |  | No | Electrical BOS | Soligent De-listing | 0 |  | De-Listing & Stock Qty Unavailable |  | Not Applicable
360-0281 | 360-0281 | Solectria, Option, Factory Installed Neutral Connection, OPT-NTRL-PVI | 612 |  | No | Inverters | Soligent De-listing | 0 |  | De-Listing & Stock Qty Unavailable |  | Not Applicable
360-0282 | 360-0282 | SMA, Sunny Boy REPLACEMENT Disconnect, Transformerless (unfused), for SB3000TLUS-22 to SB7700TLUS-22 Inverters, DC-DISCON2TLUS-10(Replacement) | 465 |  | No | Inverters | Vendor De-listing | 0 |  | De-Listing & Stock Qty Unavailable |  | Not Applicable
360-0283 | 360-0283 | Solectria, Option, Fused AC Disconnect, PVI 50-100KW, OPT-DISCO-SFFAC | 1903 |  | No | Electrical BOS | Soligent De-listing | 0 |  | De-Listing & Stock Qty Unavailable |  | Not Applicable
360-0284 | 360-0284 | Solectria, Option, Stainless Steel Enclosure (316 Grade), for PVI 50-100KW inverters, OPT-SS316-PVI | 22000 |  | No | Inverters | Soligent De-listing | 0 |  | De-Listing & Stock Qty Unavailable |  | Not Applicable
360-0285 | 360-0285 | SMA, Fan kit for use with Sunny Boy SB3000TLUS-22 to SB6000TLUS-22 Inverters only, FANKIT02-10 | 181 |  | No | Inverters | Vendor De-listing | 0 |  | De-Listing & Stock Qty Unavailable |  | Not Applicable
360-0286 | 360-0286 | SMA, AC cable with 2 Male plugs, for SB240 Microinverter, 2.0m (79”’) long, Qty. 1, 41-51923, SPECIAL PRICING - LIMITED QUANTITY - ONLY WHILE SUPPLIES LAST | 30 |  | No | Electrical BOS | Soligent De-listing | 0 |  | De-Listing & Stock Qty Unavailable |  | Not Applicable
360-0287 | 360-0287 | SMA, AC cable with 2 Male plugs, for SB240 Microinverter, 1.4m (55”) long, Qty. 1, 41-51921, SPECIAL PRICING - LIMITED QUANTITY - ONLY WHILE SUPPLIES LAST | 26 |  | No | Inverters | Soligent De-listing | 0 |  | De-Listing & Stock Qty Unavailable |  | Not Applicable
360-0288 | 360-0288 | SMA, DC input adapter with MC4 plugs, for SB240 Microinverter, Qty. 1, 42-463312, SPECIAL PRICING - LIMITED QUANTITY - ONLY WHILE SUPPLIES LAST | 23 |  | No | Inverters | Soligent De-listing | 0 |  | De-Listing & Stock Qty Unavailable |  | Not Applicable
360-0289 | 360-0289 | SMA, DC input adapter with TE F+M0 plugs, for SB240 Microinverter, Qty. 1, 42-46313, SPECIAL PRICING - LIMITED QUANTITY - ONLY WHILE SUPPLIES LAST | 21 |  | No | Inverters | Soligent De-listing | 0 |  | De-Listing & Stock Qty Unavailable |  | Not Applicable
360-0290 | 360-0290 | Advanced Energy, Option, Supplemental 24VDC Power Supply, 3A, for TX inverters only, AE-VDC24-05A | 1166 |  | No | Electrical BOS | Vendor De-listing | 0 |  | De-Listing & Stock Qty Unavailable |  | Not Applicable
360-0291 | 360-0291 | ABB, Accessory, Joiner (splice kit) for MICRO-0.25/0.3 AC Trunk Cable , IP67, Black, Qty. 1, AC-TRUNK-CABLE-JOINER | 18 |  | No | Inverters | Soligent De-listing | 0 |  | De-Listing & Stock Qty Unavailable |  | Not Applicable
360-0292 | 360-0292 | ET Solar, AC Module Transition Cable with one Male plug (4-Wire), 10’, 19mm OD, Qty. 1, 850-00140/ET-TCM-10 | 131 |  | No | Electrical BOS | Soligent De-listing | 0 |  | De-Listing & Stock Qty Unavailable |  | Not Applicable
360-0293 | 360-0293 | Solectria, Option, DC Surge Protection, For String Combiners, Must purchase Qty. 1 of these with Each Combiner, OPT-SRG-DISCOM | 235 |  | No | Inverters | Soligent De-listing | 0 |  | De-Listing & Stock Qty Unavailable |  | Not Applicable
360-0294 | 360-0294 | Magnum, Mounting Bezel for ME-RC Remote, Qty. 1, ME-RC-BZ | 16 |  | No | Inverters | Soligent De-listing | 0 |  | De-Listing & Stock Qty Unavailable |  | Not Applicable
360-0295 | 360-0295 | Solectria, Option, Integrated Sub-Combiner, for SGI 225-300KW, 6 Fuses, 225-400A, Specify Fuse Size, OPT-FUSCOM-06X-225A-400A | 4353 |  | No | Electrical BOS | Soligent De-listing | 0 |  | De-Listing & Stock Qty Unavailable |  | Not Applicable
360-0296 | 360-0296 | Advanced Energy, Integrated Sub-Combiner Option for AE 260TX, 6 x 400A Fuses, AE_260TX-SC-06-400 | 6080 |  | No | Electrical BOS | Vendor De-listing | 0 |  | De-Listing & Stock Qty Unavailable |  | Not Applicable
360-0297 | 360-0297 | Enphase, Envoy Communications Gateway, includes Wireless USB adapter (WiFi 802.11b/g/n), with Lifetime MyEnlighten System level monitoring, Qty. 1, ENV-120-02 M | 903.62 |  | No | Electrical BOS | Vendor De-listing | 0 |  | De-Listing & Stock Qty Unavailable |  | Not Applicable
360-0298 | 360-0298 | Fronius, Bottom Mounting Plate for all 2- and 3-stage Inverters 5.0/6.0/7.5/10.0/11.4/12.0, 42,0201,2589 | 38 |  | No | Electrical BOS | Soligent De-listing | 0 |  | De-Listing & Stock Qty Unavailable |  | Not Applicable
360-0299 | 360-0299 | Fronius, Top Mounting Plate for all 2-stage 5.0/6.0/7.5 Inverters, 42,0201,2875 | 54 |  | No | Electrical BOS | Soligent De-listing | 0 |  | De-Listing & Stock Qty Unavailable |  | Not Applicable
360-0300 | 360-0300 | Fronius, Top Mounting Plate for 11.4-1 Inverters, 42,0201,2876 | 54 |  | No | Electrical BOS | Soligent De-listing | 0 |  | De-Listing & Stock Qty Unavailable |  | Not Applicable
360-0301 | 360-0301 | Solectria, Option, Integrated Sub-Combiner with DC Circuit Breakers, for PVI 50-100KW, 4 Fuses, 110-200A, Specify Fuse Size, OPT-BRKCOM-04X-110A-200A | 2643.99 |  | No | Inverters | Soligent De-listing | 0 |  | De-Listing & Stock Qty Unavailable |  | Not Applicable
360-0302 | 360-0302 | Solectria, Option, Air Intake Filtering System, 1 Intake Vent, PVI 50-100KW (Customer to Specify Filter Merv Rating), OPT-AIFILTER-1X | 765 |  | No | Inverters | Soligent De-listing | 0 |  | De-Listing & Stock Qty Unavailable |  | Not Applicable
360-0303 | 360-0303 | Solectria, Option, Air Intake Filtering System, 2 Intake Vents, SGI 225-300KW (Customer to Specify Filter Merv Rating), OPT-AIFILTER-2X | 373.99 |  | No | Electrical BOS | Soligent De-listing | 0 |  | De-Listing & Stock Qty Unavailable |  | Not Applicable
360-0304 | 360-0304 | Enphase, Power Line Ethernet Bridge, Qty.2, EPLC-01 | 80.2 |  | No | Inverters | Soligent De-listing | 0 |  | De-Listing & Stock Qty Unavailable |  | Not Applicable
360-0305 | 360-0305 | Solectria, Option, External Transformer, for SGI-750XTM-380, 750kVA, Single-Wound, 380D-480Y, NEMA 3R Enclosure, XT and XTM Only, OPT-XFMR-0750S-380D-480YN | 31765 |  | No | Inverters | Soligent De-listing | 0 |  | De-Listing & Stock Qty Unavailable |  | Not Applicable
360-0306 | 360-0306 | Enphase, WiFi Adaptor for Gateway (ENV-120 M), Qty. 1, WF-01 | 62.5 |  | No | Inverters | Soligent De-listing | 0 |  | De-Listing & Stock Qty Unavailable |  | Not Applicable
360-0307 | 360-0307 | Enphase, Envoy Communications Gateway, 120VAC, with Lifetime MyEnlighten System level monitoring, add ethernet bridge (#360-0304) or Wi-Fi (#360-0306), Qty. 1, ENV-120 M | 875 |  | No | Inverters | Vendor De-listing | 0 |  | De-Listing & Stock Qty Unavailable |  | Not Applicable
360-0308 | 360-0308 | Enphase, Engage AC Trunk Cable for C250, 277/480Y VAC, Portrait (60/72 cell), BULK Pack containing 240 connectors, ET10-277-BULK | 17000 |  | No | Inverters | Vendor De-listing | 9770.11 |  | De-Listing & Stock Qty Unavailable |  | Not Applicable
360-0309 | 360-0309 | Enphase, Engage AC Trunk Cable for C250, 277/480Y VAC, Landscape (60 cell), BULK Pack containing 240 connectors, ET17-277-BULK | 28000 |  | No | Inverters | Vendor De-listing | 16091.95 |  | De-Listing & Stock Qty Unavailable |  | Not Applicable
360-0310 | 360-0310 | Enphase, Engage AC Trunk Cable for C250, 277/480Y VAC, Landscape (72 cell), 2110mm PITCH, 192 connectors, ET21-277-192-12AWG | 16000 |  | No | Inverters | Vendor De-listing | 9195.4 |  | De-Listing & Stock Qty Unavailable |  | Not Applicable
360-0311 | 360-0311 | Solectria, 75kW Solar Station (One SGI 750XTM Inverter Sold Separately), Fully Integrated, Customized Solution for Medium Voltage Applications; Includes: Baseframe with Steel Flooring, Power Wiring, Auxiliary Power, 500 kVA Padmount Transformer Up to 15 kV, MSS-SKD-XTM-0.75MW | 127059 | 75000 | No | Electrical BOS | Soligent De-listing | 0 |  | De-Listing & Stock Qty Unavailable |  | Not Applicable
360-0312 | 360-0312 | Solectria, Option, Internal Power Supply, AFDI String Combiners, 120VAC, ARCCOM Only, OPT-IPS-ARCCOM-M-120VAC | 306 |  | No | Inverters | Soligent De-listing | 0 |  | De-Listing & Stock Qty Unavailable |  | Not Applicable
360-0313 | 360-0313 | ABB, Rapid Shutdown Device kits, For one string of modules (3kW inverter) or when there are two arrays more than 10' apart, 2 strings in, 1 combined string out, includes inverter power supply, 600VDC, Nema 4X, 10 Yr Warranty, Qty. 1, RS2-1CN6-KIT | 417 |  | No | Inverters | Vendor De-listing | 0 |  | De-Listing & Stock Qty Unavailable |  | Not Applicable
360-0314 | 360-0314 | ABB, Rapid Shutdown Device kits, For two strings of modules (3kW - 6 kW inverters), 2 strings in, 2 strings out, no combining, includes inverter power supply, 600VDC, Nema 4X, 10 Yr Warranty, RS2-2PN6-KIT | 439 |  | No | Inverters | Vendor De-listing | 0 |  | De-Listing & Stock Qty Unavailable |  | Not Applicable
360-0315 | 360-0315 | ABB, Rapid Shutdown Device kits, For three or four strings of PV modules (5-8.6KW inverters), 4 strings in, 2 combined strings out, includes inverter power supply, 600VDC, Nema 4X, 10 Yr Warranty, RS4-2CN6-KIT | 511 |  | No | Inverters | Vendor De-listing | 0 |  | De-Listing & Stock Qty Unavailable |  | Not Applicable
360-0316 | 360-0316 | Solectria, Option, Integrated Sub-Combiner with DC Circuit Breakers, for PVI 50-100KW, 2 Fuses, 110-200A, Specify Fuse Size, OPT-BRKCOM-02X-110A-200A | 3059 |  | No | Inverters | Soligent De-listing | 0 |  | De-Listing & Stock Qty Unavailable |  | Not Applicable
360-0317 | 360-0317 | ABB, CDD Microinverter acquisition tool for in-office, pre-commissioning of Microinverter projects, MICRO-PRE-INSTALLATION-KIT | 247 |  | No | Inverters | Soligent De-listing | 0 |  | De-Listing & Stock Qty Unavailable |  | Not Applicable
360-0318 | 360-0318 | ABB, Rapid Shutdown Device, Rooftop junction box, 2 strings in, 1 combined string out, (power supply not included), NEMA4X, 10 year warranty, Qty. 1, RS2-1CN6 | 314.8 |  | No | Inverters | Vendor De-listing | 0 |  | De-Listing & Stock Qty Unavailable |  | Not Applicable
360-0319 | 360-0319 | ABB, Rapid Shutdown Device, Rooftop junction box, 2 strings in, 2 strings out, no combining, (power supply not included), NEMA4X, 10 year warranty, Qty. 1, RS2-2PN6 | 391 |  | No | Inverters | Vendor De-listing | 0 |  | De-Listing & Stock Qty Unavailable |  | Not Applicable
360-0320 | 360-0320 | ABB, Rapid Shutdown Device, Rooftop junction box, 4 strings in, 2 combined strings out, (power supply not included), NEMA4X, 10 year warranty, Qty. 1, RS4-2CN6 | 473 |  | No | Inverters | Soligent De-listing | 0 |  | De-Listing & Stock Qty Unavailable |  | Not Applicable
360-0321 | 360-0321 | ABB, Rapid Shutdown, Inverter Power Supply Kit, 10 year warranty, PSK1.3 | 82 |  | No | Inverters | Soligent De-listing | 0 |  | De-Listing & Stock Qty Unavailable |  | Not Applicable
360-0322 | 360-0322 | Enphase, Micro Accessory, Custom Quote, Enter Quote Number and Custom Price | 0 |  | No | Electrical BOS | Vendor De-listing | 0 |  | Not Applicable |  | Not Applicable
360-0323 | 360-0323 | Enphase, Engage AC Trunk Cable, 1-Ph (4-Wire) for M and S series inverters, Continuous length of 240 connectors in Landscape (67"), ET17-240-BULK(240) | 13879.99 |  | No | Inverters | Soligent De-listing | 0 |  | De-Listing & Stock Qty Unavailable |  | Not Applicable
360-0324 | 360-0324 | Enphase, Engage AC Trunk Cable, 1-Ph (4-Wire) for M and S series inverters, Continuous length of 240 connectors in Portrait (40"), ET10-240-BULK(240) | 10409.99 |  | No | Inverters | Soligent De-listing | 0 |  | De-Listing & Stock Qty Unavailable |  | Not Applicable
360-0325 | 360-0325 | Enphase, Engage AC Trunk Cable, 3-Ph (5-Wire) for M and S series inverters, Continuous length of 240 connectors in Landscape (67"), ET17-208-BULK(240) | 13879.99 |  | No | Inverters | Soligent De-listing | 0 |  | De-Listing & Stock Qty Unavailable |  | Not Applicable
360-0326 | 360-0326 | Enphase, Engage AC Trunk Cable, 3-Ph (5-Wire) for M and S series inverters, Continuous length of 240 connectors in Portrait (40"), ET10-208-BULK(240) | 10409.99 |  | No | Inverters | Soligent De-listing | 0 |  | De-Listing & Stock Qty Unavailable |  | Not Applicable
360-0327 | 360-0327 | Suncrest MRB, INSTALL KIT FOR M215 & M250 (4 term, 1 disc tool, 5 water-tight caps), ENP-0003 | 0 |  | No | Inverters | Soligent De-listing | 0 |  | Not Applicable |  | Not Applicable
360-0328 : 360-0328 : 360-0328 : 360-0328 : 360-0328_U | 360-0328 : 360-0328 : 360-0328 : 360-0328_U | Enphase, IQ, Q-Cable, 240 Volt, for 60/72 cell 1.0m Portrait Module Pitch. Connector Pitch is 1.3m (51"), Continuous Length, Order by Number of Connectors, Q-12-10-240 | 16.16 |  | No | Inverters | Soligent De-listing | 14.8 |  | De-Listing & Stock Qty Unavailable |  | Not Applicable
360-0329 : 360-0329 : 360-0329 : 360-0329 : 360-0329 : 360-0329 : 360-0329 : 360-0329_U | 360-0329 : 360-0329 : 360-0329 : 360-0329 : 360-0329 : 360-0329 : 360-0329_U | Enphase, IQ, Q-Cable, 240 Volt, for 60 cell 1.7m Landscape Module Pitch. Connector Pitch is 2.0m (78.7"), Continuous Length, Order by Number of Connectors, Q-12-17-240 | 19.01 |  | No | Inverters | Soligent De-listing | 17.41 |  | De-Listing & Stock Qty Unavailable |  | Not Applicable
360-0330 | 360-0330 | Enphase, IQ, Q-Cable, 240 Volt, for 72 cell 2.0m Landscape module pitch. Connector Pitch is 2.3m (90.5"), Q-12-20-200 | 37.99 |  | No | Inverters | Soligent De-listing | 0 |  | De-Listing & Stock Qty Unavailable |  | Not Applicable
360-0331 : 360-0331 : 360-0331_U | 360-0331 : 360-0331_U | Enphase, IQ Micro inverter Replacement Adaptor for MultiContact MC4 DC, Q-DCC-2 | 9.67 |  | No | Inverters | Soligent De-listing | 9.06 |  | De-Listing & Stock Qty Unavailable |  | Not Applicable
360-0332 : 360-0332_U : 360-0332 : 360-0332 : 360-0332 : 360-0332_U | 360-0332 : 360-0332 : 360-0332 : 360-0332_U | Enphase, IQ, Female Sealing Cap for unused Q-Cable Connectors, Q-SEAL | 3.77 |  | No | Inverters | Soligent De-listing | 3.23 |  | De-Listing & Stock Qty Unavailable |  | Not Applicable
360-0333 : 360-0333 : 360-0333 : 360-0333_U | 360-0333 : 360-0333 : 360-0333_U | Enphase, IQ, Terminator Cap for Q-Cable Ends, Qty. 1, Q-TERM-10 | 16.72 |  | No | Inverters | Soligent De-listing | 15.68 |  | De-Listing & Stock Qty Unavailable |  | Not Applicable
360-0334 | 360-0334 | Enphase, IQ, Female Field-wireable connector for Q Cable open connector. Pack of 10 connector bodies with 25 Female MC4 Tool crimpable pins. Q-CONN-10F | 170 |  | No | Inverters | Soligent De-listing | 106.25 |  | De-Listing & Stock Qty Unavailable |  | Not Applicable
360-0335 | 360-0335 | Enphase, IQ, Male Field-wireable connector for Q Cable. Pack of 10 connector bodies with 25 Male MC4 Tool crimpable pins Q-CONN-10M | 170 |  | No | Inverters | Soligent De-listing | 106.25 |  | De-Listing & Stock Qty Unavailable |  | Not Applicable
360-0336 : 360-0336 : 360-0336 : 360-0336_U | 360-0336 : 360-0336 : 360-0336_U | Enphase, IQ, Male Sealing Cap for Branch Aggregator Unused Connections, Q-BA-CAP-10 | 3.64 |  | No | Inverters | Vendor De-listing | 3.12 |  | De-Listing & Stock Qty Unavailable |  | Not Applicable
360-0337 | 360-0337 | Enphase, IQ, Q Cable, 12 AWG, no connectors, Use with Field Wireable M/FM Connectors, by the foot, Q-12-RAW | 1855.99 |  | No | Inverters | Soligent De-listing | 0 |  | De-Listing & Stock Qty Unavailable |  | Not Applicable
360-0338 : 360-0338 : 360-0338_U | 360-0338 : 360-0338_U | Enphase, IQ, Q Cable, 12 AWG, no connectors, Use with Field Wireable M/FM Connectors, by the foot, Non-Cancelable/Non-Returnable on Cut Lengths, Q-12-RAW | 1.32 |  | No | Inverters | Soligent De-listing | 1.2 |  | De-Listing & Stock Qty Unavailable |  | Not Applicable
360-0339 | 360-0339 | Enphase, IQ, Q-Cable, 240 Volt, for 72 cell 2.0m Landscape module pitch. Connector Pitch is 2.3m (90.5"), Q-12-20-200 | 38.49 |  | No | Inverters | Soligent De-listing | 0 |  | De-Listing & Stock Qty Unavailable |  | Not Applicable
360-0340 : 360-0340 : 360-0340 : 360-0340 : 360-0340_U | 360-0340 : 360-0340 : 360-0340 : 360-0340_U | Enphase, IQ, Q-Cable, 240 Volt, for 72 cell 2.0m Landscape Module Pitch. Connector Pitch is 2.3m (90.5"), Continuous Length, Order by Number of Connectors, Q-12-20-200 | 28.49 |  | No | Inverters | Soligent De-listing | 26.08 |  | De-Listing & Stock Qty Unavailable |  | Not Applicable
360-0341 | 360-0341 | Enphase, IQ, Female Field-Wireable Connector for Q Cable open connector. Pack of 10 connector bodies with 25 Female MC4 Tool crimpable pins, Q-CONN-10F | 117.47 |  | No | Inverters | Soligent De-listing | 110.12 |  | De-Listing & Stock Qty Unavailable |  | Not Applicable
360-0342 | 360-0342 | Enphase, IQ, Male Field-Wireable Connector for Q Cable. Pack of 10 connector bodies with 25 Male MC4 Tool crimpable pins, Q-CONN-10M | 117.47 |  | No | Inverters | Soligent De-listing | 110.12 |  | De-Listing & Stock Qty Unavailable |  | Not Applicable
360-0343 | 360-0343 | Yaskawa Solectria, Shade Cover and 15-Degree Rooftop Mounting Legs for PVI 25TL-480 Inverters Only, ROOFKIT-25TL-480 | 266.67 |  | No | Inverters | Shippable | 229.89 |  | Shippable but Stock Qty Unavailable |  | Not Applicable
360-0344 | 360-0344 | Magnum, Digital LCD Display Remote Panel with 50' Cable, Flush Mount, with lithium Upgrade, ME-RC50-L | 238.5 |  | No | Inverters | Soligent De-listing | 132.5 |  | De-Listing & Stock Qty Unavailable |  | Not Applicable
360-0345 | 360-0345 | Tesla,Powerwall 2 AC Goodie Bag, 1104517-00-x | 24 |  | No | Energy Storage | Shippable | 0 |  | Shippable but Stock Qty Unavailable |  | Not Applicable
360-0353 | 360-0353 | Aptos, Male AC End Cable, 12AWG, 2m, AC_End_Cable-M-2m | 25.33 |  | No | Inverters | Vendor De-listing | 24.36 |  | De-Listing & Stock Qty Unavailable |  | Not Applicable
360-0354 | 360-0354 | Aptos, AC Extension Cable, 2 meter, AC_Ext_Cable-2m | 30.67 |  | No | Inverters | Vendor De-listing | 29.49 |  | De-Listing & Stock Qty Unavailable |  | Not Applicable
360-0355 | 360-0355 | Aptos, Male AC End Cable, 12AWG, 3m, AC_End_Cable-M-3m | 37.33 |  | No | Inverters | Vendor De-listing | 35.9 |  | De-Listing & Stock Qty Unavailable |  | Not Applicable
360-0357 | 360-0357 | Generac, Modular Branch Cable, AWG 18, 650mm (~25.5”) (1 for each Micro), CP-MBC | 12.59 |  | No | Inverters | Shippable | 11.85 |  | Shippable but Stock Qty Unavailable |  | Not Applicable
360-0358 | 360-0358 | Generac, Modular Trunk Cable, AWG 10, 1025mm (~40”) for 60/72 Cell Portrait Modules, CP-MTC-1.025 | 25.19 |  | No | Inverters | Shippable | 23.7 |  | Shippable but Stock Qty Unavailable |  | Not Applicable
360-0359 | 360-0359 | Generac, Modular Trunk Cable, AWG 10, 1.7m (~67”) for 60 Cell Landscape Modules, CP-MTC-1.7 | 29.77 |  | No | Inverters | Shippable | 28.01 |  | Shippable but Stock Qty Unavailable |  | Not Applicable
360-0362 | 360-0362 | Generac, Modular Trunk Tool, CP-AC-TOOL | 6.87 |  | No | Inverters | Shippable | 6.46 |  | Shippable but Stock Qty Unavailable |  | Not Applicable
360-0363 | 360-0363 | Generac, MC-4 Unlocking Tool, CP-DC-TOOL | 6.87 |  | No | Inverters | Shippable | 6.46 |  | Shippable but Stock Qty Unavailable |  | Not Applicable
360-0366 | 360-0366 | Aptos, AC Trunk Port Disconnect Tool, AC_TRUNK PORT DISCONNECT TOOL | 8 |  | No | Inverters | Soligent De-listing | 7.69 |  | De-Listing & Stock Qty Unavailable | USSE100-0001 | Already Listed
360-0367 | 360-0367 | Aptos, AC Trunk Connector Disconnect Tool, AC_TRUNK CONNECTOR UNLOCK TOOL | 8 |  | No | Inverters | Soligent De-listing | 7.69 |  | De-Listing & Stock Qty Unavailable | USSE100-0259 | Already Listed
360-0368 | 360-0368 | Aptos, AC Trunk Connector, AC_TRUNK CONNECTO | 13.33 |  | No | Inverters | Soligent De-listing | 12.82 |  | De-Listing & Stock Qty Unavailable |  | Not Applicable
360-0369 | 360-0369 | Aptos, AC Trunk Port Cap, AC_TRUNK PORT CAP | 8 |  | No | Inverters | Soligent De-listing | 7.69 |  | De-Listing & Stock Qty Unavailable |  | Not Applicable
360-0371 | 360-0371 | Aptos, AC Extension Cable, 3 meter, AC_Ext_Cable-3m | 43.33 |  | No | Inverters | Vendor De-listing | 41.67 |  | De-Listing & Stock Qty Unavailable |  | Not Applicable
360-0375 | 360-0375 | Aptos, Female AC Trunk Cable, 12 AWG 2.2M, Qty. 20 Cables, AC TRUNK CABLE_ 2.2M | 686.67 |  | No | Inverters | Soligent De-listing | 660.26 |  | De-Listing & Stock Qty Unavailable |  | Not Applicable
360-0378 | 360-0378 | APsystems, Y3 AC Bus (Trunk) Cable for QT-2 Micro Inverters, (1 per Inverter), 10 AWG, 2m (78.7"), 2322600703 | 40 |  | No | Inverters | Vendor De-listing | 35.29 |  | De-Listing & Stock Qty Unavailable |  | Not Applicable
370-0000 | 370-0000 | Yaskawa Solectria, Wiring Box Standard, for PVI 36 (V2)/ 50/60TL Transformerless Inverter, 15 Fused Inputs (5 per Zone), 20A Fuses Included, PVI-36-50-60TL-WB-S | 2400 |  | No | Inverters | Shippable | 2068.97 |  | Shippable but Stock Qty Unavailable |  | Not Applicable
370-0001 | 370-0001 | Yaskawa Solectria, Wiring Box, for PVI 36 (V2)/ 50/60TL Transformerless Inverter, 15 Fused Inputs (5 per Zone), 20A Fuses Included, includes PLC Transmitter and Bleed-Down Circuit for Module-Level Rapid Shutdown with APsmart Receiver, PVI-36-50-60TL-WB-AP | 2506.67 |  | No | Inverters | Shippable | 2160.92 |  | Shippable but Stock Qty Unavailable |  | Not Applicable
370-0002 | 370-0002 | APsystems, Custom Quote, Enter Quote Number and Custom Price |  |  | No | Inverters | Shippable | 0 |  | Shippable but Stock Qty Unavailable |  | Not Applicable
370-0003 | 370-0003 | SMA, Sunny Boy Display Unit for 6000 Inverter, SB 6000US DM | 143.25 |  | No | Electrical BOS | Soligent De-listing | 0 |  | De-Listing & Stock Qty Unavailable |  | Not Applicable
370-0004 | 370-0004 | Yaskawa Solectria, Wiring Box, for PVI 36 (V2)/ 50/60TL Transformerless Inverter, 15 Fused Inputs (5 per Zone), 20A Fuses Included, Includes PLC Transmitter and Bleed-Down Circuit for Module-Level Rapid Shutdown with Tigo-TS-4-A-F, TS4-A-2F Receiver, PVI-36-50-60TL-WB-TG | 2506.67 |  | No | Inverters | Shippable | 2160.92 |  | Shippable but Stock Qty Unavailable |  | Not Applicable
370-0007 | 370-0007 | SMA, Sunny Boy Display Unit for 3000US Inverter, SB 3000US DM | 530 |  | No | Electrical BOS | Vendor De-listing | 0 |  | De-Listing & Stock Qty Unavailable |  | Not Applicable
370-0008 | 370-0008 | Fronius, IG 3000 Display Solar Inverter, Non-Functional 4,240,993 | 1153.98 |  | No | Electrical BOS | Soligent De-listing | 0 |  | De-Listing & Stock Qty Unavailable |  | Not Applicable
370-0009 | 370-0009 | Fronius, Inverter Tabletop Stand for IG 3000 4,045,986 | 353 |  | No | Electrical BOS | Soligent De-listing | 0 |  | De-Listing & Stock Qty Unavailable |  | Not Applicable
370-0010 | 370-0010 | SMA, Sunny Boy Display Unit with Stand for 3000US Inverter, SB 3000US DMstand | 353 |  | No | Electrical BOS | Vendor De-listing | 0 |  | De-Listing & Stock Qty Unavailable |  | Not Applicable
370-0019 | 370-0019 | Xantrex, Minimum Order Fee to orders under $1000 | 50 |  | Yes | Inverters | Vendor De-listing | 0 |  | De-Listing & Stock Qty Unavailable |  | Not Applicable
370-0020 | 370-0020 | Samlex, Drop Ship Order Fee | 25 |  | Yes | Other | Soligent De-listing | 0 |  | Not Applicable as per Item Classification |  | Not Applicable
370-0022 | 370-0022 | SMA, Sunny Boy Display Unit with Stand for SB 7000US Inverter, SB 7000US DMSTAND | 353 |  | No | Electrical BOS | Vendor De-listing | 0 |  | De-Listing & Stock Qty Unavailable |  | Not Applicable
370-0023 | 370-0023 | Magnum, Drop Ship Fee | 50 |  | No | Other | Shippable | 0 |  | Not Applicable as per Item Classification |  | Not Applicable
370-0024 | 370-0024 | Fronius, Service Repair fee, Enter Quote Number and Custom Price, | 0 |  | Yes | Other | Soligent De-listing | 0 |  | Not Applicable as per Item Classification |  | Not Applicable
370-0025 | 370-0025 | Fronius, IG Plus Busbar to combine 6 inputs to 1 (need 2 per inverter), 42,0201,2923 | 27 |  | No | Inverters | Vendor De-listing | 0 |  | De-Listing & Stock Qty Unavailable |  | Not Applicable
370-0027 | 370-0027 | Fronius, Inverter Pedestal Display Stand for all Fronius, Inverters, 4,045,894 | 515.98 |  | No | Electrical BOS | Soligent De-listing | 0 |  | De-Listing & Stock Qty Unavailable |  | Not Applicable
370-0028 | 370-0028 | SMA, Sunny Boy Display Unit for Sunny Island 5048, SI5048 DM | 1024 |  | No | Electrical BOS | Vendor De-listing | 0 |  | De-Listing & Stock Qty Unavailable |  | Not Applicable
370-0029 | 370-0029 | Enphase, Drop Ship Fee | 200 |  | Yes | Other | Shippable | 0 |  | Not Applicable as per Item Classification |  | Not Applicable
370-0032 | 370-0032 | SMA, Sunny Boy Display Unit for 5000US Inverter, SB 5000US DM | 235 |  | No | Electrical BOS | Vendor De-listing | 0 |  | De-Listing & Stock Qty Unavailable |  | Not Applicable
370-0033 | 370-0033 | SMA, Sunny Boy Display Unit with stand for Sunny Island 5048, SI5048 DMstand | 130.57 |  | No | Electrical BOS | Soligent De-listing | 0 |  | De-Listing & Stock Qty Unavailable |  | Not Applicable
370-0034 | 370-0034 | SMA, Windy Boy, Display Unit for 5000US Inverter, WB 5000US DM | 648 |  | No | Electrical BOS | Vendor De-listing | 0 |  | De-Listing & Stock Qty Unavailable |  | Not Applicable
370-0036 | 370-0036 | Fronius, DEMO Fronius, IG Plus 7.5 Display Only Solar Inverter | 689.98 |  | No | Electrical BOS | Soligent De-listing | 0 |  | De-Listing & Stock Qty Unavailable |  | Not Applicable
370-0037 | 370-0037 | SMA, Sunny Boy Demo Inverter for 4000US | 235 |  | No | Electrical BOS | Vendor De-listing | 0 |  | De-Listing & Stock Qty Unavailable |  | Not Applicable
370-0038 | 370-0038 | SMA, Demo Inverter Sunny Island Display Only | 1024 |  | No | Electrical BOS | Vendor De-listing | 0 |  | De-Listing & Stock Qty Unavailable |  | Not Applicable
370-0044 | 370-0044 | SMA, Sunny Boy, Demo Stand for SMA, 6000US Demo Unit | 4.26 |  | No | Electrical BOS | Soligent De-listing | 0 |  | De-Listing & Stock Qty Unavailable |  | Not Applicable
370-0049 | 370-0049 | Fronius, IG PlusV 3.8-1 Display Only Solar Inverter, 4210987 | 1151.98 |  | No | Electrical BOS | Soligent De-listing | 0 |  | De-Listing & Stock Qty Unavailable |  | Not Applicable
370-0052 | 370-0052 | Fronius, Inverter Display Stand for IG and IG Plus series inverters,4204110047 | 891.98 |  | No | Electrical BOS | Soligent De-listing | 0 |  | De-Listing & Stock Qty Unavailable |  | Not Applicable
370-0053 | 370-0053 | Fronius, Storage bag for Fronius, Inverter Display Stand, 42,0411,0048 | 421.98 |  | No | Electrical BOS | Soligent De-listing | 0 |  | De-Listing & Stock Qty Unavailable |  | Not Applicable
370-0055 | 370-0055 | Enphase, Accessory, Cable Disconnect Tool, M215 and M250, Qty. 1, ET-DISC-05 | 13.99 |  | No | Inverters | Vendor De-listing | 0 |  | De-Listing & Stock Qty Unavailable |  | Not Applicable
370-0056 | 370-0056 | Enphase, Minimum Order Fee for Orders under $5,000.00 | 100 |  | Yes | Other | Shippable | 0 |  | Not Applicable as per Item Classification |  | Not Applicable
370-0057 | 370-0057 | Fronius, RJ45 DatCom Termination Plug, 43,0003,0812 | 9.86 |  | No | Inverters | Soligent De-listing | 0 |  | De-Listing & Stock Qty Unavailable |  | Not Applicable
370-0058 | 370-0058 | Fronius, DO NOT USE - WRONG ITEM TYPE. Custom Quote, Enter Quote Number and Custom Price | 0 |  | No | Inverters | Soligent De-listing | 0 |  | Not Applicable |  | Not Applicable
370-0059 | 370-0059 | Samlex, Minimum Order Fee | 25 |  | Yes | Other | Soligent De-listing | 0 |  | Not Applicable as per Item Classification |  | Not Applicable
370-0060 : 370-0060 : 370-0060 : 370-0060_U | 370-0060 : 370-0060 : 370-0060_U | Enphase, IQ, Disconnect Tool for Q-Cable connectors, MC and Amphenol DC Connectors, Q-DISC | 3.77 |  | No | Inverters | Soligent De-listing | 3.23 |  | De-Listing & Stock Qty Unavailable |  | Not Applicable
370-0070 | 370-0070 | SMA, Flush Mount Kit for Sunny Boy 2000HF-US/2500HF-US/3000HF-US, Qty. 1, MOUNT-KIT-10-NR | 132 |  | No | Electrical BOS | Vendor De-listing | 0 |  | De-Listing & Stock Qty Unavailable |  | Not Applicable
370-0072 | 370-0072 | Magnum, Replacement Top Cover, White, (Serial Number Required), TC-WHT | 46.42 |  | No | Inverters | Vendor De-listing | 0 |  | De-Listing & Stock Qty Unavailable |  | Not Applicable
370-0073 | 370-0073 | Samlex, DO NOT USE - WRONG ITEM TYPE. Custom Quote, Enter Quote Number and Custom Price | 0 |  | No | Inverters | Soligent De-listing | 0 |  | Not Applicable |  | Not Applicable
370-0074 | 370-0074 | Outback, Wiring Fee, Enter Quote Number and Custom Price, | 0 |  | Yes | Other | Shippable | 0 |  | Not Applicable as per Item Classification |  | Not Applicable
370-0076 | 370-0076 | SMA, Minimum Order Fee, for orders under $50,000.00 or less than pallet quantity, Enter Quote Number and Custom Price, | 0 |  | Yes | Other | Soligent De-listing | 0 |  | Not Applicable as per Item Classification |  | Not Applicable
370-0080 | 370-0080 | ABB, Accessory, Unlock and Disconnect Tool for MICRO-0.25/0.3 AC Trunk Cable, Qty. 1, AC-TRUNK-UNLOCK-TOOL | 1 |  | No | Inverters | Soligent De-listing | 0 |  | De-Listing & Stock Qty Unavailable |  | Not Applicable
370-0081 | 370-0081 | SMA, ROW PV Offset Box, reverses module PID effect on Transformerless ROW Inverters, 100-240VAC, 50/60Hz, Output 1000VDC, PVO-N-20 | 1108 |  | No | Electrical BOS | Vendor De-listing | 0 |  | De-Listing & Stock Qty Unavailable |  | Not Applicable
370-0082 | 370-0082 | Canadian Solar, AC Module Accessory, AC Disconnect Tool for Micro inverter, CXBM-A0000005 | 2.11 |  | No | Electrical BOS | Soligent De-listing | 0 |  | De-Listing & Stock Qty Unavailable |  | Not Applicable
370-0083 | 370-0083 | SMA, Expedite Fee, 5% of SMA order total, Enter Quote Number and Custom Price, | 0 |  | Yes | Other | Shippable | 0 |  | Not Applicable as per Item Classification |  | Not Applicable
370-0084 | 370-0084 | ABB, Dropship Fee, 5% of ABB order total, Enter Quote Number and Custom Price, | 0 |  | Yes | Other | Soligent De-listing | 0 |  | Not Applicable as per Item Classification |  | Not Applicable
370-0085 | 370-0085 | SMA, Sunny Boy Display Unit, for Sunny Boy 3000-5000TLUS, Inoperable, SB5000TL-US-2Z | 471 |  | No | Electrical BOS | Soligent De-listing | 0 |  | De-Listing & Stock Qty Unavailable |  | Not Applicable
370-0086 | 370-0086 | SMA, Sunny Boy Display Stand, for Sunny Boy Inverters, 45-9934 | 100.14 |  | No | Electrical BOS | Soligent De-listing | 57.55 |  | De-Listing & Stock Qty Unavailable |  | Not Applicable
370-0087 | 370-0087 | SMA, Sunny Island Display Unit, for SI 5048, Dummy without function, SI-Dummy 5048U | 696 |  | No | Electrical BOS | Soligent De-listing | 400 |  | De-Listing & Stock Qty Unavailable |  | Not Applicable
370-0088 | 370-0088 | SMA, Custom Inverter Item, Enter Quote Number and Custom Price | 0 |  | No | Inverters | Soligent De-listing | 0 |  | Not Applicable |  | Not Applicable
370-0089 | 370-0089 | Yaskawa Solectria, Custom Inverter system, SGI 225/250/266/300/500/500PE/500XT/500XTM/750XTM, Enter Quote Number and Custom Price | 0 |  | No | Inverters | Shippable | 0 |  | Shippable but Price & Stock Qty Unavailable |  | Not Applicable
370-0090 | 370-0090 | SMA, DEMO, Sunny Boy 3000-4000US DEMO with boards included, SB4000US-1Y DEMO | 529 |  | No | Electrical BOS | Soligent De-listing | 0 |  | De-Listing & Stock Qty Unavailable |  | Not Applicable
370-0091 | 370-0091 | APS, Custom Quote, Enter Quote Number and Custom Price | 0 |  | No | Inverters | Shippable | 0 |  | Shippable but Price & Stock Qty Unavailable |  | Not Applicable
370-0092 | 370-0092 | SMA, Sunny Tripower Display Unit, TL-US-10, Dummy without function, STP24000TL-US-1Z | 600 |  | No | Electrical BOS | Vendor De-listing | 0 |  | De-Listing & Stock Qty Unavailable |  | Not Applicable
370-0093 | 370-0093 | SMA, DUPLICATE, Custom Inverter Item, Enter Quote Number and Custom Price | 0 |  | No | Inverters | One-Off | 0 |  | Not Applicable |  | Not Applicable
370-0094 | 370-0094 | Fronius, Custom Inverter Item, Enter Quote Number and Custom Price | 0 |  | No | Inverters | Soligent De-listing | 0 |  | Not Applicable |  | Not Applicable
370-0095 | 370-0095 | SMA, Tripower Roofmount ReadyRack with AC Switch, for STP15000TL-US-10, STP-RACK-CU-AC4-15, 34-101000.01 | 2444 |  | No | Electrical BOS | Vendor De-listing | 0 |  | De-Listing & Stock Qty Unavailable |  | Not Applicable
370-0096 | 370-0096 | SMA, Tripower Roofmount ReadyRack with AC Switch, for STP20000TL-US-10, STP-RACK-CU-AC4-20, 34-101100.01 | 2967.99 |  | No | Electrical BOS | Vendor De-listing | 0 |  | De-Listing & Stock Qty Unavailable |  | Not Applicable
370-0097 | 370-0097 | SMA, Tripower Roofmount ReadyRack with AC Switch, for STP24000TL-US-10, STP-RACK-CU-AC4-24, 34-101200.01 | 2967.99 |  | No | Electrical BOS | Soligent De-listing | 0 |  | De-Listing & Stock Qty Unavailable |  | Not Applicable
370-0098 | 370-0098 | Yaskawa Solectria, Custom Inverter system, PVI 50kW- 100kW, Enter Quote Number and Custom Price | 0 |  | No | Inverters | Soligent De-listing | 0 |  | Not Applicable |  | Not Applicable
370-0099 | 370-0099 | Fronius, Custom NON-Inverter Item, Enter Quote Number and Custom Price | 0 |  | No | Electrical BOS | Soligent De-listing | 0 |  | Not Applicable |  | Not Applicable
370-0100 | 370-0100 | SolarEdge Technologies, Custom Quote, Enter Quote Number and Custom Price | 0 |  | No | Other | Soligent De-listing | 0 |  | Not Applicable as per Item Classification |  | Not Applicable
370-0101 | 370-0101 | MSI, Custom item, Enter Quote Number and Custom Price | 0 |  | No | Racking | Vendor De-listing | 0 |  | Not Applicable |  | Not Applicable
370-0102 | 370-0102 | SolarEdge, Dummy 1-Ph inverter, Display unit only, SE5000A-US-EMP-U | 674 |  | No | Electrical BOS | Vendor De-listing | 0 |  | De-Listing & Stock Qty Unavailable |  | Not Applicable
370-0103 | 370-0103 | ABB, Custom Inventory Item, Include Part#, Enter Quote Number and Custom Price | 0 |  | Yes | Other | Soligent De-listing | 0 |  | Not Applicable as per Item Classification |  | Not Applicable
370-0104 | 370-0104 | SMA, Inverter Manager Assembly, Outdoor, One Inverter Manager per 42 STP 60 or MLX Inverters, IMA-US-10 | 5912 |  | No | Electrical BOS | Soligent De-listing | 0 |  | De-Listing & Stock Qty Unavailable |  | Not Applicable
370-0105 | 370-0105 | Magnum, Optional Router Front Top Cover, for MP enclosure that has middle 8 truss head screws, MP-RFC | 32 |  | No | Inverters | Soligent De-listing | 0 |  | De-Listing & Stock Qty Unavailable |  | Not Applicable
370-0106 | 370-0106 | SMA, Tripower Roofmount ReadyRack with AC Switch, for STP12000TL-US-10, STP-RACK-CU-AC4-12, the STP12000 and CU1000 must be purchased separately, 34-100900.01 | 2968 |  | No | Inverters | Vendor De-listing | 0 |  | De-Listing & Stock Qty Unavailable |  | Not Applicable
370-0107 | 370-0107 | Schneider, Custom Item, Enter Quote Number and Custom Price | 0 |  | No | Inverters | Shippable | 0 |  | Shippable but Price & Stock Qty Unavailable |  | Not Applicable
370-0108 | 370-0108 | SMA, STP Rack System, with pre-installed STP12000TL-US & CU1000US-10 (must be purchased separately), AC-disconnect, Rack-STP12-CU-11 | 1188 |  | No | Electrical BOS | Vendor De-listing | 0 |  | De-Listing & Stock Qty Unavailable |  | Not Applicable
370-0109 | 370-0109 | SMA, STP Rack System, with pre-installed STP15000TL-US & CU1000US-10 (must be purchased separately), AC-disconnect, Rack-STP15-CU-11 | 1188 |  | No | Electrical BOS | Vendor De-listing | 0 |  | De-Listing & Stock Qty Unavailable |  | Not Applicable
370-0110 | 370-0110 | SMA, STP Rack System, with pre-installed STP20000TL-US & CU1000US-10 (must be purchased separately), AC-disconnect, Rack-STP20-CU-11 | 1188 |  | No | Electrical BOS | Vendor De-listing | 0 |  | De-Listing & Stock Qty Unavailable |  | Not Applicable
370-0111 | 370-0111 | SMA, STP Rack System, with pre-installed STP24000TL-US & CU1000US-10 (must be purchased separately), AC-disconnect, Rack-STP24-CU-11 | 1188 |  | No | Electrical BOS | Vendor De-listing | 0 |  | De-Listing & Stock Qty Unavailable |  | Not Applicable
370-0112 | 370-0112 | SMA, STP Rack System, with pre-installed STP30000TL-US & CU1000US-10 (must be purchased separately), AC-disconnect, Rack-STP30-CU-11 | 1188 |  | No | Electrical BOS | Vendor De-listing | 0 |  | De-Listing & Stock Qty Unavailable |  | Not Applicable
370-0113 | 370-0113 | SolarEdge, Display, 1-Ph Inverter Case (non functional), Dummy 1Ø inverter | 552.3 |  | No | Electrical BOS | Soligent De-listing | 317.41 |  | De-Listing & Stock Qty Unavailable |  | Not Applicable
370-0114 | 370-0114 | Fronius, Primo/Symo, DC Positive combined input buss bar, 42,0201,4479 | 26.11 |  | No | Inverters | Vendor De-listing | 24.48 |  | De-Listing & Stock Qty Unavailable |  | Not Applicable
370-0115 | 370-0115 | Fronius, Primo/Symo, DC Negative combined input buss bar, 42,0201,4480 | 26.11 |  | No | Inverters | Vendor De-listing | 24.48 |  | De-Listing & Stock Qty Unavailable |  | Not Applicable
370-0116 | 370-0116 | SolarEdge, Dummy, 1-Ph Inverter Display Unit (non functional), Dummy 1Ø HD Wave Inverter | 330.86 |  | No | Inverters | Soligent De-listing | 183.81 |  | De-Listing & Stock Qty Unavailable |  | Not Applicable
370-0117 | 370-0117 | Yaskawa Solectria, Fuse By-Pass Kit, PVI-28-36TL, Includes 2 terminals. Order 1 for Combined MPPT, 2 for Dual MPPT, OPT-FUSEBYPASS-PVI-28-36TL | 80 |  | No | Inverters | Soligent De-listing | 45.98 |  | De-Listing & Stock Qty Unavailable |  | Not Applicable
370-0118 | 370-0118 | Yaskawa Solectria, Fuse By-Pass Kit, PVI50-60TL, 1 Set includes 6 pieces, for 1 inverter, OPT-FUSEBYPASS-PVI-50-60TL | 104 |  | No | Inverters | Shippable | 89.66 |  | Shippable but Stock Qty Unavailable | USIN100-0309 | Already Listed
370-0119 | 370-0119 | SolarEdge, HD-Wave EV Charging Cable, 40 Amp, Level 2 Electric Vehicle J1772 Charge Connector with 25 feet cable and holder, use with HD-Wave-EV Inverter, SE-EV-KIT-25J40-1 | 651.24 |  | No | Inverters | Vendor De-listing | 0 |  | De-Listing & Stock Qty Unavailable |  | Not Applicable
370-0120 | 370-0120 | Fronius, Drop Ship Order Fee, 5% of total order or $50 minimum & $500 maximum | 0 |  | No | Freight | Shippable | 0 |  | Not Applicable as per Item Classification |  | Not Applicable
370-0121 | 370-0121 | SMA, Core-1 Universal Mounting System Kit, UMS_KIT-10 | 184 |  | No | Inverters | Shippable | 158.62 |  | Shippable but Stock Qty Unavailable | USMS100-0615 | Already Listed
370-0123 | 370-0123 | Sol-Ark, Factory Installed Inverter Add on Option for 12kW, Solar Flare/EMP Hardening to MIL-STD-461G, SA-EMP-12K | 1800.01 | 12000 | No | Energy Storage | Shippable | 1724.14 |  | Shippable but Stock Qty Unavailable |  | Not Applicable
370-0124 | 370-0124 | Sol-Ark, Factory Installed Inverter Add on Option for 8kW, Solar Flare/EMP Hardening to MIL-STD-461G,SA-EMP-8K | 1600 | 8000 | No | Energy Storage | Shippable | 1379.31 |  | Shippable but Stock Qty Unavailable |  | Not Applicable
380-0063 | 380-0063 | SatCon, Custom Monitoring, Commissioning Service (Inverter less than 250kW in USA or CA), CALL FOR QUOTE FIELD SERVICE FEE, Enter Quote Number and Custom Price | 0 |  | Yes | Other | Soligent De-listing | 0 |  | Not Applicable as per Item Classification |  | Not Applicable
380-0064 | 380-0064 | SMA, On site Commissioning of SC250U | 1750 |  | Yes | Other | Vendor De-listing | 0 |  | Not Applicable as per Item Classification |  | Not Applicable
380-0065 | 380-0065 | SMA, On site Commissioning of SC500HE-US | 1750 |  | Yes | Other | Vendor De-listing | 0 |  | Not Applicable as per Item Classification |  | Not Applicable
380-0066 | 380-0066 | SMA, On site Commissioning of SC500U | 1750 |  | Yes | Other | Vendor De-listing | 0 |  | Not Applicable as per Item Classification |  | Not Applicable
380-0067 | 380-0067 | Solectria, Field Upgrade SolrenView Commercial Inv-Dir Monitoring, For Installed systems only, SRV-UPGRADE | 388.5 |  | Yes | Other | Vendor De-listing | 0 |  | Not Applicable as per Item Classification |  | Not Applicable
410-0000 | 410-0000 | Crown, Sealed AGM Battery, 12V, 100Ah @ 20Hr, Group 27, Stud-Terminal, 12CRV100 | 312.15 | 1200 | No | Energy Storage | Shippable | 287.03 |  | Shippable but Stock Qty Unavailable |  | Not Applicable
410-0001 | 410-0001 | Crown, Sealed AGM Battery, 6V, 220Ah @ 20Hr, Group GC, Stud-Terminal, 6CRV220 | 310.21 |  | No | Energy Storage | Shippable | 285.25 |  | Shippable but Stock Qty Unavailable |  | Not Applicable
410-0002 | 410-0002 | Crown, Sealed AGM Battery, 6V, 260Ah @ 20Hr, Group GC2H, Stud-Terminal, 6CRV260 | 386.09 |  | No | Energy Storage | Shippable | 355.02 |  | Shippable but Stock Qty Unavailable |  | Not Applicable
410-0003 | 410-0003 | Outback,EnergyCell TT VRLA-AGM Battery 12V 100Ah @ 20Hr, Top Terminal to accept M6 X 20mm bolt, Group 27, 106TT | 211.54 |  | No | Energy Storage | Soligent De-listing | 194.12 |  | De-Listing & Stock Qty Unavailable |  | Not Applicable
410-0004 | 410-0004 | Outback,EnergyCell TT VRLA-AGM Battery 12V 112Ah @ 20Hr, Top Terminal to accept M6 X 20mm bolt, Group 31, 115TT | 264.1 |  | No | Energy Storage | Shippable | 242.35 |  | Shippable but Stock Qty Unavailable | USSS100-0133 | Already Listed
410-0005 | 410-0005 | Concorde, SunXtender Sealed AGM Battery, 12V, 258Ah @ 24hr, 8D, PVX-2580L | 761.9 |  | No | Energy Storage | Shippable | 700.6 |  | Shippable but Stock Qty Unavailable | USSB100-0065 | Already Listed
410-0006 | 410-0006 | Crown, Sealed AGM Battery, 6V, 400Ah @ 20Hr, Group 903 [L-16], Stud-Terminal, 6CRV400 | 833.66 |  | No | Energy Storage | Shippable | 766.59 |  | Shippable but Stock Qty Unavailable |  | Not Applicable
410-0007 | 410-0007 | Crown, Sealed AGM Battery, 12V, 80Ah @ 20Hr, Group 24, Stud-Terminal, 12CRV80 | 296.06 |  | No | Energy Storage | Shippable | 272.24 |  | Shippable but Stock Qty Unavailable |  | Not Applicable
410-0008 | 410-0008 | Crown, Sealed AGM Battery, 12V, 110Ah @ 20Hr, Group 31, Stud-Terminal, 12CRV110 | 325.1 |  | No | Energy Storage | Shippable | 298.94 |  | Shippable but Stock Qty Unavailable |  | Not Applicable
410-0009 | 410-0009 | Crown, Sealed AGM Battery, 2V, 1200Ah @ 20Hr, Group 903 [L-16], Insert-Terminal, 2CRV1200 | 835.46 |  | No | Energy Storage | Shippable | 768.24 |  | Shippable but Stock Qty Unavailable |  | Not Applicable
410-0022 | 410-0022 | MK Battery, Sealed AGM, 12V, 92Ah, G27, Flag terminal, 8A27-DEKA | 263.45 |  | No | Energy Storage | Shippable | 242.25 |  | Shippable but Stock Qty Unavailable | USSB100-0084 | Already Listed
410-0023 | 410-0023 | MK Battery, Sealed AGM, 12V, 104Ah, G31, 8A31DT-DEKA | 303.26 |  | No | Energy Storage | Shippable | 278.86 |  | Shippable but Stock Qty Unavailable | USSB100-0088 | Already Listed
410-0024 | 410-0024 | MK Battery, Sealed AGM, 12V, 198Ah, Size 4D, CANNOT TRAVEL BY AIR - Labeled "CORROSIVE", 8A4DLTP-DEKA | 593.74 |  | No | Energy Storage | Shippable | 545.97 |  | Shippable but Stock Qty Unavailable | USSB100-0100 | Already Listed
410-0025 | 410-0025 | MK Battery, Sealed AGM, 12V, 245Ah, Size 8D, CANNOT TRAVEL BY AIR - Labeled "CORROSIVE", 8A8DLTP-DEKA | 699.16 |  | No | Energy Storage | Shippable | 642.91 |  | Shippable but Stock Qty Unavailable |  | Not Applicable
410-0026 | 410-0026 | MK Battery, Sealed Gel, 12V, 183Ah, Size 4D, 8G4DLTP-DEKA | 1233.99 |  | No | Energy Storage | Vendor De-listing | 0 |  | De-Listing & Stock Qty Unavailable |  | Not Applicable
410-0028 | 410-0028 | MK Battery, Sealed Gel, 12V, 50.9Ah, 37lb, G22, 8G22NF-DEKA | 176.73 |  | No | Energy Storage | Soligent De-listing | 162.51 |  | De-Listing & Stock Qty Unavailable |  | Not Applicable
410-0031 | 410-0031 | MK Battery, Sealed Gel, 12V, 97.6Ah, 69.5lb, G31, Stud Terminal, 8G31-HST-DEKA | 320.33 |  | No | Energy Storage | Shippable | 294.55 |  | Shippable but Stock Qty Unavailable |  | Not Applicable
410-0033 | 410-0033 | MK Battery, Sealed Gel, 6V, 180Ah, Golf Cart Type, Automotive-Stud Terminal, 8GGC2-DT-DEKA | 346.33 |  | No | Energy Storage | Shippable | 318.46 |  | Shippable but Stock Qty Unavailable |  | Not Applicable
410-0034 | 410-0034 | MK Battery, Sealed Gel, 12V, 225Ah, Size 8D, LT (T975) Terminal, 8G8D-HLT-DEKA | 764.16 |  | No | Energy Storage | Shippable | 702.68 |  | Shippable but Stock Qty Unavailable |  | Not Applicable
410-0035 | 410-0035 | MK Battery, Sealed Gel, 12V, 31.6Ah, 23.4lb, Size U1, 8GU1-DEKA | 103.69 |  | No | Energy Storage | Vendor De-listing | 95.34 |  | De-Listing & Stock Qty Unavailable |  | Not Applicable
410-0036 | 410-0036 | Hawker, Envirolink Battery, 1250 Cycle, Sealed Gel, 24V, 369Ah, Bolt-on Terminal, 075EL09 - 24V | 8599 |  | No | Energy Storage | Soligent De-listing | 0 |  | De-Listing & Stock Qty Unavailable |  | Not Applicable
410-0037 | 410-0037 | Hawker, Envirolink Battery, 1250 Cycle, Sealed Gel, 24V, 553Ah, Bolt-on Terminal, Bolt-on Terminal, 075EL13 - 24V | 10856 |  | No | Energy Storage | Soligent De-listing | 0 |  | De-Listing & Stock Qty Unavailable |  | Not Applicable
410-0038 | 410-0038 | Hawker, Envirolink Battery, 1250 Cycle, Sealed Gel, 24V, 925Ah, Bolt-on Terminal, 075EL21 - 24V | 16214 |  | No | Energy Storage | Soligent De-listing | 0 |  | De-Listing & Stock Qty Unavailable |  | Not Applicable
410-0039 | 410-0039 | Hawker, Envirolink Battery, 1250 Cycle, Sealed Gel, 24V, 1110Ah, Bolt-on Terminal, Bolt-on Terminal, 075EL25 - 24V | 19044 |  | No | Energy Storage | Soligent De-listing | 0 |  | De-Listing & Stock Qty Unavailable |  | Not Applicable
410-0040 | 410-0040 | Hawker, Envirolink Battery, 1250 Cycle, Sealed Gel, 12V, 369Ah, Bolt-on Terminal, 075EL09 - 12V | 4650 |  | No | Energy Storage | Soligent De-listing | 0 |  | De-Listing & Stock Qty Unavailable |  | Not Applicable
410-0041 | 410-0041 | Hawker, Envirolink Battery, 1250 Cycle, Sealed Gel, 12V, 553Ah, Bolt-on Terminal, 075EL13 - 12V | 5732 |  | No | Energy Storage | Soligent De-listing | 0 |  | De-Listing & Stock Qty Unavailable |  | Not Applicable
410-0042 | 410-0042 | Hawker, Envirolink Battery, 1250 Cycle, Sealed Gel, 12V, 738Ah, Bolt-on Terminal, 075EL17 - 12V | 7091 |  | No | Energy Storage | Soligent De-listing | 0 |  | De-Listing & Stock Qty Unavailable |  | Not Applicable
410-0043 | 410-0043 | Hawker, Envirolink Battery, 1250 Cycle, Sealed Gel, 12V, 925Ah, Bolt-on Terminal, 075EL21 - 12V | 8277 |  | No | Energy Storage | Soligent De-listing | 0 |  | De-Listing & Stock Qty Unavailable |  | Not Applicable
410-0044 | 410-0044 | Hawker, Envirolink Battery, 1250 Cycle, Sealed Gel, 12V, 1110Ah, Bolt-on Terminal, 075EL25 - 12V | 9559 |  | No | Energy Storage | Soligent De-listing | 0 |  | De-Listing & Stock Qty Unavailable |  | Not Applicable
410-0049 | 410-0049 | Rolls Surrette, Battery, (1) One Cell, 2V, 1766Ah @ 20Hr, 2 KS 33P | 1290 |  | No | Energy Storage | Soligent De-listing | 0 |  | De-Listing & Stock Qty Unavailable |  | Not Applicable
410-0050 | 410-0050 | Rolls Surrette, Battery, (3) Three Cells, 6V, 820Ah @ 20Hr, 6 CS 25P | 1890 |  | No | Energy Storage | Soligent De-listing | 0 |  | De-Listing & Stock Qty Unavailable |  | Not Applicable
410-0051 | 410-0051 | Rolls Surrette, Battery, (3) Three Cells, 6V, 350Ah @ 20Hr, S-460 | 490 |  | No | Energy Storage | Soligent De-listing | 0 |  | De-Listing & Stock Qty Unavailable |  | Not Applicable
410-0052 | 410-0052 | Rolls Surrette, Battery, (3) Three Cells, 6V, 400Ah @ 20Hr, S-530 | 528 |  | No | Energy Storage | Soligent De-listing | 0 |  | De-Listing & Stock Qty Unavailable |  | Not Applicable
410-0054 | 410-0054 | Rolls Surrette, Battery, (3) Three Cells, 6V, 546Ah @ 20Hr , 6 CS 17P | 1318 |  | No | Energy Storage | Soligent De-listing | 0 |  | De-Listing & Stock Qty Unavailable |  | Not Applicable
410-0059 | 410-0059 | Rolls Surrette, Battery, (1) One Cell, 2V, 2430Ah @ 20Hr, 2 YS 31P | 1800 |  | No | Energy Storage | Soligent De-listing | 0 |  | De-Listing & Stock Qty Unavailable |  | Not Applicable
410-0060 | 410-0060 | Concorde, SunXtender Sealed AGM Battery, 12V, 104Ah @ 24hr, G27, PVX-1040T | 330.6 |  | No | Energy Storage | Shippable | 304 |  | Shippable but Stock Qty Unavailable | USSB100-0071 | Already Listed
410-0062 | 410-0062 | Concorde, SunXtender Sealed AGM Battery, 12V, 108Ah @ 24hr, G31, PVX-1080T | 312.03 |  | No | Energy Storage | Soligent De-listing | 286.92 |  | De-Listing & Stock Qty Unavailable |  | Not Applicable
410-0064 | 410-0064 | Concorde, Sealed AGM Battery, 12V, 212Ah @ 24hr, 4D, PVX-2120L | 638.45 |  | No | Energy Storage | Shippable | 587.08 |  | Shippable but Stock Qty Unavailable |  | Not Applicable
410-0066 | 410-0066 | Concorde, SunXtender Sealed AGM Battery, 6V, 224Ah @ 24hr, Golf Cart, PVX-2240T | 318.86 |  | No | Energy Storage | Soligent De-listing | 293.21 |  | De-Listing & Stock Qty Unavailable |  | Not Applicable
410-0068 | 410-0068 | Concorde, SunXtender Sealed AGM Battery, 6V, 305Ah @ 24hr, GC2, PVX-3050T | 448.01 |  | No | Energy Storage | Shippable | 411.97 |  | Shippable but Stock Qty Unavailable | USSB100-0076 | Already Listed
410-0070 | 410-0070 | Concorde, SunXtender Sealed AGM Battery, 12V, 34Ah @ 24hr, U1, PVX-340T | 128.95 |  | No | Energy Storage | Soligent De-listing | 118.57 |  | De-Listing & Stock Qty Unavailable |  | Not Applicable
410-0072 | 410-0072 | Concorde, SunXtender Sealed AGM Battery, 12V, 42Ah @ 24hr, U1, PVX-420T | 151.44 |  | No | Energy Storage | Soligent De-listing | 139.25 |  | De-Listing & Stock Qty Unavailable |  | Not Applicable
410-0074 | 410-0074 | Concorde, SunXtender Sealed AGM Battery, 12V, 49Ah @ 24hr, G22, PVX-490T | 174.45 |  | No | Energy Storage | Soligent De-listing | 160.41 |  | De-Listing & Stock Qty Unavailable |  | Not Applicable
410-0076 | 410-0076 | Concorde, Sealed AGM Battery, 2V, 534Ah, G24, PVX-5340T | 558 |  | No | Energy Storage | Soligent De-listing | 0 |  | De-Listing & Stock Qty Unavailable |  | Not Applicable
410-0078 | 410-0078 | Concorde, SunXtender Sealed AGM Battery, 12V, 56Ah @ 24hr, G22, PVX-560T | 327 |  | No | Energy Storage | Soligent De-listing | 0 |  | De-Listing & Stock Qty Unavailable |  | Not Applicable
410-0080 | 410-0080 | Concorde, SunXtender Sealed AGM Battery, 2V, 648Ah @ 24hr, G31, PVX-6480T | 321.34 |  | No | Energy Storage | Soligent De-listing | 295.48 |  | De-Listing & Stock Qty Unavailable |  | Not Applicable
410-0082 | 410-0082 | Concorde, SunXtender Sealed AGM Battery, 12V, 69Ah @ 24hr, G24, PVX-690T | 378 |  | No | Energy Storage | Soligent De-listing | 0 |  | De-Listing & Stock Qty Unavailable |  | Not Applicable
410-0084 | 410-0084 | Concorde, SunXtender Sealed AGM Battery, 12V, 84Ah @ 24hr, G24, PVX-840T | 259.51 |  | No | Energy Storage | Soligent De-listing | 238.63 |  | De-Listing & Stock Qty Unavailable |  | Not Applicable
410-0086 | 410-0086 | Concorde, SunXtender Sealed AGM Battery, 12V, 89Ah @ 24hr, G31, PVX-890T | 474 |  | No | Energy Storage | Soligent De-listing | 0 |  | De-Listing & Stock Qty Unavailable |  | Not Applicable
410-0088 | 410-0088 | Concorde, SunXtender Sealed AGM Battery, 2V, 915Ah @ 24hr, PVX-9150T | 475.61 |  | No | Energy Storage | Shippable | 437.34 |  | Shippable but Stock Qty Unavailable | USSB100-0057 | Already Listed
410-0091 | 410-0091 | Rolls Surrette, Battery, (2) Two Cells, 4V, 1350Ah @ 20Hr, 4 KS 25P | 2024 |  | No | Energy Storage | Soligent De-listing | 0 |  | De-Listing & Stock Qty Unavailable |  | Not Applicable
410-0094 | 410-0094 | Trojan, Flooded Battery, 6V, 225Ah @ 20Hr, Golf Cart GC2, Embedded Low Profile Terminal, T105 | 331.74 |  | No | Energy Storage | Vendor De-listing | 0 |  | De-Listing & Stock Qty Unavailable |  | Not Applicable
410-0098 | 410-0098 | Trojan, Flooded Battery, 12V, 205Ah @ 20Hr, Group 921, Auto Post and Stud Terminal, J185P-AC |  |  | No | Energy Storage | Vendor De-listing | 0 |  | Not Applicable |  | Not Applicable
410-0099 | 410-0099 | Trojan, Flooded Battery, 12V, 150Ah @ 20Hr, Embedded High Profile Terminal, J150 | 499.86 |  | No | Energy Storage | Vendor De-listing | 0 |  | De-Listing & Stock Qty Unavailable |  | Not Applicable
410-0100 | 410-0100 | Trojan, Flooded Battery, 2V, 1110Ah @ 20Hr, Group 903 [L-16], L-Terminal, L16RE-2V | 775.92 |  | No | Energy Storage | Vendor De-listing | 0 |  | De-Listing & Stock Qty Unavailable |  | Not Applicable
410-0109 | 410-0109 | Trojan, Flooded Battery, 6V, 370Ah @ 20Hr, Group 903 [L-16], L-Terminal, L16RE-B | 765.06 |  | No | Energy Storage | Vendor De-listing | 0 |  | De-Listing & Stock Qty Unavailable |  | Not Applicable
410-0111 | 410-0111 | Rolls Surrette, Battery, (4) four Cells, 8V, 820Ah @ 20Hr, 8 CS 25P | 2510 |  | No | Energy Storage | Soligent De-listing | 0 |  | De-Listing & Stock Qty Unavailable |  | Not Applicable
410-0112 | 410-0112 | Trojan, Flooded Battery, 12V, 115Ah @ 20Hr, Group 27, Wingnut Terminal, 27TMH | 182.68 |  | No | Energy Storage | Soligent De-listing | 167.85 |  | De-Listing & Stock Qty Unavailable |  | Not Applicable
410-0114 | 410-0114 | Trojan, Sealed AGM Battery, 12V, 76Ah @ 20Hr, Group 24, Auto Post and Stud Terminal, 24-AGM | 298.13 |  | No | Energy Storage | Soligent De-listing | 273.94 |  | De-Listing & Stock Qty Unavailable |  | Not Applicable
410-0115 | 410-0115 | Trojan, Sealed AGM Battery, 12V, 89Ah @ 20Hr, Group 27, Auto Post and Stud Terminal, 27-AGM | 332.19 |  | No | Energy Storage | Soligent De-listing | 305.23 |  | De-Listing & Stock Qty Unavailable |  | Not Applicable
410-0116 | 410-0116 | Trojan, Sealed AGM Battery, 12V, 100Ah @ 20Hr, Group 31, Auto Post and Stud Terminal, 31-AGM | 343.08 |  | No | Energy Storage | Shippable | 315.23 |  | Shippable but Stock Qty Unavailable | USSB100-0075 | Already Listed
410-0119 | 410-0119 | Trojan, Sealed GEL Battery, 6V, 189Ah @ 20Hr, Golf Cart, Universal Terminal, 6V-GEL | 433.44 |  | No | Energy Storage | Soligent De-listing | 398.26 |  | De-Listing & Stock Qty Unavailable |  | Not Applicable
410-0120 | 410-0120 | Trojan, Sealed GEL Battery, 12V, 77Ah @ 20Hr, Group 24, Universal Terminal, 24-GEL | 333.88 |  | No | Energy Storage | Soligent De-listing | 306.78 |  | De-Listing & Stock Qty Unavailable |  | Not Applicable
410-0121 | 410-0121 | Trojan, Sealed GEL Battery, 12V, 91Ah @ 20Hr, Group 27, Universal Terminal, 27-GEL | 402.21 |  | No | Energy Storage | Soligent De-listing | 369.57 |  | De-Listing & Stock Qty Unavailable |  | Not Applicable
410-0122 | 410-0122 | Trojan, Sealed GEL Battery, 12V, 102Ah @ 20Hr, Group 31, Universal Terminal, 31-GEL | 416.61 |  | No | Energy Storage | Soligent De-listing | 382.79 |  | De-Listing & Stock Qty Unavailable |  | Not Applicable
410-0123 | 410-0123 | MK Battery, Custom Item, Enter Quote Number and Custom Price | 0 |  | No | Energy Storage | Vendor De-listing | 0 |  | Not Applicable |  | Not Applicable
410-0124 | 410-0124 | Trojan, Flooded Battery, 6V, 260Ah @ 20Hr, Golf Cart GC2H, Embedded Low Profile Terminal, T145 | 446.46 |  | No | Energy Storage | Vendor De-listing | 0 |  | De-Listing & Stock Qty Unavailable |  | Not Applicable
410-0125 | 410-0125 | Trojan, Flooded Battery, 6V, 225Ah @ 20Hr, Golf Cart GC2H, L-Terminal, T105-RE | 381.92 |  | No | Energy Storage | Vendor De-listing | 0 |  | De-Listing & Stock Qty Unavailable |  | Not Applicable
410-0126 | 410-0126 | MK Battery, Sealed AGM, 12V, 79Ah, DT Terminal, 8A24DT-DEKA | 203.13 |  | No | Energy Storage | Soligent De-listing | 186.78 |  | De-Listing & Stock Qty Unavailable |  | Not Applicable
410-0127 | 410-0127 | MK Battery, Sealed Gel, 12V, 97.6Ah, G31, Flag (T876) Terminal, 8G30-HFL-DEKA | 320.33 |  | No | Energy Storage | Shippable | 294.55 |  | Shippable but Stock Qty Unavailable |  | Not Applicable
410-0128 | 410-0128 | MK Battery, Sealed Gel, 12V, 73.6Ah, 52lb, G24, UT, 8G24-UT-DEKA | 263.25 |  | No | Energy Storage | Shippable | 242.07 |  | Shippable but Stock Qty Unavailable | USSB100-0056 | Already Listed
410-0129 | 410-0129 | MK Battery, Sealed Gel, 12V, 31.6Ah, Size U1, T873 Terminal, 8GU1H-DEKA | 114.76 |  | No | Energy Storage | Shippable | 105.53 |  | Shippable but Stock Qty Unavailable | USSB100-0072 | Already Listed
410-0130 | 410-0130 | MK Battery, Unigy II, 6V, 3 Cell Module, 1740Ah @ 24hr, Interlock, 3AVR95-31 | 3577.66 |  | No | Energy Storage | Soligent De-listing | 3289.8 |  | De-Listing & Stock Qty Unavailable |  | Not Applicable
410-0137 | 410-0137 | Rolls Surrette, Battery, (3) Three Cells, 6V, 450Ah @ 20Hr, S-600 | 616 |  | No | Energy Storage | Soligent De-listing | 0 |  | De-Listing & Stock Qty Unavailable |  | Not Applicable
410-0138 | 410-0138 | MK Battery, Sealed AGM, 6V, 190Ah, Golf Cart type, 8AGC2-DEKA | 303.06 |  | No | Energy Storage | Shippable | 278.68 |  | Shippable but Stock Qty Unavailable | USSB100-0055 | Already Listed
410-0139 | 410-0139 | Outback, EnergyCell 2V OPzV Tubular Gel Batteries, 24 Volt Kit, with Rack and Interconnects, 389.9Ah @20hr, 24-OPzV-450 | 4586.56 |  | No | Energy Storage | Vendor De-listing | 0 |  | De-Listing & Stock Qty Unavailable |  | Not Applicable
410-0140 | 410-0140 | Outback, EnergyCell 2V OPzV Tubular Gel Batteries, 24 Volt Kit, with Rack and Accessories, 667.4Ah @20hr, 24-OPzV-750 | 6254.4 |  | No | Energy Storage | Vendor De-listing | 0 |  | De-Listing & Stock Qty Unavailable |  | Not Applicable
410-0141 | 410-0141 | Outback, EnergyCell 2V OPzV Tubular Gel Batteries, 24 Volt Kit, with Rack and Accessories, 1632Ah @20hr, 24-OPzV-2000 | 12508.8 |  | No | Energy Storage | Vendor De-listing | 0 |  | De-Listing & Stock Qty Unavailable |  | Not Applicable
410-0142 | 410-0142 | Outback, EnergyCell 2V OPzV Tubular Gel Batteries, 24 Volt Kit, with Rack and Accessories, 2529Ah @20hr, 24-OPzV-3000 | 20222.56 |  | No | Energy Storage | Vendor De-listing | 0 |  | De-Listing & Stock Qty Unavailable |  | Not Applicable
410-0143 | 410-0143 | Outback, EnergyCell 2V OPzV Tubular Gel Batteries, 48 Volt Kit, with Rack and Accessories, 389.9Ah @20hr, 48-OPzV-450 | 8339.2 |  | No | Energy Storage | Vendor De-listing | 0 |  | De-Listing & Stock Qty Unavailable |  | Not Applicable
410-0144 | 410-0144 | Outback, EnergyCell 2V OPzV Tubular Gel Batteries, 48 Volt Kit, with Rack and Accessories, 667.4Ah @20hr, 48-OPzV-750 | 11987.6 |  | No | Energy Storage | Vendor De-listing | 0 |  | De-Listing & Stock Qty Unavailable |  | Not Applicable
410-0145 | 410-0145 | Outback, EnergyCell 2V OPzV Tubular Gel Batteries, 48 Volt Kit, with Rack and Accessories, 1632Ah @20hr, 48-OPzV-2000 | 23975.2 |  | No | Energy Storage | Vendor De-listing | 0 |  | De-Listing & Stock Qty Unavailable |  | Not Applicable
410-0149 | 410-0149 | Outback, EnergyCell 2V OPzV Tubular Gel Batteries, 48 Volt Kit, with Rack and Interconnects, 2529Ah @20hr, 48-OPzV-3000 | 39611.2 |  | No | Energy Storage | Vendor De-listing | 0 |  | De-Listing & Stock Qty Unavailable |  | Not Applicable
410-0150 | 410-0150 | MK Battery, Sealed Gel, 12V, 88Ah, G27, Flag Terminal, 8G27-HFL-DEKA | 257.36 |  | No | Energy Storage | Soligent De-listing | 236.66 |  | De-Listing & Stock Qty Unavailable |  | Not Applicable
410-0151 | 410-0151 | MK Battery, Sealed Gel, 12V, 125Ah, Flag (T876) Terminal, 8G5SHP-HFL-DEKA | 377.2 |  | No | Energy Storage | Soligent De-listing | 346.85 |  | De-Listing & Stock Qty Unavailable |  | Not Applicable
410-0152 | 410-0152 | MK Battery, Sealed Gel, 6V, 210Ah, T876, 8GTE35-DEKA | 716.99 |  | No | Energy Storage | Vendor De-listing | 0 |  | De-Listing & Stock Qty Unavailable |  | Not Applicable
410-0153 | 410-0153 | Outback, NorthStar BLUE+ VRLA-AGM Pure Lead Carbon Battery 37Ah @ 10Hr, 12V Front Terminal, with Interconnect Bus Bars, NSB40FT BLUE+ | 280.77 |  | No | Energy Storage | Soligent De-listing | 257.65 |  | De-Listing & Stock Qty Unavailable | USSB100-0022 | Already Listed
410-0154 | 410-0154 | Outback, NorthStar BLUE+ VRLA-AGM Pure Lead Carbon Battery 100Ah @ 10Hr, 12V Front 3Terminal, with Interconnect Bus Bars, NSB100FT BLUE+ | 346.15 |  | No | Energy Storage | Shippable | 317.65 |  | Shippable but Stock Qty Unavailable | USSB100-0023 | Already Listed
410-0155 | 410-0155 | Outback, NorthStar BLUE+ VRLA-AGM Pure Lead Carbon Battery 170Ah @ 10Hr, 12V Front Terminal, with Interconnect Bus Bars, NSB170FT BLUE+ | 461.54 |  | No | Energy Storage | Soligent De-listing | 423.53 |  | De-Listing & Stock Qty Unavailable |  | Not Applicable
410-0156 | 410-0156 | Outback, NorthStar BLUE+ VRLA-AGM Pure Lead Carbon Battery 183Ah @ 10Hr, 12V Front Terminal, with Interconnect Bus Bars, NSB190FT BLUE+ | 487.18 |  | No | Energy Storage | Shippable | 447.06 |  | Shippable but Stock Qty Unavailable | USSB100-0025 | Already Listed
410-0157 | 410-0157 | Rolls Surrette, Battery, AGM 6V, 250Ah @ 20hr, GC2 type, S6-275AGM | 505.98 |  | No | Energy Storage | Soligent De-listing | 0 |  | De-Listing & Stock Qty Unavailable |  | Not Applicable
410-0158 | 410-0158 | Rolls Surrette, Battery, AGM 6V, 415Ah @ 20hr, L16 type, S6-460AGM | 840 |  | No | Energy Storage | Soligent De-listing | 0 |  | De-Listing & Stock Qty Unavailable |  | Not Applicable
410-0159 | 410-0159 | Outback, NorthStar BLUE+ VRLA-AGM Pure Lead Carbon Battery 200Ah @ 10Hr, 12V Front Terminal, with Interconnect Bus Bars, NSB210FT BLUE+ | 537.18 |  | No | Energy Storage | Shippable | 492.94 |  | Shippable but Stock Qty Unavailable | USSB100-0026 | Already Listed
410-0160 | 410-0160 | Outback, NorthStar RED HT VRLA-AGM Pure Lead High Temperature Battery 96Ah @ 10Hr, 12V Top Terminal, NSB 90 TT HT RED | 312.5 |  | No | Energy Storage | Vendor De-listing | 287.36 |  | De-Listing & Stock Qty Unavailable |  | Not Applicable
410-0161 | 410-0161 | Concorde, Sealed AGM Battery, 2V, 1215Ah @ 24hr, PVX-12150HT | 713.95 |  | No | Energy Storage | Shippable | 656.51 |  | Shippable but Stock Qty Unavailable | USSB100-0092 | Already Listed
410-0162 | 410-0162 | Concorde, Sealed AGM Battery, 6V, 405Ah @ 24hr, PVX-4050HT | 680.24 |  | No | Energy Storage | Shippable | 625.51 |  | Shippable but Stock Qty Unavailable | USSB100-0091 | Already Listed
410-0163 | 410-0163 | Outback, NorthStar RED HT VRLA-AGM Pure Lead High Temperature Battery 125Ah @ 10Hr, 12V Top Terminal, NSB 125 TT HT RED | 343.75 |  | No | Energy Storage | Vendor De-listing | 316.09 |  | De-Listing & Stock Qty Unavailable |  | Not Applicable
410-0164 | 410-0164 | Trojan, Sealed GEL Battery, 12V, 225Ah @ 20Hr, Group 8D, L-Terminal, 8D-GEL | 973.03 |  | No | Energy Storage | Soligent De-listing | 894.06 |  | De-Listing & Stock Qty Unavailable |  | Not Applicable
410-0165 | 410-0165 | Trojan, Sealed GEL Battery, 12V, 125Ah @ 20Hr, Group DIN, Auto Post Terminal, 5SHP-GEL | 496.45 |  | No | Energy Storage | Shippable | 456.16 |  | Shippable but Stock Qty Unavailable | USSB100-0093 | Already Listed
410-0166 | 410-0166 | Trojan, Sealed GEL Battery, 6V, 210Ah @ 20Hr, Group DIN, Auto Post Terminal, TE35-GEL | 434.33 |  | No | Energy Storage | Soligent De-listing | 399.08 |  | De-Listing & Stock Qty Unavailable |  | Not Applicable
410-0167 | 410-0167 | Trojan, Sealed AGM Battery, 12V, 33Ah @ 20Hr, Group U1, Insert Terminal, U1-AGM | 143.47 |  | No | Energy Storage | Soligent De-listing | 131.83 |  | De-Listing & Stock Qty Unavailable |  | Not Applicable
410-0168 | 410-0168 | Trojan, Sealed AGM Battery, 12V, 50Ah @ 20Hr, Group 22, Insert Terminal, 22-AGM | 293.94 |  | No | Energy Storage | Vendor De-listing | 0 |  | De-Listing & Stock Qty Unavailable |  | Not Applicable
410-0172 | 410-0172 | Outback, EnergyCell 200RE Deep Cycle AGM Battery, 12V, 178Ah @ 20hr, Front 1/4" insert terminal, 200RE | 1042.99 |  | No | Energy Storage | Vendor De-listing | 0 |  | De-Listing & Stock Qty Unavailable |  | Not Applicable
410-0173 | 410-0173 | Outback, EnergyCell 170RE Deep Cycle AGM Battery, 12V, 154Ah @ 20hr, Front 1/4" insert terminal, 170RE | 774 |  | No | Energy Storage | Vendor De-listing | 0 |  | De-Listing & Stock Qty Unavailable |  | Not Applicable
410-0174 | 410-0174 | Rolls Surrette, Battery, AGM 2V, 2200Ah @ 20hr, S2-2375AGM | 2516 |  | No | Energy Storage | Soligent De-listing | 0 |  | De-Listing & Stock Qty Unavailable |  | Not Applicable
410-0175 | 410-0175 | Rolls Surrette, Battery, AGM 2V, 550Ah @ 20 hr, S2-590AGM | 620 |  | No | Energy Storage | Soligent De-listing | 0 |  | De-Listing & Stock Qty Unavailable |  | Not Applicable
410-0176 | 410-0176 | Rolls Surrette, Battery, AGM 2V, 880Ah @ 20 hr, S2-945AGM | 1012 |  | No | Energy Storage | Soligent De-listing | 0 |  | De-Listing & Stock Qty Unavailable |  | Not Applicable
410-0177 | 410-0177 | Rolls Surrette, Battery, AGM 2V, 1150Ah @ 20 hr, S2-1275AGM | 833.98 |  | No | Energy Storage | Soligent De-listing | 0 |  | De-Listing & Stock Qty Unavailable |  | Not Applicable
410-0178 | 410-0178 | Rolls Surrette, Battery, AGM 2V, 1100Ah @ 20 hr, S2-1180AGM | 1240 |  | No | Energy Storage | Soligent De-listing | 0 |  | De-Listing & Stock Qty Unavailable |  | Not Applicable
410-0179 | 410-0179 | Rolls Surrette, Battery, AGM 2V, 1750Ah @ 20 hr, S2-1895AGM | 2000 |  | No | Energy Storage | Soligent De-listing | 0 |  | De-Listing & Stock Qty Unavailable |  | Not Applicable
410-0180 | 410-0180 | Rolls Surrette, Battery, AGM 2V, 3300Ah @ 20 hr, S2-3560AGM | 3674 |  | No | Energy Storage | Soligent De-listing | 0 |  | De-Listing & Stock Qty Unavailable |  | Not Applicable
410-0181 | 410-0181 | Rolls Surrette, Battery, AGM 12V, 260Ah @ 20 hr, S12-290AGM | 1103.98 |  | No | Energy Storage | Soligent De-listing | 0 |  | De-Listing & Stock Qty Unavailable |  | Not Applicable
410-0182 | 410-0182 | Outback, EnergyCell 34RE Battery, 12V, 33Ah @ 20hr, Top-Terminal to accept 10”-32 UNC bolt, 34RE | 271 |  | No | Energy Storage | Vendor De-listing | 0 |  | De-Listing & Stock Qty Unavailable |  | Not Applicable
410-0183 | 410-0183 | Outback, EnergyCell 52RE Battery, 12V, 50Ah @ 20hr, Top-Terminal to accept 10”-32 UNC bolt, 52RE | 321 |  | No | Energy Storage | Vendor De-listing | 0 |  | De-Listing & Stock Qty Unavailable |  | Not Applicable
410-0184 | 410-0184 | Outback, EnergyCell 78RE Battery, 12V, 75Ah @ 20hr, Top-Terminal to accept ¼”-20 UNC bolt, 78RE | 402 |  | No | Energy Storage | Vendor De-listing | 0 |  | De-Listing & Stock Qty Unavailable |  | Not Applicable
410-0185 | 410-0185 | Outback, EnergyCell 95RE Battery, 12V, 88Ah @ 20hr, Top-Terminal to accept ¼”-20 UNC bolt, 95RE | 438 |  | No | Energy Storage | Vendor De-listing | 0 |  | De-Listing & Stock Qty Unavailable |  | Not Applicable
410-0186 | 410-0186 | Outback, EnergyCell 106RE Battery,12V,100Ah @ 20hr, Top-Terminal to accept ¼”-20 UNC bolt, 106RE | 376 |  | No | Energy Storage | Vendor De-listing | 0 |  | De-Listing & Stock Qty Unavailable |  | Not Applicable
410-0187 | 410-0187 | Outback, EnergyCell 200RE Display Unit (Does NOT Function), 200RE Display | 181.99 |  | No | Electrical BOS | Vendor De-listing | 0 |  | De-Listing & Stock Qty Unavailable |  | Not Applicable
410-0188 | 410-0188 | Outback, EnergyCell 200GH Float Service AGM for GridHybrid Battery Back-up Applications, 12V, 200AH Front Terminal VRLA battery, 200GH | 1250.99 |  | No | Energy Storage | Vendor De-listing | 0 |  | De-Listing & Stock Qty Unavailable |  | Not Applicable
410-0189 | 410-0189 | Outback, EnergyCell 220GH Float Service AGM for GridHybrid Battery Back-up Applications, 12V, 220AH Front Terminal VRLA battery, 220GH | 1022 |  | No | Energy Storage | Vendor De-listing | 0 |  | De-Listing & Stock Qty Unavailable |  | Not Applicable
410-0190 | 410-0190 | Outback, EnergyCell RE High Capacity AGM Battery and Rack System, 48V (6x4x2V), 672Ah @ 20hr, with interconnects, 800RE | 25884 |  | No | Energy Storage | Soligent De-listing | 14875.86 |  | De-Listing & Stock Qty Unavailable |  | Not Applicable
410-0191 | 410-0191 | Outback, EnergyCell RE High Capacity AGM Battery and Rack System, 48V (4x6x2V), 960Ah @ 20hr, with interconnects, 1100RE | 21232 |  | No | Energy Storage | Soligent De-listing | 12202.3 |  | De-Listing & Stock Qty Unavailable |  | Not Applicable
410-0192 | 410-0192 | Outback, EnergyCell RE High Capacity AGM Battery and Rack System, 48V (4x6x2V), 1148Ah @ 20hr, with interconnects, 1300RE | 24276 |  | No | Energy Storage | Soligent De-listing | 13951.72 |  | De-Listing & Stock Qty Unavailable |  | Not Applicable
410-0193 | 410-0193 | Outback, EnergyCell RE High Capacity AGM Battery and Rack System, 48V (3x8x2V), 1378Ah @ 20hr, with interconnects, 1600RE | 28217.95 |  | No | Energy Storage | Shippable | 25894.12 |  | Shippable but Stock Qty Unavailable | USSB100-0038 | Already Listed
410-0194 | 410-0194 | Outback, EnergyCell RE High Capacity AGM Battery and Rack System, 48V (4x6x2V), 1716Ah @ 20hr, with interconnects, 2000RE | 35183.33 |  | No | Energy Storage | Shippable | 32285.88 |  | Shippable but Stock Qty Unavailable | USSB100-0039 | Already Listed
410-0195 | 410-0195 | Outback, EnergyCell RE High Capacity AGM Battery and Rack System, 48V (4x6x2V), 1836Ah @ 20hr, with interconnects, 2200RE | 36166 |  | No | Energy Storage | Soligent De-listing | 20785.06 |  | De-Listing & Stock Qty Unavailable |  | Not Applicable
410-0196 | 410-0196 | Outback, EnergyCell RE High Capacity AGM Battery and Rack System, 48V (4x6x2V), 2288Ah @ 20hr, with interconnects, 2700RE | 42101.28 |  | No | Energy Storage | Shippable | 38634.12 |  | Shippable but Stock Qty Unavailable | USSB100-0041 | Already Listed
410-0197 | 410-0197 | Concorde, SunXtender Sealed AGM Battery, 2V, 768Ah @ 24hr, G31, PVX-7680T | 701 |  | No | Energy Storage | Vendor De-listing | 0 |  | De-Listing & Stock Qty Unavailable |  | Not Applicable
410-0198 | 410-0198 | Outback, EnergyCell RE High Capacity AGM Battery and Rack System, 24V (4x3x2V), 2770Ah @ 20hr, with interconnects, 2700RE-24 | 16047.44 |  | No | Energy Storage | Soligent De-listing | 14725.88 |  | De-Listing & Stock Qty Unavailable |  | Not Applicable
410-0199 | 410-0199 | Outback, EnergyCell RE High Capacity AGM Battery and Rack System, 24V (3x4x2V), 1378Ah @ 20hr, with interconnects, 1600RE-24 | 13706 |  | No | Energy Storage | Soligent De-listing | 7877.01 |  | De-Listing & Stock Qty Unavailable |  | Not Applicable
410-0200 | 410-0200 | Trojan, Reliant, Sealed AGM Battery, 6V, 217Ah @ 20Hr, Group GC2, Auto Post and Stud Terminal, T105-AGM | 299.6 |  | No | Energy Storage | Vendor De-listing | 0 |  | De-Listing & Stock Qty Unavailable |  | Not Applicable
410-0201 | 410-0201 | Trojan, Reliant, Sealed AGM Battery, 6V, 310Ah @ 20Hr, Group 902, Auto Post and Stud Terminal, J305-AGM | 889.86 |  | No | Energy Storage | Vendor De-listing | 0 |  | De-Listing & Stock Qty Unavailable |  | Not Applicable
410-0202 | 410-0202 | Trojan, Reliant, Sealed AGM Battery, 6V, 370Ah @ 20Hr, Group 903, Auto Post and Stud Terminal, L16-AGM | 1047.82 |  | No | Energy Storage | Vendor De-listing | 0 |  | De-Listing & Stock Qty Unavailable |  | Not Applicable
410-0203 | 410-0203 | Trojan, Reliant, Sealed AGM Battery, 8V, 160Ah @ 20Hr, Group GC8, Auto Post and Stud Terminal, T875-AGM | 668.88 |  | No | Energy Storage | Vendor De-listing | 0 |  | De-Listing & Stock Qty Unavailable |  | Not Applicable
410-0204 | 410-0204 | Trojan, Reliant, Sealed AGM Battery, 12V, 150Ah @ 20Hr, Group GC12, Auto Post and Stud Terminal, T1275-AGM | 849.82 |  | No | Energy Storage | Vendor De-listing | 0 |  | De-Listing & Stock Qty Unavailable |  | Not Applicable
410-0205 | 410-0205 | Trojan, Reliant, Sealed AGM Battery, 12V, 200Ah @ 20Hr, Group 921, Auto Post and Stud Terminal, J185-AGM | 1085.1 |  | No | Energy Storage | Vendor De-listing | 0 |  | De-Listing & Stock Qty Unavailable |  | Not Applicable
410-0206 | 410-0206 | Outback, EnergyCell RE High Capacity AGM Battery and Rack System, 24V (4x3x2V), 1836Ah @ 20hr, with interconnects, 2200RE-24 | 13317.95 |  | No | Energy Storage | Soligent De-listing | 12221.18 |  | De-Listing & Stock Qty Unavailable |  | Not Applicable
410-0207 | 410-0207 | Concorde, SunXtender, Custom Item, Enter Quote Number and Custom Price | 0 |  | No | Energy Storage | Shippable | 0 |  | Shippable but Price & Stock Qty Unavailable |  | Not Applicable
410-0208 | 410-0208 | Outback, EnergyCell RE High Capacity AGM Battery and Rack System, 24V (4x3x2V), 1716Ah @ 20hr, with interconnects, 2000RE-24 | 16900 |  | No | Energy Storage | Soligent De-listing | 9712.64 |  | De-Listing & Stock Qty Unavailable |  | Not Applicable
410-0209 | 410-0209 | Outback, EnergyCell 106NC, Deep Cycle Nano-Carbon VRLA AGM Battery, 12V, 100Ah @ 20hr, Top-Terminal, Group 31, 106NC | 368 |  | No | Energy Storage | Vendor De-listing | 0 |  | De-Listing & Stock Qty Unavailable |  | Not Applicable
410-0210 | 410-0210 | Outback, EnergyCell 170NC, Deep Cycle Nano-Carbon VRLA-AGM Battery, 12V,153.8Ah @ 20hr, Front 1/4" insert terminal, 170NC | 826 |  | No | Energy Storage | Vendor De-listing | 0 |  | De-Listing & Stock Qty Unavailable |  | Not Applicable
410-0211 | 410-0211 | Outback, EnergyCell 200NC, Deep Cycle Nano-Carbon VRLA-AGM Battery, 12V, 178Ah @ 20hr, Front 1/4" insert terminal, 200NC | 640 |  | No | Energy Storage | Vendor De-listing | 0 |  | De-Listing & Stock Qty Unavailable |  | Not Applicable
410-0212 | 410-0212 | Outback, EnergyCell RE High Capacity AGM Battery and Rack System, 24V (4x3x2V), 672Ah @ 20hr, with interconnects, 800RE-24 | 12942 |  | No | Energy Storage | Soligent De-listing | 7437.93 |  | De-Listing & Stock Qty Unavailable |  | Not Applicable
410-0213 | 410-0213 | Outback, EnergyCell RE High Capacity AGM Battery and Rack System, 24V (4x3x2V), 960Ah @ 20hr, with interconnects, 1100RE-24 | 10329.49 |  | No | Energy Storage | Shippable | 9478.82 |  | Shippable but Stock Qty Unavailable |  | Not Applicable
410-0214 | 410-0214 | Outback, EnergyCell RE High Capacity AGM Battery and Rack System, 24V (4x3x2V), 1148Ah @ 20hr, with interconnects, 1300RE-24 | 8938.46 |  | No | Energy Storage | Soligent De-listing | 8202.35 |  | De-Listing & Stock Qty Unavailable |  | Not Applicable
410-0215 | 410-0215 | Outback, EnergyCell Nano-Carbon High CapacityVRLA-AGM Battery and Rack System, 48V (4x6x2V), 918.0Ah @ 20hr, 1100NC | 25017.6 |  | No | Energy Storage | Vendor De-listing | 0 |  | De-Listing & Stock Qty Unavailable |  | Not Applicable
410-0216 | 410-0216 | Outback, EnergyCell Nano-Carbon High CapacityVRLA-AGM Battery and Rack System, 48V (4x6x2V), 1376.0Ah @ 20hr, 1600NC | 31272 |  | No | Energy Storage | Vendor De-listing | 0 |  | De-Listing & Stock Qty Unavailable |  | Not Applicable
410-0217 | 410-0217 | Outback, EnergyCell Nano-Carbon High CapacityVRLA-AGM Battery and Rack System, 48V (4x6x2V), 1720.0Ah @ 20hr, 2000NC | 50035.99 |  | No | Energy Storage | Vendor De-listing | 0 |  | De-Listing & Stock Qty Unavailable |  | Not Applicable
410-0218 | 410-0218 | Outback, EnergyCell Nano-Carbon High CapacityVRLA-AGM Battery and Rack System, 48V (4x6x2V), 1834.0Ah @ 20hr, 2200NC | 38777.28 |  | No | Energy Storage | Vendor De-listing | 0 |  | De-Listing & Stock Qty Unavailable |  | Not Applicable
410-0219 | 410-0219 | Outback, EnergyCell OPzV Battery, Tubular Gel, 2V, 389.9Ah @ 20 hr, with interconnects, OPzV-450 | 302.3 |  | No | Energy Storage | Vendor De-listing | 0 |  | De-Listing & Stock Qty Unavailable |  | Not Applicable
410-0220 | 410-0220 | Outback, EnergyCell OPzV Battery, Tubular Gel, 2V, 667.4Ah @ 20 hr, with interconnects, OPzV-750 | 437.8 |  | No | Energy Storage | Vendor De-listing | 0 |  | De-Listing & Stock Qty Unavailable |  | Not Applicable
410-0221 | 410-0221 | Outback, EnergyCell OPzV Battery, Tubular Gel, 2V, 1632.2Ah @ 20 hr, with interconnects, OPzV-2000 | 938.16 |  | No | Energy Storage | Vendor De-listing | 0 |  | De-Listing & Stock Qty Unavailable |  | Not Applicable
410-0222 | 410-0222 | Outback, EnergyCell OPzV Battery, Tubular Gel, 2V, 2529.4Ah @ 20 hr, with interconnects, OPzV-3000 | 1511.48 |  | No | Energy Storage | Vendor De-listing | 0 |  | De-Listing & Stock Qty Unavailable |  | Not Applicable
410-0223 | 410-0223 | Trojan, Flooded Battery, 6V, 390Ah @ 20Hr, Group 903 [L-16], UT-Terminal, L16G-AC | 0 |  | No | Energy Storage | Soligent De-listing | 0 |  | Not Applicable |  | Not Applicable
410-0224 | 410-0224 | Trojan, Flooded Battery, 6V, 390Ah @ 20Hr, Group 903 [L-16], UT-Terminal, L16G-AC | 296.77 |  | No | Energy Storage | Shippable | 272.68 |  | Shippable but Stock Qty Unavailable | USSB100-0078 | Already Listed
410-0225 | 410-0225 | MK Battery, Sealed Gel, 12V, 183Ah, Size 4D, LT (T975) Terminal, 8G4D-HLT-DEKA | 565.3 |  | No | Energy Storage | Soligent De-listing | 519.82 |  | De-Listing & Stock Qty Unavailable |  | Not Applicable
410-0226 | 410-0226 | Trojan, SOLAR AGM Line, AGM Battery, 12V, 135Ah @ 20Hr, Group 31, 6/8mm Insert Terminal, SAGM 12 135 | 455.9 |  | No | Energy Storage | Soligent De-listing | 418.9 |  | De-Listing & Stock Qty Unavailable |  | Not Applicable
410-0227 | 410-0227 | Trojan, SOLAR AGM Line, AGM Battery, 12V, 205Ah @ 20Hr, 6/8mm Insert Terminal, SAGM 12 205 | 700.58 |  | No | Energy Storage | Soligent De-listing | 643.72 |  | De-Listing & Stock Qty Unavailable |  | Not Applicable
410-0228 | 410-0228 | Trojan, SOLAR AGM Line, AGM Battery, 8V, 165Ah @ 20Hr, 6/8mm Insert Terminal, SAGM 8 165 | 413.72 |  | No | Energy Storage | Soligent De-listing | 380.14 |  | De-Listing & Stock Qty Unavailable |  | Not Applicable
410-0229 | 410-0229 | Trojan, SOLAR AGM Line, AGM Battery, 6V, 220Ah @ 20Hr, Group GC2, 6/8mm Insert Terminal, SAGM 6 220 | 376.45 |  | No | Energy Storage | Soligent De-listing | 345.9 |  | De-Listing & Stock Qty Unavailable |  | Not Applicable
410-0230 | 410-0230 | Trojan, SOLAR AGM Line, AGM Battery, 6V, 315Ah @ 20Hr, Group 902, 6/8mm Insert Terminal, SAGM 6 315 | 562.65 |  | No | Energy Storage | Soligent De-listing | 516.99 |  | De-Listing & Stock Qty Unavailable |  | Not Applicable
410-0231 | 410-0231 | Trojan, SOLAR AGM Line, AGM Battery, 6V, 375Ah @ 20Hr, Group 903 [L-16], 6/8mm Insert Terminal, SAGM 6 375 | 663.55 |  | No | Energy Storage | Soligent De-listing | 609.69 |  | De-Listing & Stock Qty Unavailable |  | Not Applicable
410-0232 | 410-0232 | Outback, EnergyCell 200PLC, Deep Cycle Pure Lead Carbon VRLA-AGM Battery, 12V, 178Ah @ 20hr, Front 1/4" insert terminal, 200PLC | 880 |  | No | Energy Storage | Vendor De-listing | 0 |  | De-Listing & Stock Qty Unavailable |  | Not Applicable
410-0233 | 410-0233 | Outback, EnergyCell 200PLR, Deep Cycle Pure Lead VRLA-AGM Battery, 12V, 203.8Ah @ 20hr, Front 1/4" insert terminal, 200PLR | 519.23 |  | No | Energy Storage | Vendor De-listing | 476.47 |  | De-Listing & Stock Qty Unavailable |  | Not Applicable
410-0234 | 410-0234 | Outback, EnergyCell 1000-XLC High Capacity Lead Carbon AGM VRLA Battery and Rack System, 48V (4x6x2V), 972Ah @ 20hr, 1000XLC | 20511.54 |  | No | Energy Storage | Shippable | 18822.35 |  | Shippable but Stock Qty Unavailable | USSB100-0027 | Already Listed
410-0235 | 410-0235 | Concorde, SunXtender Sealed AGM Battery, 6V, 138Ah @ 24hr, G24, PVX-1380T | 230.94 |  | No | Energy Storage | Soligent De-listing | 212.36 |  | De-Listing & Stock Qty Unavailable |  | Not Applicable
410-0236 | 410-0236 | Concorde, SunXtender Sealed AGM Battery, 12V, 153Ah @ 24hr, G30H Tall, PVX-1530T | 499.19 |  | No | Energy Storage | Shippable | 459.02 |  | Shippable but Stock Qty Unavailable | USSB100-0085 | Already Listed
410-0237 | 410-0237 | Concorde, SunXtender Sealed AGM Battery, 2V, 504Ah @ 24hr, G24, PVX-5040T | 320.51 |  | No | Energy Storage | Soligent De-listing | 294.72 |  | De-Listing & Stock Qty Unavailable |  | Not Applicable
410-0238 | 410-0238 | Concorde, SunXtender Sealed AGM Battery, 2V, 624Ah @ 24hr, G27, PVX-6240T | 359.83 |  | No | Energy Storage | Soligent De-listing | 330.87 |  | De-Listing & Stock Qty Unavailable |  | Not Applicable
410-0239 | 410-0239 | Concorde, SunXtender Sealed AGM Battery, 2V, 672Ah @ 24hr, GC2, PVX-6720T | 346.11 |  | No | Energy Storage | Soligent De-listing | 318.26 |  | De-Listing & Stock Qty Unavailable |  | Not Applicable
410-0240 | 410-0240 | Sol-Ark Battery, Sealed Carbon AGM, 12V, 230Ah @ 24hr, M8 Terminals, with Interconnect Bus Bars, SA-PCC-230 | 1150 |  | No | Energy Storage | Vendor De-listing | 625 |  | De-Listing & Stock Qty Unavailable |  | Not Applicable
410-0241 | 410-0241 | Outback, AlphaCell 210HP, Pure Lead VRLA-AGM Battery, 12V, 203.8Ah @ 20hr, Front M6 Terminal, 210HP | 519.23 |  | No | Energy Storage | Shippable | 476.47 |  | Shippable but Stock Qty Unavailable |  | Not Applicable
420-0000 | 420-0000 | Crown, Flooded Battery, 6V, 430Ah @ 20Hr, Group 903 [L-16], Stud-Terminal, 6CRP430 | 415.05 |  | No | Energy Storage | Shippable | 381.66 |  | Shippable but Stock Qty Unavailable |  | Not Applicable
420-0001 | 420-0001 | Interstate Batteries, Vented, 6V, 380Ah, L-16 type, UL16 | 584.64 |  | No | Energy Storage | Soligent De-listing | 0 |  | De-Listing & Stock Qty Unavailable |  | Not Applicable
420-0002 | 420-0002 | Crown, Flooded Battery, 6V, 235Ah @ 20Hr, Group GC, Stud-Terminal, 6CRP235 | 192.99 |  | No | Energy Storage | Shippable | 177.46 |  | Shippable but Stock Qty Unavailable |  | Not Applicable
420-0003 | 420-0003 | Hawker, PV1 Solar Industrial Battery, 2100 Cycle, Non-Removable Cells, 12V, 632Ah, Bolt-on Terminal, 085F13 - 12V | 3505 |  | No | Energy Storage | Soligent De-listing | 0 |  | De-Listing & Stock Qty Unavailable |  | Not Applicable
420-0004 | 420-0004 | Hawker, PV1 Solar Industrial Battery, 2100 Cycle, Non-Removable Cells, 12V, 735Ah, Bolt-on Terminal, 085F15 - 12V | 3916 |  | No | Energy Storage | Soligent De-listing | 0 |  | De-Listing & Stock Qty Unavailable |  | Not Applicable
420-0005 | 420-0005 | Hawker, PV1 Solar Industrial Battery, 2100 Cycle, Non-Removable Cells, 12V, 845Ah, Bolt-on Terminal, 085F17- 12V | 4340 |  | No | Energy Storage | Soligent De-listing | 0 |  | De-Listing & Stock Qty Unavailable |  | Not Applicable
420-0006 | 420-0006 | Hawker, PV1 Solar Industrial Battery, 2100 Cycle, Non-Removable Cells, 12V, 950Ah, Bolt-on Terminal, 085F19 - 12V | 4702 |  | No | Energy Storage | Soligent De-listing | 0 |  | De-Listing & Stock Qty Unavailable |  | Not Applicable
420-0007 | 420-0007 | Hawker, PV1 Solar Industrial Battery, 2100 Cycle, Non-Removable Cells, 12V, 1055Ah, Bolt-on Terminal, 085F21 - 12V | 5061 |  | No | Energy Storage | Soligent De-listing | 0 |  | De-Listing & Stock Qty Unavailable |  | Not Applicable
420-0008 | 420-0008 | Hawker, PV1 Solar Industrial Battery, 2100 Cycle, Non-Removable Cells, 12V, 1160Ah, Bolt-on Terminal, 085F23 - 12V | 5454 |  | No | Energy Storage | Soligent De-listing | 0 |  | De-Listing & Stock Qty Unavailable |  | Not Applicable
420-0009 | 420-0009 | Hawker, PV1 Solar Industrial Battery, 2100 Cycle, Non-Removable Cells, 12V, 1270Ah, Bolt-on Terminal, 085F25 - 12V | 5847 |  | No | Energy Storage | Soligent De-listing | 0 |  | De-Listing & Stock Qty Unavailable |  | Not Applicable
420-0010 | 420-0010 | Hawker, PV1 Solar Industrial Battery, 2100 Cycle, Non-Removable Cells, 12V, 1375Ah, Bolt-on Terminal, 085F27 - 12V | 6223 |  | No | Energy Storage | Soligent De-listing | 0 |  | De-Listing & Stock Qty Unavailable |  | Not Applicable
420-0011 | 420-0011 | Hawker, PV1 Solar Industrial Battery, 2100 Cycle, Non-Removable Cells, 12V, 1482Ah, Bolt-on Terminal, 085F29 - 12V | 7074 |  | No | Energy Storage | Soligent De-listing | 0 |  | De-Listing & Stock Qty Unavailable |  | Not Applicable
420-0012 | 420-0012 | Hawker, PV1 Solar Industrial Battery, 2100 Cycle, Non-Removable Cells, 12V, 1585Ah, Bolt-on Terminal, 085F31 - 12V | 7663 |  | No | Energy Storage | Soligent De-listing | 0 |  | De-Listing & Stock Qty Unavailable |  | Not Applicable
420-0013 | 420-0013 | Hawker, PV1 Solar Industrial Battery, 2100 Cycle, Non-Removable Cells, 12V, 1690Ah, Bolt-on Terminal, 085F33 - 12V | 8265 |  | No | Energy Storage | Soligent De-listing | 0 |  | De-Listing & Stock Qty Unavailable |  | Not Applicable
420-0014 | 420-0014 | Crown, Flooded Battery, 2V, 1200Ah @ 20Hr, Group 903 [L-16], Stud-Terminal, 2CRP1200 | 454.45 |  | No | Energy Storage | Shippable | 417.89 |  | Shippable but Stock Qty Unavailable |  | Not Applicable
420-0015 | 420-0015 | Hawker, PV1 Solar Industrial Battery, 2100 Cycle, Removable Cells, 12V, 845Ah, Bolt-on Terminal, 085F17 - 12V | 4340 |  | No | Energy Storage | Soligent De-listing | 0 |  | De-Listing & Stock Qty Unavailable |  | Not Applicable
420-0016 | 420-0016 | Hawker, PV1 Solar Industrial Battery, 2100 Cycle, Removable Cells, 12V, 950Ah, Bolt-on Terminal, 085F19 - 12V | 4702 |  | No | Energy Storage | Soligent De-listing | 0 |  | De-Listing & Stock Qty Unavailable |  | Not Applicable
420-0017 | 420-0017 | Hawker, PV1 Solar Industrial Battery, 2100 Cycle, Removable Cells, 12V, 1055Ah, Bolt-on Terminal, 085F21 - 12V | 5061 |  | No | Energy Storage | Soligent De-listing | 0 |  | De-Listing & Stock Qty Unavailable |  | Not Applicable
420-0018 | 420-0018 | Hawker, PV1 Solar Industrial Battery, 2100 Cycle, Removable Cells, 12V, 1160Ah, Bolt-on Terminal, 085F23 - 12V | 5454 |  | No | Energy Storage | Soligent De-listing | 0 |  | De-Listing & Stock Qty Unavailable |  | Not Applicable
420-0019 | 420-0019 | Hawker, PV1 Solar Industrial Battery, 2100 Cycle, Removable Cells, 12V, 1270Ah, Bolt-on Terminal, 085F25 - 12V | 5847 |  | No | Energy Storage | Soligent De-listing | 0 |  | De-Listing & Stock Qty Unavailable |  | Not Applicable
420-0020 | 420-0020 | Hawker, PV1 Solar Industrial Battery, 2100 Cycle, Removable Cells, 12V, 1375Ah, Bolt-on Terminal, 085F27 - 12V | 6223 |  | No | Energy Storage | Soligent De-listing | 0 |  | De-Listing & Stock Qty Unavailable |  | Not Applicable
420-0021 | 420-0021 | Hawker, PV1 Solar Industrial Battery, 2100 Cycle, Removable Cells, 12V, 1482Ah, Bolt-on Terminal, 085F29 - 12V | 7074 |  | No | Energy Storage | Soligent De-listing | 0 |  | De-Listing & Stock Qty Unavailable |  | Not Applicable
420-0022 | 420-0022 | Hawker, PV1 Solar Industrial Battery, 2100 Cycle, Removable Cells, 12V, 1585Ah, Bolt-on Terminal, 085F31 - 12V | 7663 |  | No | Energy Storage | Soligent De-listing | 0 |  | De-Listing & Stock Qty Unavailable |  | Not Applicable
420-0023 | 420-0023 | Hawker, PV1 Solar Industrial Battery, 2100 Cycle, Removable Cells, 12V, 1690Ah, Bolt-on Terminal, 085F33 - 12V | 8265 |  | No | Energy Storage | Soligent De-listing | 0 |  | De-Listing & Stock Qty Unavailable |  | Not Applicable
420-0025 | 420-0025 | Crown, Flooded Battery, 6V, 260Ah @ 20Hr, Group GC2H, Stud-Terminal, 6CRP260 | 236.94 |  | No | Energy Storage | Shippable | 217.87 |  | Shippable but Stock Qty Unavailable |  | Not Applicable
420-0026 | 420-0026 | Crown, Flooded Battery, 6V, 390Ah @ 20Hr, Group 903 [L-16], Stud-Terminal, 6CRP390 | 365.04 |  | No | Energy Storage | Shippable | 335.67 |  | Shippable but Stock Qty Unavailable |  | Not Applicable
420-0027 | 420-0027 | MK Battery, Flooded, 6V, 370Ah, L-16 type, 8L16-DEKA | 312.9 |  | No | Energy Storage | Shippable | 287.72 |  | Shippable but Stock Qty Unavailable | USSB100-0094 | Already Listed
420-0029 | 420-0029 | Trojan, Flooded Battery, 6V, 325Ah @ 20Hr, Group 903 [L-16], L-Terminal, L16RE-A | 668.99 |  | No | Energy Storage | Vendor De-listing | 0 |  | De-Listing & Stock Qty Unavailable |  | Not Applicable
420-0030 | 420-0030 | Trojan, Flooded Battery, 12V, 85Ah @ 20Hr, Group 24, Wingnut Terminal, 24TMX | 308.96 |  | No | Energy Storage | Vendor De-listing | 0 |  | De-Listing & Stock Qty Unavailable |  | Not Applicable
420-0031 | 420-0031 | Trojan, Flooded Battery, 12V, 105Ah @ 20Hr, Group 27, Wingnut Terminal, 27TMX | 204.19 |  | No | Energy Storage | Shippable | 187.62 |  | Shippable but Stock Qty Unavailable | USSS100-0128 | Already Listed
420-0032 | 420-0032 | Trojan, Flooded Battery, 12V, 130Ah @ 20Hr, Group 30H, Wingnut Terminal, 30XHS | 439.22 |  | No | Energy Storage | Vendor De-listing | 0 |  | De-Listing & Stock Qty Unavailable |  | Not Applicable
420-0035 | 420-0035 | Trojan, Flooded Battery, 12V, 225Ah @ 20Hr, Group 921, Auto Post and Stud Terminal, J185H-AC | 387.23 |  | No | Energy Storage | Shippable | 355.8 |  | Shippable but Stock Qty Unavailable | USSB100-0060 | Already Listed
420-0036 | 420-0036 | MK Battery, Maintenance Saver Battery, Single Cell, Steel Box, 356Ah, M100-7 | 741 |  | No | Energy Storage | Soligent De-listing | 0 |  | De-Listing & Stock Qty Unavailable |  | Not Applicable
420-0037 | 420-0037 | MK Battery, Maintenance Saver Battery, Single Cell, Steel Box, 474Ah, M100-9 | 809 |  | No | Energy Storage | Soligent De-listing | 0 |  | De-Listing & Stock Qty Unavailable |  | Not Applicable
420-0038 | 420-0038 | MK Battery, Maintenance Saver Battery, Single Cell, Steel Box, 593Ah, M100-11 | 871 |  | No | Energy Storage | Soligent De-listing | 0 |  | De-Listing & Stock Qty Unavailable |  | Not Applicable
420-0039 | 420-0039 | MK Battery, Maintenance Saver Battery, Single Cell, Steel Box, 711Ah, M100-13 | 938 |  | No | Energy Storage | Soligent De-listing | 0 |  | De-Listing & Stock Qty Unavailable |  | Not Applicable
420-0040 | 420-0040 | MK Battery, Maintenance Saver Battery, Single Cell, Steel Box, 830Ah, M100-15 | 1006 |  | No | Energy Storage | Soligent De-listing | 0 |  | De-Listing & Stock Qty Unavailable |  | Not Applicable
420-0041 | 420-0041 | MK Battery, Maintenance Saver Battery, Single Cell, Steel Box, 948Ah, M100-17 | 1112 |  | No | Energy Storage | Soligent De-listing | 0 |  | De-Listing & Stock Qty Unavailable |  | Not Applicable
420-0042 | 420-0042 | MK Battery, Maintenance Saver Battery, Single Cell, Steel Box, 1067Ah, M100-19 | 628.13 |  | No | Energy Storage | Soligent De-listing | 577.59 |  | De-Listing & Stock Qty Unavailable |  | Not Applicable
420-0043 | 420-0043 | MK Battery, Maintenance Saver Battery, Single Cell, Steel Box, 1185Ah, M100-21 | 1268 |  | No | Energy Storage | Soligent De-listing | 0 |  | De-Listing & Stock Qty Unavailable |  | Not Applicable
420-0044 | 420-0044 | MK Battery, Maintenance Saver Battery, Single Cell, Steel Box, 1304Ah, M100-23 | 1335 |  | No | Energy Storage | Soligent De-listing | 0 |  | De-Listing & Stock Qty Unavailable |  | Not Applicable
420-0045 | 420-0045 | MK Battery, Maintenance Saver Battery, Single Cell, Steel Box, 1422Ah, M100-25 | 1403 |  | No | Energy Storage | Soligent De-listing | 0 |  | De-Listing & Stock Qty Unavailable |  | Not Applicable
420-0046 | 420-0046 | MK Battery, Maintenance Saver Battery, Single Cell, Steel Box, 1541Ah, M100-27 | 813.75 |  | No | Energy Storage | Soligent De-listing | 748.28 |  | De-Listing & Stock Qty Unavailable |  | Not Applicable
420-0047 | 420-0047 | MK Battery, Maintenance Saver Battery, Single Cell, Steel Box, 1659Ah, M100-29 | 1585 |  | No | Energy Storage | Soligent De-listing | 0 |  | De-Listing & Stock Qty Unavailable |  | Not Applicable
420-0048 | 420-0048 | MK Battery, Maintenance Saver Battery, Single Cell, Steel Box, 1778Ah, M100-31 | 875 |  | No | Energy Storage | Soligent De-listing | 804.6 |  | De-Listing & Stock Qty Unavailable |  | Not Applicable
420-0049 | 420-0049 | MK Battery, Maintenance Saver Battery, Single Cell, Steel Box, 1896Ah, M100-33 | 917.19 |  | No | Energy Storage | Soligent De-listing | 843.39 |  | De-Listing & Stock Qty Unavailable |  | Not Applicable
420-0050 | 420-0050 | MK Battery, Maintenance Saver Battery, 6 Cell, Steel Box, 356Ah, 6-M100-7 | 2553 |  | No | Energy Storage | Soligent De-listing | 0 |  | De-Listing & Stock Qty Unavailable |  | Not Applicable
420-0051 | 420-0051 | MK Battery, Maintenance Saver Battery, 6 Cell, Steel Box, 474Ah, 6-M100-9 | 2959 |  | No | Energy Storage | Soligent De-listing | 0 |  | De-Listing & Stock Qty Unavailable |  | Not Applicable
420-0052 | 420-0052 | MK Battery, Maintenance Saver Battery, 6 Cell, Steel Box, 593Ah, 6-M100-11 | 3429 |  | No | Energy Storage | Soligent De-listing | 0 |  | De-Listing & Stock Qty Unavailable |  | Not Applicable
420-0053 | 420-0053 | MK Battery, Maintenance Saver Battery, 6 Cell, Steel Box, 711Ah, 6-M100-13 | 3774 |  | No | Energy Storage | Soligent De-listing | 0 |  | De-Listing & Stock Qty Unavailable |  | Not Applicable
420-0054 | 420-0054 | MK Battery, Maintenance Saver Battery, 6 Cell, Steel Box, 830Ah, 6-M100-15 | 4350 |  | No | Energy Storage | Soligent De-listing | 0 |  | De-Listing & Stock Qty Unavailable |  | Not Applicable
420-0055 | 420-0055 | MK Battery, Maintenance Saver Battery, 6 Cell, Steel Box, 948Ah, 6-M100-17 | 5877.34 |  | No | Energy Storage | Soligent De-listing | 0 |  | De-Listing & Stock Qty Unavailable |  | Not Applicable
420-0056 | 420-0056 | MK Battery, Maintenance Saver Battery, 6 Cell, Steel Box, 1067Ah, 6-M100-19 | 5371 |  | No | Energy Storage | Soligent De-listing | 0 |  | De-Listing & Stock Qty Unavailable |  | Not Applicable
420-0057 | 420-0057 | MK Battery, Maintenance Saver Battery, 6 Cell, Steel Box, 1185Ah, 6-M100-21 | 5788 |  | No | Energy Storage | Soligent De-listing | 0 |  | De-Listing & Stock Qty Unavailable |  | Not Applicable
420-0058 | 420-0058 | MK Battery, Maintenance Saver Battery, 6 Cell, Steel Box, 1304Ah, 6-M100-23 | 6162 |  | No | Energy Storage | Soligent De-listing | 0 |  | De-Listing & Stock Qty Unavailable |  | Not Applicable
420-0059 | 420-0059 | MK Battery, Maintenance Saver Battery, 6 Cell, Steel Box, 1422Ah, 6-M100-25 | 6509 |  | No | Energy Storage | Soligent De-listing | 0 |  | De-Listing & Stock Qty Unavailable |  | Not Applicable
420-0060 | 420-0060 | MK Battery, Maintenance Saver Battery, 6 Cell, Steel Box, 1541Ah, 6-M100-27 | 6976 |  | No | Energy Storage | Soligent De-listing | 0 |  | De-Listing & Stock Qty Unavailable |  | Not Applicable
420-0061 | 420-0061 | MK Battery, Maintenance Saver Battery, 6 Cell, Steel Box, 1659Ah, 6-M100-29 | 7574 |  | No | Energy Storage | Soligent De-listing | 0 |  | De-Listing & Stock Qty Unavailable |  | Not Applicable
420-0062 | 420-0062 | MK Battery, Maintenance Saver Battery, 6 Cell, Steel Box, 1778Ah, 6-M100-31 | 7959 |  | No | Energy Storage | Soligent De-listing | 0 |  | De-Listing & Stock Qty Unavailable |  | Not Applicable
420-0063 | 420-0063 | MK Battery, Maintenance Saver Battery, 6 Cell, Steel Box, 1896Ah, 6-M100-33 | 4643.75 |  | No | Energy Storage | Soligent De-listing | 4270.11 |  | De-Listing & Stock Qty Unavailable |  | Not Applicable
420-0065 | 420-0065 | Hawker, Custom Item, Enter Quote Number and Custom Price | 0 |  | No | Energy Storage | Vendor De-listing | 0 |  | Not Applicable |  | Not Applicable
420-0066 | 420-0066 | Trojan, Flooded Battery, 6V, 360Ah @ 20Hr, Group 902 [L-16], Auto Post and Stud Terminal, J305H-AC | 653.04 |  | No | Energy Storage | Vendor De-listing | 0 |  | De-Listing & Stock Qty Unavailable |  | Not Applicable
420-0067 | 420-0067 | Trojan, Flooded Battery, 6V, 330Ah @ 20Hr, Group 902 [L-16], Auto Post and Stud Terminal, J305P-AC | 446 |  | No | Energy Storage | Vendor De-listing | 0 |  | De-Listing & Stock Qty Unavailable |  | Not Applicable
420-0068 | 420-0068 | Trojan, Flooded Battery, 6V, 435Ah @ 20Hr, Group 903 [L-16], L-Terminal, L16H | 775.58 |  | No | Energy Storage | Vendor De-listing | 0 |  | De-Listing & Stock Qty Unavailable |  | Not Applicable
420-0069 | 420-0069 | Trojan, Flooded Battery, 6V, 240Ah @ 20Hr, Golf Cart GC2, Embedded Low Profile Terminal, T125 | 228.09 |  | No | Energy Storage | Shippable | 209.58 |  | Shippable but Stock Qty Unavailable | USSS100-0131 | Already Listed
420-0070 | 420-0070 | Trojan, Flooded Battery, 6V, 420Ah @ 20Hr, Group 903, Embedded Low Profile Terminal, L16P | 700.02 |  | No | Energy Storage | Vendor De-listing | 0 |  | De-Listing & Stock Qty Unavailable |  | Not Applicable
420-0072 | 420-0072 | Trojan, Industrial Flooded Battery, 6V, 445Ah @ 20Hr, Industrial Terminal, IND9-6V | 1760.88 |  | No | Energy Storage | Vendor De-listing | 0 |  | De-Listing & Stock Qty Unavailable |  | Not Applicable
420-0073 | 420-0073 | Trojan, Industrial Flooded Battery, 6V, 673Ah @ 20Hr, Industrial Terminal, IND13-6V | 2406.3 |  | No | Energy Storage | Vendor De-listing | 0 |  | De-Listing & Stock Qty Unavailable |  | Not Applicable
420-0074 | 420-0074 | Trojan, Industrial Flooded Battery, 6V, 897Ah @ 20Hr, Industrial Terminal, IND17-6V | 2771.18 |  | No | Energy Storage | Vendor De-listing | 0 |  | De-Listing & Stock Qty Unavailable |  | Not Applicable
420-0075 | 420-0075 | Trojan, Industrial Flooded Battery, 4V, 1233Ah @ 20Hr, Industrial Terminal, IND23-4V | 2629.34 |  | No | Energy Storage | Vendor De-listing | 0 |  | De-Listing & Stock Qty Unavailable |  | Not Applicable
420-0076 | 420-0076 | Trojan, Industrial Flooded Battery, 4V, 1570Ah @ 20Hr, Industrial Terminal, IND29-4V | 3182.14 |  | No | Energy Storage | Vendor De-listing | 0 |  | De-Listing & Stock Qty Unavailable |  | Not Applicable
420-0077 | 420-0077 | Hawker, PV1 Solar Industrial Battery, 2100 Cycle, Removable Cells, 12V, 2480Ah, Bolt-on Terminal, 125F33 - 12V | 12329 |  | No | Energy Storage | Soligent De-listing | 0 |  | De-Listing & Stock Qty Unavailable |  | Not Applicable
420-0078 | 420-0078 | Hawker, PV1 Solar Industrial Battery, 2100 Cycle, Removable Cells, 12V, 632Ah, Bolt-on Terminal, 085F13 - 12V | 3505 |  | No | Energy Storage | Soligent De-listing | 0 |  | De-Listing & Stock Qty Unavailable |  | Not Applicable
420-0079 | 420-0079 | Hawker, PV1 Solar Industrial Battery, 2100 Cycle, Removable Cells, 12V, 735Ah, Bolt-on Terminal, 085F15 - 12V | 3916 |  | No | Energy Storage | Soligent De-listing | 0 |  | De-Listing & Stock Qty Unavailable |  | Not Applicable
420-0080 | 420-0080 | Trojan, Industrial Flooded Battery, 2V, 1457Ah @ 20Hr, Industrial Terminal, IND27-2V | 1764.26 |  | No | Energy Storage | Vendor De-listing | 0 |  | De-Listing & Stock Qty Unavailable |  | Not Applicable
420-0081 | 420-0081 | Trojan, Industrial Flooded Battery, 2V, 1794Ah @ 20Hr, Industrial Terminal, IND33-2V | 2051.26 |  | No | Energy Storage | Vendor De-listing | 0 |  | De-Listing & Stock Qty Unavailable |  | Not Applicable
420-0082 | 420-0082 | Rolls Surrette, Battery, (3) Three Cells, 6V, 220Ah @ 20Hr, S-290 | 305 |  | No | Energy Storage | Soligent De-listing | 0 |  | De-Listing & Stock Qty Unavailable |  | Not Applicable
420-0083 | 420-0083 | Rolls Surrette, Battery, (3) Three Cells, 6V, 375Ah @ 20Hr, S-480 | 490 |  | No | Energy Storage | Soligent De-listing | 0 |  | De-Listing & Stock Qty Unavailable |  | Not Applicable
420-0084 | 420-0084 | Rolls Surrette, Battery, (3) Three Cells, 6V, 428Ah @ 20Hr, S-550 | 540 |  | No | Energy Storage | Soligent De-listing | 0 |  | De-Listing & Stock Qty Unavailable |  | Not Applicable
420-0085 | 420-0085 | Rolls Surrette, Battery, (3) Three Cells, 6V, 482Ah @ 20Hr, S-620 | 630 |  | No | Energy Storage | Soligent De-listing | 0 |  | De-Listing & Stock Qty Unavailable |  | Not Applicable
420-0086 | 420-0086 | Trojan, Flooded Battery, 6V, 420Ah @ 20Hr, Group 903, DT terminal (automotive post and stud), L16P-AC | 633.14 |  | No | Energy Storage | Vendor De-listing | 0 |  | De-Listing & Stock Qty Unavailable |  | Not Applicable
420-0087 | 420-0087 | OutBack, Flooded Battery, 6V, 251Ah @24Hr, Golf Cart, GC2, Automotive/Post & Stud Terminal, 290FLA | 210.26 |  | No | Energy Storage | Soligent De-listing | 192.94 |  | De-Listing & Stock Qty Unavailable |  | Not Applicable
420-0088 | 420-0088 | OutBack, Flooded Battery, 6V, 445Ah @24Hr, L-16, Automotive/Post & Stud Terminal, 525FLA | 416.67 |  | No | Energy Storage | Soligent De-listing | 382.35 |  | De-Listing & Stock Qty Unavailable |  | Not Applicable
420-0089 | 420-0089 | OutBack, Flooded Battery, 2V, 1200Ah @24Hr, Insert Terminal, 1400FLA | 687.5 |  | No | Energy Storage | Soligent De-listing | 632.18 |  | De-Listing & Stock Qty Unavailable |  | Not Applicable
420-0090 | 420-0090 | Trojan, Industrial Flooded Battery with Smart Carbon, 6V, 472Ah @ 20Hr, Industrial Terminal, SIND 06 610 | 645.74 |  | No | Energy Storage | Soligent De-listing | 593.33 |  | De-Listing & Stock Qty Unavailable |  | Not Applicable
420-0091 | 420-0091 | Trojan, Industrial Flooded Battery with Smart Carbon, 6V, 708Ah @ 20Hr, Industrial Terminal, SIND 06 920 | 936.47 |  | No | Energy Storage | Soligent De-listing | 860.46 |  | De-Listing & Stock Qty Unavailable |  | Not Applicable
420-0092 | 420-0092 | Trojan, Industrial Flooded Battery with Smart Carbon, 6V, 942Ah @ 20Hr, Industrial Terminal, SIND 06 1225 | 1202.91 |  | No | Energy Storage | Soligent De-listing | 1105.29 |  | De-Listing & Stock Qty Unavailable |  | Not Applicable
420-0093 | 420-0093 | Trojan, Industrial Flooded Battery with Smart Carbon, 4V, 1293Ah @ 20Hr, Industrial Terminal, SIND 04 1685 | 1117.65 |  | No | Energy Storage | Soligent De-listing | 1026.94 |  | De-Listing & Stock Qty Unavailable |  | Not Applicable
420-0094 | 420-0094 | Trojan, Industrial Flooded Battery with Smart Carbon, 4V, 1647Ah @ 20Hr, Industrial Terminal, SIND 04 2145 | 1381.29 |  | No | Energy Storage | Soligent De-listing | 1269.18 |  | De-Listing & Stock Qty Unavailable |  | Not Applicable
420-0095 | 420-0095 | Trojan, Industrial Flooded Battery with Smart Carbon, 2V, 1547Ah @ 20Hr, Industrial Terminal, SIND 02 1990 | 710.16 |  | No | Energy Storage | Soligent De-listing | 652.52 |  | De-Listing & Stock Qty Unavailable |  | Not Applicable
420-0096 | 420-0096 | Trojan, Industrial Flooded Battery with Smart Carbon, 2V, 1882Ah @ 20Hr, Industrial Terminal, SIND 02 2450 | 844.24 |  | No | Energy Storage | Soligent De-listing | 775.72 |  | De-Listing & Stock Qty Unavailable |  | Not Applicable
420-0097 | 420-0097 | Trojan, PREMIUM Line Flooded Battery with Smart Carbon, 12V, 204Ah @ 20Hr, Group 921, Auto Post and Stud Terminal, SPRE 12 225 | 451.74 |  | No | Energy Storage | Soligent De-listing | 415.07 |  | De-Listing & Stock Qty Unavailable |  | Not Applicable
420-0098 | 420-0098 | Trojan, PREMIUM Line Flooded Battery with Smart Carbon, 6V, 229Ah @ 20Hr, Group GC2-H, Small L-Terminal, SPRE 06 255 | 220.64 |  | No | Energy Storage | Soligent De-listing | 202.74 |  | De-Listing & Stock Qty Unavailable |  | Not Applicable
420-0099 | 420-0099 | Trojan, PREMIUM Line Flooded Battery with Smart Carbon, 6V, 377Ah @ 20Hr, Group 903 [L-16], L-Terminal, SPRE 06 415 | 441.88 |  | No | Energy Storage | Shippable | 406.02 |  | Shippable but Stock Qty Unavailable | USSB100-0077 | Already Listed
420-0100 | 420-0100 | Trojan, PREMIUM Line Flooded Battery with Smart Carbon, 2V, 1130Ah @ 20Hr, Group 903 [L-16], L-Terminal, SPRE 02 1255 | 448.14 |  | No | Energy Storage | Soligent De-listing | 411.77 |  | De-Listing & Stock Qty Unavailable |  | Not Applicable
420-0101 | 420-0101 | Trojan, SIGNATURE Line Flooded Battery, 12V, 153Ah @ 20Hr, Embedded High Profile Terminal, SSIG 12 170 | 288.81 |  | No | Energy Storage | Soligent De-listing | 265.37 |  | De-Listing & Stock Qty Unavailable |  | Not Applicable
420-0102 | 420-0102 | Trojan, SIGNATURE Line Flooded Battery, 12V, 209Ah @ 20Hr, Group 921, Auto Post and Stud Terminal, SSIG 12 230 | 379.63 |  | No | Energy Storage | Soligent De-listing | 348.82 |  | De-Listing & Stock Qty Unavailable |  | Not Applicable
420-0103 | 420-0103 | Trojan, SIGNATURE Line Flooded Battery, 12V, 229Ah @ 20Hr, Group 921, Auto Post and Stud Terminal, SSIG 12 255 | 425.77 |  | No | Energy Storage | Soligent De-listing | 391.21 |  | De-Listing & Stock Qty Unavailable |  | Not Applicable
420-0104 | 420-0104 | Trojan, SIGNATURE Line Flooded Battery, 6V, 214Ah @ 20Hr, Group GC2, Embedded Low Profile Terminal, SSIG 06 235 | 168.05 |  | No | Energy Storage | Soligent De-listing | 154.41 |  | De-Listing & Stock Qty Unavailable |  | Not Applicable
420-0105 | 420-0105 | Trojan, SIGNATURE Line Flooded Battery, 6V, 229Ah @ 20Hr, Group GC2, Embedded Low Profile Terminal, SSIG 06 255 | 194.42 |  | No | Energy Storage | Soligent De-listing | 178.64 |  | De-Listing & Stock Qty Unavailable |  | Not Applicable
420-0106 | 420-0106 | Trojan, SIGNATURE Line Flooded Battery, 6V, 265Ah @ 20Hr, Group GC2-H, Embedded Low Profile Terminal, SSIG 06 290 | 261.56 |  | No | Energy Storage | Soligent De-listing | 240.34 |  | De-Listing & Stock Qty Unavailable |  | Not Applicable
420-0107 | 420-0107 | Trojan, SIGNATURE Line Flooded Battery, 6V, 336Ah @ 20Hr, Group 902, Auto Post and Stud Terminal, SSIG 06 375 | 336.83 |  | No | Energy Storage | Soligent De-listing | 309.5 |  | De-Listing & Stock Qty Unavailable |  | Not Applicable
420-0108 | 420-0108 | Trojan, SIGNATURE Line Flooded Battery, 6V, 366Ah @ 20Hr, Group 902, Auto Post and Stud Terminal, SSIG 06 405 | 377.05 |  | No | Energy Storage | Soligent De-listing | 346.45 |  | De-Listing & Stock Qty Unavailable |  | Not Applicable
420-0109 | 420-0109 | Trojan, SIGNATURE Line Flooded Battery, 6V, 428Ah @ 20Hr, Group 903 [L-16], L-Terminal, SSIG 06 475 | 404.34 |  | No | Energy Storage | Soligent De-listing | 371.52 |  | De-Listing & Stock Qty Unavailable |  | Not Applicable
420-0110 | 420-0110 | Trojan, SIGNATURE Line Flooded Battery, 6V, 443Ah @ 20Hr, Group 903 [L-16], L- Terminal, SSIG 06 490 | 448 |  | No | Energy Storage | Shippable | 411.64 |  | Shippable but Stock Qty Unavailable | USSB100-0063 | Already Listed
420-0111 | 420-0111 | Trojan, SIGNATURE Line Flooded Battery, 12V, 87Ah @ 20Hr, Group 24, Universal Terminal, SSIG 12 95 | 178.44 |  | No | Energy Storage | Soligent De-listing | 163.95 |  | De-Listing & Stock Qty Unavailable |  | Not Applicable
420-0112 | 420-0112 | Trojan, SIGNATURE Line Flooded Battery, 12V, 107Ah @ 20Hr, Group 27, Wing-Nut Terminal, SSIG 12 120 | 198.25 |  | No | Energy Storage | Soligent De-listing | 182.16 |  | De-Listing & Stock Qty Unavailable |  | Not Applicable
420-0113 | 420-0113 | Trojan, SIGNATURE Line Flooded Battery, 12V, 132Ah @ 20Hr, Group 30H, Wing-Nut Terminal, SSIG 12 145 | 253.65 |  | No | Energy Storage | Soligent De-listing | 233.07 |  | De-Listing & Stock Qty Unavailable |  | Not Applicable
420-0114 | 420-0114 | OutBack, 48V Flooded Battery System, Includes 8, 525FLA (L-16, 445Ah) Flooded Batteries, Polypropylene Enclosure, Watering System, Interconnects & hardware, 48-FLA-525 | 3710 |  | No | Energy Storage | Vendor De-listing | 3411.49 |  | De-Listing & Stock Qty Unavailable |  | Not Applicable
420-0115 | 420-0115 | ​ Generac, 26R Battery for 16-22kW A/C HSB and 32-36kW L/C HSB - Must ship with Home Standby Generator, 0H3421S | 125.47 |  | No | Energy Storage | Shippable | 115.32 |  | Shippable but Stock Qty Unavailable | USSS100-0122 | Already Listed
430-0001 | 430-0001 | Battery Cable, Code Approved THW, Red, 2/0 x 24" | 31.6 |  | No | Electrical BOS | Soligent De-listing | 0 |  | De-Listing & Stock Qty Unavailable |  | Not Applicable
430-0003 | 430-0003 | Battery Cable, Code Approved THW, Red, 2/0 x 3' | 42.2 |  | No | Electrical BOS | Soligent De-listing | 0 |  | De-Listing & Stock Qty Unavailable |  | Not Applicable
430-0005 | 430-0005 | Battery Cable, Code Approved THW, Red, 2/0 x 5' | 57.8 |  | No | Electrical BOS | Soligent De-listing | 0 |  | De-Listing & Stock Qty Unavailable |  | Not Applicable
430-0007 | 430-0007 | Battery Cable, Code Approved THW, Red, 2/0 x 10' | 55.7 |  | No | Electrical BOS | Shippable | 51.53 |  | Shippable but Stock Qty Unavailable |  | Not Applicable
430-0008 | 430-0008 | Battery Cable, Code Approved THW, Black, 4/0 x 30" | 23.29 |  | No | Electrical BOS | Soligent De-listing | 0 |  | De-Listing & Stock Qty Unavailable |  | Not Applicable
430-0010 | 430-0010 | Battery Cable, Code Approved THW, Red, 4/0 x 24" | 44 |  | No | Electrical BOS | Soligent De-listing | 0 |  | De-Listing & Stock Qty Unavailable |  | Not Applicable
430-0011 | 430-0011 | Battery Cable, Code Approved THW, Black, 4/0 x 3' | 56 |  | No | Electrical BOS | Soligent De-listing | 0 |  | De-Listing & Stock Qty Unavailable |  | Not Applicable
430-0012 | 430-0012 | Battery Cable, Code Approved THW, Red, 4/0 x 3' | 56.6 |  | No | Electrical BOS | Soligent De-listing | 0 |  | De-Listing & Stock Qty Unavailable |  | Not Applicable
430-0014 | 430-0014 | Battery Cable, Code Approved THW, Red, 4/0 x 5' | 83.6 |  | No | Electrical BOS | Soligent De-listing | 0 |  | De-Listing & Stock Qty Unavailable |  | Not Applicable
430-0016 | 430-0016 | Battery Cable, Code Approved THW, Red, 4/0 x 10' | 157.8 |  | No | Electrical BOS | Soligent De-listing | 0 |  | De-Listing & Stock Qty Unavailable |  | Not Applicable
430-0018 | 430-0018 | Battery Cable, Code Approved THW, Red, 2/0 x 12" | 22.8 |  | No | Electrical BOS | Soligent De-listing | 0 |  | De-Listing & Stock Qty Unavailable |  | Not Applicable
430-0020 | 430-0020 | Battery Cable, Code Approved THW, Red, 2/0 x 20" | 29.2 |  | No | Electrical BOS | Soligent De-listing | 0 |  | De-Listing & Stock Qty Unavailable |  | Not Applicable
430-0022 | 430-0022 | Battery Cable, Code Approved THW, Black, 4/0 x 20", with 3/8" lugs | 21.81 |  | No | Electrical BOS | Shippable | 20.18 |  | Shippable but Stock Qty Unavailable |  | Not Applicable
430-0024 | 430-0024 | Cobra, Battery Cable, 2/0 AWG, Red, 600V, THW, by the foot, Code Approved, 430-0024 | 8 |  | No | Electrical BOS | Soligent De-listing | 0 |  | De-Listing & Stock Qty Unavailable |  | Not Applicable
430-0026 | 430-0026 | Cobra, Battery Cable, 4/0 AWG, Red, 600V, THW, by the foot, Code Approved, 4/0-X-FLEX-R, 430-0026 | 6.2 |  | No | Electrical BOS | Shippable | 5.96 |  | Shippable but Stock Qty Unavailable |  | Not Applicable
430-0030 | 430-0030 | Quick Connect Add-on Connector Lug, 2/0, Negative, Right-Side, bag of 5, 3720-005N | 63 |  | No | Electrical BOS | Soligent De-listing | 0 |  | De-Listing & Stock Qty Unavailable |  | Not Applicable
430-0031 | 430-0031 | Quick Connect Add-on Connector Lug, 2/0, Positive, Right-Side, bag of 5, 3720-005P | 2.2 |  | No | Electrical BOS | Soligent De-listing | 0 |  | De-Listing & Stock Qty Unavailable |  | Not Applicable
430-0034 | 430-0034 | Quick Connect Clamp Lug, 2/0, Negative, bag of 5, 4020-005N | 1.29 |  | No | Electrical BOS | Soligent De-listing | 0 |  | De-Listing & Stock Qty Unavailable |  | Not Applicable
430-0035 | 430-0035 | Quick Connect Clamp Lug, 2/0, Positive, bag of 5, 4020-005P | 34 |  | No | Electrical BOS | Soligent De-listing | 0 |  | De-Listing & Stock Qty Unavailable |  | Not Applicable
430-0036 | 430-0036 | Power Panel Component, Quick Cable Heat Shrink, 8-2AWG, Red, Qty. 1, UL Listed, 5669-010R | 0.1 |  | No | Electrical BOS | Soligent De-listing | 0 |  | De-Listing & Stock Qty Unavailable |  | Not Applicable
430-0037 | 430-0037 | Power Panel Component, Quick Cable Magna Lug, 2AWG Straight 3/8", Qty. 1, 6401-005F | 1.54 |  | No | Electrical BOS | Soligent De-listing | 0 |  | De-Listing & Stock Qty Unavailable |  | Not Applicable
430-0038 | 430-0038 | Quick Connect Lug Ends, #6, Straight, 1/4", qty. 1, 6406-050D | 2 |  | No | Electrical BOS | Soligent De-listing | 0 |  | De-Listing & Stock Qty Unavailable |  | Not Applicable
430-0045 | 430-0045 | Cable # 2 AWG, 600V, Code Approved THHN, Red, by the foot | 1.43 |  | No | Electrical BOS | Soligent De-listing | 0 |  | De-Listing & Stock Qty Unavailable |  | Not Applicable
430-0046 | 430-0046 | Cable # 6 AWG, 600V, Code Approved THHN, Red, by the foot, 64044 | 1 |  | No | Electrical BOS | Soligent De-listing | 0 |  | De-Listing & Stock Qty Unavailable |  | Not Applicable
430-0047 | 430-0047 | Cable # 6 AWG, 600V, Code Approved THHN, Black, by the foot, 44866 | 1 |  | No | Electrical BOS | Soligent De-listing | 0 |  | De-Listing & Stock Qty Unavailable |  | Not Applicable
430-0048 | 430-0048 | Cable # 6 AWG, 600V, Code Approved THHN, Green, by the foot | 1 |  | No | Electrical BOS | Soligent De-listing | 0 |  | De-Listing & Stock Qty Unavailable |  | Not Applicable
430-0049 | 430-0049 | Cable # 6 AWG, 600V, Code Approved THHN, White, by the foot | 1 |  | No | Electrical BOS | Soligent De-listing | 0 |  | De-Listing & Stock Qty Unavailable |  | Not Applicable
430-0053 | 430-0053 | Power Panel Component, Cable # 12 AWG, 600V, Code Approved THHN, Red, by the foot, 2W286 | 2 |  | No | Electrical BOS | Soligent De-listing | 0 |  | De-Listing & Stock Qty Unavailable |  | Not Applicable
430-0054 | 430-0054 | Power Panel Component, Cable # 18 AWG, 300V, Lamp Cord, UL Listed SPT-1, White, by the foot, 2W374 | 0.06 |  | No | Electrical BOS | Soligent De-listing | 0 |  | De-Listing & Stock Qty Unavailable |  | Not Applicable
430-0057 | 430-0057 | Battery Cable, Code Approved THW, Black, 4/0 x 15' | 228 |  | No | Electrical BOS | Soligent De-listing | 0 |  | De-Listing & Stock Qty Unavailable |  | Not Applicable
430-0058 | 430-0058 | Battery Cable, Code Approved THW, Red, 4/0 x 15' | 228 |  | No | Electrical BOS | Soligent De-listing | 0 |  | De-Listing & Stock Qty Unavailable |  | Not Applicable
430-0059 | 430-0059 | Cobra, Battery Cable, 1/0 AWG, Black, 600V, THW, by the foot, Code Approved, 1/0-X-FLEX-B | 8.54 |  | No | Electrical BOS | Soligent De-listing | 0 |  | De-Listing & Stock Qty Unavailable |  | Not Applicable
430-0060 | 430-0060 | Battery Cable, Code Approved THW, Red, 4/0 x 20' | 275 |  | No | Electrical BOS | Soligent De-listing | 0 |  | De-Listing & Stock Qty Unavailable |  | Not Applicable
430-0061 | 430-0061 | Battery Cable, Code Approved THW, Black, 4/0 x 20' | 275 |  | No | Electrical BOS | Soligent De-listing | 0 |  | De-Listing & Stock Qty Unavailable |  | Not Applicable
430-0062 | 430-0062 | Battery Cable, Code Approved THW, Black, 2/0 x 4' | 49 |  | No | Electrical BOS | Soligent De-listing | 0 |  | De-Listing & Stock Qty Unavailable |  | Not Applicable
430-0063 | 430-0063 | Battery Cable, Code Approved THW, Red, 2/0 x 4' | 18.44 |  | No | Electrical BOS | Soligent De-listing | 0 |  | De-Listing & Stock Qty Unavailable |  | Not Applicable
430-0064 | 430-0064 | Cable # 6 AWG, 600V, Code Approved THHN, Blue, by the foot | 1 |  | No | Electrical BOS | Soligent De-listing | 0 |  | De-Listing & Stock Qty Unavailable |  | Not Applicable
430-0065 | 430-0065 | Cable # 4 AWG, 600V, Code Approved THHN, Red, by the foot, 64555 | 2 |  | No | Electrical BOS | Soligent De-listing | 0 |  | De-Listing & Stock Qty Unavailable |  | Not Applicable
430-0066 | 430-0066 | Battery Cable, Code Approved THW, Red, 4/0 x 20" | 40 |  | No | Electrical BOS | Soligent De-listing | 0 |  | De-Listing & Stock Qty Unavailable |  | Not Applicable
430-0067 | 430-0067 | Battery Cable, Code Approved THW, Red, 2/0 x 20' | 191 |  | No | Electrical BOS | Soligent De-listing | 0 |  | De-Listing & Stock Qty Unavailable |  | Not Applicable
430-0068 | 430-0068 | Battery Cable, Code Approved THW, Black, 2/0 x 20' | 191 |  | No | Electrical BOS | Soligent De-listing | 0 |  | De-Listing & Stock Qty Unavailable |  | Not Applicable
430-0069 | 430-0069 | Battery Cable, Code Approved THW, Black, 2/0 x 25' | 271 |  | No | Electrical BOS | Soligent De-listing | 0 |  | De-Listing & Stock Qty Unavailable |  | Not Applicable
430-0070 | 430-0070 | Battery Cable, Code Approved THW, Red, 2/0 x 25' | 271 |  | No | Electrical BOS | Soligent De-listing | 0 |  | De-Listing & Stock Qty Unavailable |  | Not Applicable
430-0071 | 430-0071 | Battery Cable, Code Approved THW, Red, 4/0 x 12" | 36.6 |  | No | Electrical BOS | Soligent De-listing | 0 |  | De-Listing & Stock Qty Unavailable |  | Not Applicable
430-0078 | 430-0078 | DPW, Battery Enclosure for Deka, 2 8G8D Batteries, Pole Mounted, 15" x 24" x 36", Insulated, Hinged Cover, BB2-8G8D-HC-INS | 1722 |  | No | Electrical BOS | Soligent De-listing | 0 |  | De-Listing & Stock Qty Unavailable |  | Not Applicable
430-0079 | 430-0079 | Outback, DC Battery Cable w/ Ring Terminals & Red Heat Shrink, 175 Amp, 2/0 AWG, 36", FW-CABLE175-36R | 95.99 |  | No | Electrical BOS | Soligent De-listing | 0 |  | De-Listing & Stock Qty Unavailable |  | Not Applicable
430-0080 | 430-0080 | Outback, DC Battery Cable w/ Ring Terminals & White Heat Shrink, 175 Amp, 2/0 AWG, 36", FW-CABLE175-36W | 95.99 |  | No | Electrical BOS | Soligent De-listing | 0 |  | De-Listing & Stock Qty Unavailable |  | Not Applicable
430-0081 | 430-0081 | Cobra, Battery Cable, 4/0 AWG, Black, 600V, THW, 250’ Spool, Code Approved, 4/0-X-FLEX-B, 40.0000-B | 3560.81 |  | No | Electrical BOS | Soligent De-listing | 3293.75 |  | De-Listing & Stock Qty Unavailable |  | Not Applicable
440-0000 | 440-0000 | Zephyr, Battery Vent Fan, 12VDC, 12V Power Vent | 135 |  | No | Electrical BOS | Soligent De-listing | 0 |  | De-Listing & Stock Qty Unavailable |  | Not Applicable
440-0001 | 440-0001 | Zephyr, Battery Vent Fan, 24VDC, 24V Power Vent | 135 |  | No | Electrical BOS | Soligent De-listing | 0 |  | De-Listing & Stock Qty Unavailable |  | Not Applicable
440-0002 | 440-0002 | Zephyr, Battery Vent Fan, 48VDC, 48V Power Vent | 185 |  | No | Electrical BOS | Soligent De-listing | 0 |  | De-Listing & Stock Qty Unavailable |  | Not Applicable
440-0003 | 440-0003 | Battery Watering Technologies, Flow Indicator, 09FWM1 | 14 |  | No | Electrical BOS | Soligent De-listing | 0 |  | De-Listing & Stock Qty Unavailable |  | Not Applicable
440-0005 | 440-0005 | Battery Watering Technologies, Hydrometer with Slender Pickup Tube, 09HYCT | 40 |  | No | Electrical BOS | Soligent De-listing | 0 |  | De-Listing & Stock Qty Unavailable |  | Not Applicable
440-0006 | 440-0006 | Battery Watering Technologies, Quick Connector, Female, 09GRF1 | 33 |  | No | Electrical BOS | Soligent De-listing | 0 |  | De-Listing & Stock Qty Unavailable |  | Not Applicable
440-0007 | 440-0007 | Battery Watering Technologies, Quick Connector, Male, 09GRM1 | 22 |  | No | Electrical BOS | Soligent De-listing | 0 |  | De-Listing & Stock Qty Unavailable |  | Not Applicable
440-0010 | 440-0010 | Battery Watering Technologies, Deionizer Water Kit, Wall mount with Cartridge, 600g capacity, PW-1800 | 822 |  | No | Electrical BOS | Soligent De-listing | 0 |  | De-Listing & Stock Qty Unavailable |  | Not Applicable
440-0011 | 440-0011 | Battery Watering Technologies, Inline Filter for 10mm Tubing, 09FTR1 | 12 |  | No | Electrical BOS | Soligent De-listing | 0 |  | De-Listing & Stock Qty Unavailable |  | Not Applicable
440-0012 | 440-0012 | Battery Watering Technologies, Centurion Series Kit, Caps and Tubing, 12 Cells, 34mm-44mm Floats, K1200TB4 | 280 |  | No | Electrical BOS | Soligent De-listing | 0 |  | De-Listing & Stock Qty Unavailable |  | Not Applicable
440-0013 | 440-0013 | Battery Watering Technologies, Centurion Series Kit, Caps and Tubing, 24 Cells, 34mm-44mm Floats, K2400TB4 | 518 |  | No | Electrical BOS | Soligent De-listing | 0 |  | De-Listing & Stock Qty Unavailable |  | Not Applicable
440-0014 | 440-0014 | Battery Watering Technologies, Centurion Series Kit, Caps and Tubing, 36 Cells, 34mm-44mm Floats, K3600TB4 | 788 |  | No | Electrical BOS | Soligent De-listing | 0 |  | De-Listing & Stock Qty Unavailable |  | Not Applicable
440-0015 | 440-0015 | Battery Watering Technologies, Centurion Series Kit, Caps and Tubing, 6 Cells, 34mm-44mm Floats, K600TB4 | 165 |  | No | Electrical BOS | Soligent De-listing | 0 |  | De-Listing & Stock Qty Unavailable |  | Not Applicable
440-0016 | 440-0016 | Battery Watering Technologies, Shelf for 5g Tank, Wall Mount, S2000T | 98 |  | No | Electrical BOS | Soligent De-listing | 0 |  | De-Listing & Stock Qty Unavailable |  | Not Applicable
440-0017 | 440-0017 | Battery Watering Technologies, Feed Tank, 5g, with blue valve, flow indicator & quick connect, NT2000GN | 137 |  | No | Electrical BOS | Soligent De-listing | 0 |  | De-Listing & Stock Qty Unavailable |  | Not Applicable
440-0018 | 440-0018 | Francis L. Freas, Glass Hydrometer, #1 | 15.86 |  | No | Electrical BOS | Soligent De-listing | 0 |  | De-Listing & Stock Qty Unavailable |  | Not Applicable
440-0020 | 440-0020 | Quick Cable, Battery Filler Jug, Auto Stop, 2 qt. Capacity, 120161.001 | 10 |  | No | Electrical BOS | Soligent De-listing | 0 |  | De-Listing & Stock Qty Unavailable |  | Not Applicable
440-0062 | 440-0062 | Battery Bolt kit, includes 1.25" bolt, washer and nut | 3 |  | No | Electrical BOS | Soligent De-listing | 0 |  | De-Listing & Stock Qty Unavailable |  | Not Applicable
440-0066 | 440-0066 | Power Panel Component, Quick Cable Heat Shrink, 4-2/0AWG, Red, Qty. 1, UL Listed, 5614-001R | 0.58 |  | No | Electrical BOS | Soligent De-listing | 0 |  | De-Listing & Stock Qty Unavailable |  | Not Applicable
440-0067 | 440-0067 | Power Panel Component, Quick Cable Heat Shrink, 4-2/0AWG, Black, Qty. 1, UL Listed, 5613-051B | 0.61 |  | No | Electrical BOS | Soligent De-listing | 0 |  | De-Listing & Stock Qty Unavailable |  | Not Applicable
440-0071 | 440-0071 | Battery Watering Technologies, 6/ 6/6 mm Tee, 08T666N | 1 |  | No | Electrical BOS | Soligent De-listing | 0 |  | De-Listing & Stock Qty Unavailable |  | Not Applicable
440-0072 | 440-0072 | Battery Watering Technologies, 6/10/6 mm Tee 08T616N | 1 |  | No | Electrical BOS | Soligent De-listing | 0 |  | De-Listing & Stock Qty Unavailable |  | Not Applicable
440-0078 | 440-0078 | Outback, Battery Cable Heatshrink, Qty. 12, White with Logo, OBHS-W | 12.05 |  | No | Inverters | Vendor De-listing | 0 |  | De-Listing & Stock Qty Unavailable |  | Not Applicable
440-0079 | 440-0079 | Battery Watering Technologies, Caps and Tubing, 24 Cells, Bayonet Style, 49mm-59mm Floats, K2400TB5 | 518 |  | No | Electrical BOS | Soligent De-listing | 0 |  | De-Listing & Stock Qty Unavailable |  | Not Applicable
440-0084 | 440-0084 | Quick Cable, Heat Shrink, 1/0-250MCM, Red, Qty. 1, UL Listed, 440-0084 | 2 |  | No | Electrical BOS | Soligent De-listing | 0 |  | De-Listing & Stock Qty Unavailable |  | Not Applicable
440-0085 | 440-0085 | Quick Cable, Magna Lug, 1/0 Straight Lug, 3/8", Qty. 1, 6410-050F | 1.39 |  | No | Electrical BOS | Soligent De-listing | 0 |  | De-Listing & Stock Qty Unavailable |  | Not Applicable
440-0086 | 440-0086 | Quick Cable, HexCrimp, bench mounted crimper, 6ga to MCM with rotating dies, Qty. 1, 440-0086 | 564 |  | No | Electrical BOS | Soligent De-listing | 0 |  | De-Listing & Stock Qty Unavailable |  | Not Applicable
440-0087 | 440-0087 | Phoenix Contact Lug, 1/0 Pin Ferrule with Plastic Sleeve, Qty. 1, 3200454-ND | 7 |  | No | Electrical BOS | Soligent De-listing | 0 |  | De-Listing & Stock Qty Unavailable |  | Not Applicable
440-0088 | 440-0088 | Eclipse, Wire Ferrule Lug, 1/0, Insulated, Qty. 1, 701-046 | 0.4 |  | No | Electrical BOS | Soligent De-listing | 0 |  | De-Listing & Stock Qty Unavailable |  | Not Applicable
440-0089 | 440-0089 | Quick Cable, QUICKHEAT 2 GUN, Qty. 1, 550-0211 | 290 |  | No | Electrical BOS | Soligent De-listing | 0 |  | De-Listing & Stock Qty Unavailable |  | Not Applicable
440-0090 | 440-0090 | Battery Watering Technologies, Replacement Battery Cap, Low Profile (for float ranges 34-44), VB-TB4 | 20 |  | No | Electrical BOS | Soligent De-listing | 0 |  | De-Listing & Stock Qty Unavailable |  | Not Applicable
440-0091 | 440-0091 | MK Battery, Sealed AGM, 12V, 55Ah, T881 Terminal, 8A22NF-DEKA | 161.08 |  | No | Energy Storage | Soligent De-listing | 148.11 |  | De-Listing & Stock Qty Unavailable |  | Not Applicable
440-0092 | 440-0092 | MK Battery, Sealed AGM, 12V, 79Ah, T881 Terminal, 8A24UT-DEKA | 408.8 |  | No | Energy Storage | Vendor De-listing | 0 |  | De-Listing & Stock Qty Unavailable |  | Not Applicable
440-0094 | 440-0094 | MK Battery, Sealed AGM, 12V, 32.5Ah, T873 with handle, 8AU1H-DEKA | 86.74 |  | No | Energy Storage | Soligent De-listing | 79.76 |  | De-Listing & Stock Qty Unavailable |  | Not Applicable
440-0096 | 440-0096 | MK Battery, 12V 18Ah L-7.13xW-2.99xH-6.57, ES17-12 | 77 |  | No | Energy Storage | Soligent De-listing | 0 |  | De-Listing & Stock Qty Unavailable |  | Not Applicable
440-0097 | 440-0097 | MK Battery, 12V 26Ah L-6.54xW-6.89xH-4.92, ES26-12 | 130 |  | No | Energy Storage | Soligent De-listing | 0 |  | De-Listing & Stock Qty Unavailable |  | Not Applicable
440-0099 | 440-0099 | MK Battery, 6V 215Ah 'Deep Cycle, T881' Flooded | 301 |  | No | Energy Storage | Soligent De-listing | 0 |  | De-Listing & Stock Qty Unavailable |  | Not Applicable
440-0109 | 440-0109 | Battery 12V, 100AH Sealed Lead Acid, PS-121000 | 159.07 |  | No | Energy Storage | Soligent De-listing | 0 |  | De-Listing & Stock Qty Unavailable |  | Not Applicable
440-0111 | 440-0111 | Battery 12V, 12AH, Long Version, PS-12120L | 32.2 |  | No | Energy Storage | Soligent De-listing | 0 |  | De-Listing & Stock Qty Unavailable |  | Not Applicable
440-0113 | 440-0113 | Battery 12V, 28AH 'F' connection, PS-12280 | 143.2 |  | No | Energy Storage | Soligent De-listing | 0 |  | De-Listing & Stock Qty Unavailable |  | Not Applicable
440-0117 | 440-0117 | Rolls Surrette, Battery, (6) Six Cells, 12V, 357Ah @ 20hr, 12 CS 11P | 1682 |  | No | Energy Storage | Soligent De-listing | 0 |  | De-Listing & Stock Qty Unavailable |  | Not Applicable
440-0118 | 440-0118 | Rolls Surrette, Battery, (2) Two Cells, 4V, 546AH @ 20hr, 4 CS 17P | 966 |  | No | Energy Storage | Soligent De-listing | 0 |  | De-Listing & Stock Qty Unavailable |  | Not Applicable
440-0119 | 440-0119 | Rolls Surrette, Battery, (2) Two Cells, 4V, 1104AH @ 20hr, 4 KS 21P | 1616 |  | No | Energy Storage | Soligent De-listing | 0 |  | De-Listing & Stock Qty Unavailable |  | Not Applicable
440-0120 | 440-0120 | Rolls Surrette, Battery, (2) Two Cells, 4V, 1350AH @ 20hr, 4 KS 25P | 2070 |  | No | Energy Storage | Soligent De-listing | 0 |  | De-Listing & Stock Qty Unavailable |  | Not Applicable
440-0123 | 440-0123 | Quick Disconnect, 350A 2/0 cable | 28 |  | No | Electrical BOS | Soligent De-listing | 0 |  | De-Listing & Stock Qty Unavailable |  | Not Applicable
440-0124 | 440-0124 | Quick Disconnect, 350A 4/0 cable | 32 |  | No | Electrical BOS | Soligent De-listing | 0 |  | De-Listing & Stock Qty Unavailable |  | Not Applicable
440-0127 | 440-0127 | Battery Watering Technologies, Replacement Battery Cap, Low Profile (for float ranges 49-59), VB-TB5 | 20 |  | No | Electrical BOS | Soligent De-listing | 0 |  | De-Listing & Stock Qty Unavailable |  | Not Applicable
440-0128 | 440-0128 | MK Battery, Unigy II, 12V, 6 Cell Module, 120Ah @ 24hr, Non-Interlock, 6AVR45-5 | 1553.68 |  | No | Energy Storage | Soligent De-listing | 1428.67 |  | De-Listing & Stock Qty Unavailable |  | Not Applicable
440-0129 | 440-0129 | MK Battery, Unigy II, 12V, 6 Cell Module, 168Ah @ 24hr, Non-Interlock, 6AVR45-7 | 1704.61 |  | No | Energy Storage | Soligent De-listing | 1567.46 |  | De-Listing & Stock Qty Unavailable |  | Not Applicable
440-0130 | 440-0130 | MK Battery, Unigy II, 12V, 6 Cell Module, 216Ah @ 24hr, Non-Interlock, 6AVR45-9 | 1864.85 |  | No | Energy Storage | Soligent De-listing | 1714.8 |  | De-Listing & Stock Qty Unavailable |  | Not Applicable
440-0131 | 440-0131 | MK Battery, Unigy II, 12V, 6 Cell Module, 264Ah @ 24hr, Non-Interlock, 6AVR45-11 | 2007.58 |  | No | Energy Storage | Soligent De-listing | 1846.05 |  | De-Listing & Stock Qty Unavailable |  | Not Applicable
440-0132 | 440-0132 | MK Battery, Unigy II, 12V, 6 Cell Module, 336Ah @ 24hr, Non-Interlock, 6AVR45-13 | 2160.16 |  | No | Energy Storage | Soligent De-listing | 1986.36 |  | De-Listing & Stock Qty Unavailable |  | Not Applicable
440-0133 | 440-0133 | MK Battery, Unigy II, 12V, 6 Cell Module, 384Ah @ 24hr, Non-Interlock, 6AVR45-15 | 2363.05 |  | No | Energy Storage | Soligent De-listing | 2172.92 |  | De-Listing & Stock Qty Unavailable |  | Not Applicable
440-0134 | 440-0134 | MK Battery, Unigy II, 6V, 3 Cell Module, 439Ah @ 24hr, Non-Interlock, 3AVR45-17 | 1625.31 |  | No | Energy Storage | Soligent De-listing | 1494.54 |  | De-Listing & Stock Qty Unavailable |  | Not Applicable
440-0135 | 440-0135 | MK Battery, Unigy II, 6V, 3 Cell Module, 494Ah @ 24hr, Non-Interlock, 3AVR45-19 | 1724.3 |  | No | Energy Storage | Soligent De-listing | 1585.56 |  | De-Listing & Stock Qty Unavailable |  | Not Applicable
440-0136 | 440-0136 | MK Battery, Unigy II, 6V, 3 Cell Module, 549Ah @ 24hr, Non-Interlock, 3AVR45-21 | 1830.94 |  | No | Energy Storage | Soligent De-listing | 1683.62 |  | De-Listing & Stock Qty Unavailable |  | Not Applicable
440-0137 | 440-0137 | MK Battery, Unigy II, 6V, 3 Cell Module, 604Ah @ 24hr, Non-Interlock, 3AVR45-23 | 1896.56 |  | No | Energy Storage | Soligent De-listing | 1743.97 |  | De-Listing & Stock Qty Unavailable |  | Not Applicable
440-0138 | 440-0138 | MK Battery, Unigy II, 6V, 3 Cell Module, 660Ah @ 24hr, Non-Interlock, 3AVR45-25 | 1972.58 |  | No | Energy Storage | Soligent De-listing | 1813.86 |  | De-Listing & Stock Qty Unavailable |  | Not Applicable
440-0139 | 440-0139 | MK Battery, Unigy II, 6V, 3 Cell Module, 715Ah @ 24hr, Non-Interlock, 3AVR45-27 | 2071.56 |  | No | Energy Storage | Soligent De-listing | 1904.89 |  | De-Listing & Stock Qty Unavailable |  | Not Applicable
440-0140 | 440-0140 | MK Battery, Unigy II, 6V, 3 Cell Module, 770Ah @ 24hr, Non-Interlock, 3AVR45-29 | 2302.89 |  | No | Energy Storage | Soligent De-listing | 2117.6 |  | De-Listing & Stock Qty Unavailable |  | Not Applicable
440-0141 | 440-0141 | MK Battery, Unigy II, 6V, 3 Cell Module, 825Ah @ 24hr, Non-Interlock, 3AVR45-31 | 2395.86 |  | No | Energy Storage | Soligent De-listing | 2203.09 |  | De-Listing & Stock Qty Unavailable |  | Not Applicable
440-0142 | 440-0142 | MK Battery, Unigy II, 6V, 3 Cell Module, 880Ah @ 24hr, Non-Interlock, 3AVR45-33 | 2442.89 |  | No | Energy Storage | Soligent De-listing | 2246.33 |  | De-Listing & Stock Qty Unavailable |  | Not Applicable
440-0143 | 440-0143 | MK Battery, Unigy II, 12V, 6 Cell Module, 192Ah @ 24hr, Non-Interlock, 6AVR75-5 | 1765.31 |  | No | Energy Storage | Soligent De-listing | 1623.28 |  | De-Listing & Stock Qty Unavailable |  | Not Applicable
440-0144 | 440-0144 | MK Battery, Unigy II, 12V, 6 Cell Module, 288Ah @ 24hr, Non-Interlock, 6AVR75-7 | 1982.98 |  | No | Energy Storage | Soligent De-listing | 1823.43 |  | De-Listing & Stock Qty Unavailable |  | Not Applicable
440-0145 | 440-0145 | MK Battery, Unigy II, 12V, 6 Cell Module, 384Ah @ 24hr, Non-Interlock, 6AVR75-9 | 2208.29 |  | No | Energy Storage | Soligent De-listing | 2030.61 |  | De-Listing & Stock Qty Unavailable |  | Not Applicable
440-0146 | 440-0146 | MK Battery, Unigy II, 12V, 6 Cell Module, 480Ah @ 24hr, Non-Interlock, 6AVR75-11 | 2408.44 |  | No | Energy Storage | Soligent De-listing | 2214.66 |  | De-Listing & Stock Qty Unavailable |  | Not Applicable
440-0147 | 440-0147 | MK Battery, Unigy II, 12V, 6 Cell Module, 552Ah @ 24hr, Non-Interlock, 6AVR75-13 | 2634.85 |  | No | Energy Storage | Soligent De-listing | 2422.85 |  | De-Listing & Stock Qty Unavailable |  | Not Applicable
440-0148 | 440-0148 | MK Battery, Unigy II, 12V, 6 Cell Module, 648Ah @ 24hr, Non-Interlock, 6AVR75-15 | 2913.2 |  | No | Energy Storage | Soligent De-listing | 2678.8 |  | De-Listing & Stock Qty Unavailable |  | Not Applicable
440-0149 | 440-0149 | MK Battery, Unigy II, 6V, 3 Cell Module, 744Ah @ 24hr, Non-Interlock, 3AVR75-17 | 1956.18 |  | No | Energy Storage | Soligent De-listing | 1798.78 |  | De-Listing & Stock Qty Unavailable |  | Not Applicable
440-0150 | 440-0150 | MK Battery, Unigy II, 6V, 3 Cell Module, 840Ah @ 24hr, Non-Interlock, 3AVR75-19 | 2098.36 |  | No | Energy Storage | Soligent De-listing | 1929.53 |  | De-Listing & Stock Qty Unavailable |  | Not Applicable
440-0151 | 440-0151 | MK Battery, Unigy II, 6V, 3 Cell Module, 936Ah @ 24hr, Non-Interlock, 3AVR75-21 | 2237.26 |  | No | Energy Storage | Soligent De-listing | 2057.25 |  | De-Listing & Stock Qty Unavailable |  | Not Applicable
440-0152 | 440-0152 | MK Battery, Unigy II, 6V, 3 Cell Module, 1032Ah @ 24hr, Non-Interlock, 3AVR75-23 | 2341.18 |  | No | Energy Storage | Soligent De-listing | 2152.8 |  | De-Listing & Stock Qty Unavailable |  | Not Applicable
440-0153 | 440-0153 | MK Battery, Unigy II, 6V, 3 Cell Module, 1128Ah @ 24hr, Non-Interlock, 3AVR75-25 | 2454.38 |  | No | Energy Storage | Soligent De-listing | 2256.9 |  | De-Listing & Stock Qty Unavailable |  | Not Applicable
440-0154 | 440-0154 | MK Battery, Unigy II, 6V, 3 Cell Module, 1224Ah @ 24hr, Non-Interlock, 3AVR75-27 | 2590.55 |  | No | Energy Storage | Soligent De-listing | 2382.11 |  | De-Listing & Stock Qty Unavailable |  | Not Applicable
440-0155 | 440-0155 | MK Battery, Unigy II, 6V, 3 Cell Module, 1320Ah @ 24hr, Non-Interlock, 3AVR75-29 | 2859.61 |  | No | Energy Storage | Soligent De-listing | 2629.53 |  | De-Listing & Stock Qty Unavailable |  | Not Applicable
440-0156 | 440-0156 | MK Battery, Unigy II, 6V, 3 Cell Module, 1416Ah @ 24hr, Non-Interlock, 3AVR75-31 | 2976.1 |  | No | Energy Storage | Soligent De-listing | 2736.64 |  | De-Listing & Stock Qty Unavailable |  | Not Applicable
440-0157 | 440-0157 | MK Battery, Unigy II, 6V, 3 Cell Module, 1512Ah @ 24hr, Non-Interlock, 3AVR75-33 | 3077.81 |  | No | Energy Storage | Soligent De-listing | 2830.17 |  | De-Listing & Stock Qty Unavailable |  | Not Applicable
440-0158 | 440-0158 | MK Battery, Unigy II, 12V, 6 Cell Module, 348Ah @ 24hr, Non-Interlock, 6AVR95-7 | 2151.95 |  | No | Energy Storage | Soligent De-listing | 1978.8 |  | De-Listing & Stock Qty Unavailable |  | Not Applicable
440-0159 | 440-0159 | MK Battery, Unigy II, 12V, 6 Cell Module, 463Ah @ 24hr, Non-Interlock, 6AVR95-9 | 2401.88 |  | No | Energy Storage | Soligent De-listing | 2208.62 |  | De-Listing & Stock Qty Unavailable |  | Not Applicable
440-0160 | 440-0160 | MK Battery, Unigy II, 12V, 6 Cell Module, 580Ah @ 24hr, Non-Interlock, 6AVR95-11 | 2653.99 |  | No | Energy Storage | Shippable | 2440.45 |  | Shippable but Stock Qty Unavailable | USSB100-0064 | Already Listed
440-0161 | 440-0161 | MK Battery, Unigy II, 12V, 6 Cell Module, 696Ah @ 24hr, Non-Interlock, 6AVR95-13 | 2913.75 |  | No | Energy Storage | Soligent De-listing | 2679.31 |  | De-Listing & Stock Qty Unavailable |  | Not Applicable
440-0162 | 440-0162 | MK Battery, Unigy II, 12V, 6 Cell Module, 811Ah @ 24hr, Non-Interlock, 6AVR95-15 | 3238.6 |  | No | Energy Storage | Soligent De-listing | 2978.02 |  | De-Listing & Stock Qty Unavailable |  | Not Applicable
440-0163 | 440-0163 | MK Battery, Unigy II, 6V, 3 Cell Module, 928Ah @ 24hr, Non-Interlock, 3AVR95-17 | 2152.81 |  | No | Energy Storage | Soligent De-listing | 1979.6 |  | De-Listing & Stock Qty Unavailable |  | Not Applicable
440-0164 | 440-0164 | MK Battery, Unigy II, 6V, 3 Cell Module, 1044Ah @ 24hr, Non-Interlock, 3AVR95-19 | 2313.29 |  | No | Energy Storage | Soligent De-listing | 2127.16 |  | De-Listing & Stock Qty Unavailable |  | Not Applicable
440-0165 | 440-0165 | MK Battery, Unigy II, 6V, 3 Cell Module, 1159Ah @ 24hr, Non-Interlock, 3AVR95-21 | 2465.31 |  | No | Energy Storage | Soligent De-listing | 2266.95 |  | De-Listing & Stock Qty Unavailable |  | Not Applicable
440-0166 | 440-0166 | MK Battery, Unigy II, 6V, 3 Cell Module, 1276Ah @ 24hr, Non-Interlock, 3AVR95-23 | 2593.83 |  | No | Energy Storage | Soligent De-listing | 2385.13 |  | De-Listing & Stock Qty Unavailable |  | Not Applicable
440-0167 | 440-0167 | MK Battery, Unigy II, 6V, 3 Cell Module, 1392Ah @ 24hr, Non-Interlock, 3AVR95-25 | 2725.08 |  | No | Energy Storage | Soligent De-listing | 2505.82 |  | De-Listing & Stock Qty Unavailable |  | Not Applicable
440-0168 | 440-0168 | MK Battery, Unigy II, 6V, 3 Cell Module, 1507Ah @ 24hr, Non-Interlock, 3AVR95-27 | 2865.63 |  | No | Energy Storage | Soligent De-listing | 2635.06 |  | De-Listing & Stock Qty Unavailable |  | Not Applicable
440-0169 | 440-0169 | MK Battery, Unigy II, 6V, 3 Cell Module, 1624Ah @ 24hr, Non-Interlock, 3AVR95-29 | 3145.08 |  | No | Energy Storage | Soligent De-listing | 2892.02 |  | De-Listing & Stock Qty Unavailable |  | Not Applicable
440-0170 | 440-0170 | MK Battery, Unigy II, 6V, 3 Cell Module, 1740Ah @ 24hr, Non-Interlock, 3AVR95-31 | 3279.61 |  | No | Energy Storage | Soligent De-listing | 3015.74 |  | De-Listing & Stock Qty Unavailable |  | Not Applicable
440-0171 | 440-0171 | MK Battery, Unigy II, 6V, 3 Cell Module, 1855Ah @ 24hr, Non-Interlock, 3AVR95-33 | 3401.56 |  | No | Energy Storage | Soligent De-listing | 3127.87 |  | De-Listing & Stock Qty Unavailable |  | Not Applicable
440-0173 | 440-0173 | MK Battery, Unigy II, 6V, 3 Cell Module, 1276Ah @ 24hr, Interlock, 3AVR95-23 | 2830.63 |  | No | Energy Storage | Soligent De-listing | 2602.87 |  | De-Listing & Stock Qty Unavailable |  | Not Applicable
440-0174 | 440-0174 | Battery Watering Technologies, Replacement Battery Cap, Low Profile (for float ranges 49-59mm), with spark arrestor, VB-TB5S | 20 |  | No | Electrical BOS | Soligent De-listing | 0 |  | De-Listing & Stock Qty Unavailable |  | Not Applicable
440-0175 | 440-0175 | Battery Watering Technologies, Replacement Tube, 09HYDE | 1 |  | No | Electrical BOS | Soligent De-listing | 0 |  | De-Listing & Stock Qty Unavailable |  | Not Applicable
440-0176 | 440-0176 | Battery Watering Technologies, Centurion Series Kit, Caps and Tubing, 24 Cells, Low Profile, 49mm-59mm Floats, with spark arrestor, K2400TB5S | 518 |  | No | Electrical BOS | Soligent De-listing | 0 |  | De-Listing & Stock Qty Unavailable |  | Not Applicable
440-0177 | 440-0177 | MK Battery, Unigy II, 6V, 3 Cell Module, 1392Ah @ 24hr, Interlock, 3AVR95-25 | 2973.36 |  | No | Energy Storage | Soligent De-listing | 2734.13 |  | De-Listing & Stock Qty Unavailable |  | Not Applicable
440-0178 | 440-0178 | MK Battery, Unigy II, 4V, 2 Cell Module, 2424Ah @ 24hr, Interlock, 2AVR125-33 | 3032.43 |  | No | Energy Storage | Shippable | 2788.44 |  | Shippable but Stock Qty Unavailable |  | Not Applicable
440-0179 | 440-0179 | MK Battery, Unigy II, 6V, 3 Cell Module, 1624Ah @ 24hr, Interlock, 3AVR95-29 | 3432.74 |  | No | Energy Storage | Soligent De-listing | 3156.54 |  | De-Listing & Stock Qty Unavailable |  | Not Applicable
440-0180 | 440-0180 | Phoenix Contact Lug, 2/0 Pin Ferrule with Plastic Sleeve, Qty. 1, 288-1405-ND | 3 |  | No | Electrical BOS | Soligent De-listing | 0 |  | De-Listing & Stock Qty Unavailable |  | Not Applicable
440-0181 | 440-0181 | Trojan, Battery Owners Kit, Industrial Line, Universal, Includes Hydrometer, Maintenance Log Book, and User Guide 105166, Qty. 1, 220001 | 63 |  | No | Energy Storage | Soligent De-listing | 0 |  | De-Listing & Stock Qty Unavailable |  | Not Applicable
440-0182 | 440-0182 | Trojan, Battery Watering Kit, Industrial Line, 12V, Universal, Includes Tubing, Fittings, Hand Pump, and Manual, Qty.1 220003 | 218 |  | No | Energy Storage | Soligent De-listing | 0 |  | De-Listing & Stock Qty Unavailable |  | Not Applicable
440-0183 | 440-0183 | Trojan, Battery Watering Kit, Industrial Line, 24V, Universal, Includes Tubing, Fittings, Hand Pump, and Manual, Qty. 1, 220004 | 236.08 |  | No | Energy Storage | Soligent De-listing | 222.07 |  | De-Listing & Stock Qty Unavailable |  | Not Applicable
440-0184 | 440-0184 | Trojan, Battery Watering Kit, Industrial Line, 48V, Universal, Includes Tubing, Fittings, Hand Pump, and Manual, Qty. 1, 220005 |  |  | No | Energy Storage | Soligent De-listing | 0 |  | Not Applicable |  | Not Applicable
440-0185 | 440-0185 | Trojan, Battery Watering Kit, Premium and Signature Line, 12V, Universal, Includes Tubing, Fitting, Hand Pump, and Manual, Qty. 1, 210100 | 115 |  | No | Energy Storage | Soligent De-listing | 0 |  | De-Listing & Stock Qty Unavailable |  | Not Applicable
440-0186 | 440-0186 | Trojan, Battery Watering Kit, Premium and Signature Line, 24V, Universal, Includes Tubing, Fitting, Hand Pump, and Manual, Qty. 1, 210101 | 172 |  | No | Energy Storage | Soligent De-listing | 0 |  | De-Listing & Stock Qty Unavailable |  | Not Applicable
440-0187 | 440-0187 | Trojan, Battery Watering Kit, Premium and Signature Line, 48V, Universal, Includes Tubing, Fittings, Hand Pump, and Manual, Qty. 1, 210102 | 241 |  | No | Energy Storage | Soligent De-listing | 0 |  | De-Listing & Stock Qty Unavailable |  | Not Applicable
440-0188 | 440-0188 | MK Battery, Unigy II, 12V, 6 Cell Module, 811Ah @ 24hr, Interlock, 6AVR95-15 | 3535 |  | No | Energy Storage | Soligent De-listing | 3250.57 |  | De-Listing & Stock Qty Unavailable |  | Not Applicable
440-0189 | 440-0189 | MK Battery, Unigy II, 6V, 3 Cell Module, 1044Ah @ 24hr, Interlock, 3AVR95-19 | 2527.66 |  | No | Energy Storage | Soligent De-listing | 2324.29 |  | De-Listing & Stock Qty Unavailable |  | Not Applicable
440-0190 | 440-0190 | MK Battery, Unigy II, 6V, 3 Cell Module, 928Ah @ 24hr, Interlock, 3AVR95-17 | 2351.56 |  | No | Energy Storage | Soligent De-listing | 2162.36 |  | De-Listing & Stock Qty Unavailable |  | Not Applicable
440-0191 | 440-0191 | MK Battery, Sealed AGM, 12V, 7.2Ah, Faston Tab Terminals, L-5.94xW-2.56xH-3.7, ES7-12 | 20.72 |  | No | Energy Storage | Shippable | 19.06 |  | Shippable but Stock Qty Unavailable | USSB100-0079 | Already Listed
440-0192 | 440-0192 | MK Battery, California Replacement Battery Fee, For any 6 or 12V replacement battery, not for new installations | 2.5 |  | No | Energy Storage | Soligent De-listing | 2.3 |  | De-Listing & Stock Qty Unavailable |  | Not Applicable
440-0193 | 440-0193 | Concorde, California Replacement Battery Fee, For any 6 or 12V replacement battery, not for new installations | 0 |  | No | Energy Storage | Soligent De-listing | 0 |  | Not Applicable |  | Not Applicable
440-0194 | 440-0194 | OutBack, California Replacement Battery Fee, For any 6 or 12V replacement battery, not for new installations | 0 |  | No | Inverters | Soligent De-listing | 0 |  | Not Applicable |  | Not Applicable
440-0195 | 440-0195 | Trojan, California Replacement Battery Fee, For any 6 or 12V replacement battery, not for new installations | 0 |  | No | Energy Storage | Soligent De-listing | 0 |  | Not Applicable |  | Not Applicable
440-0196 | 440-0196 | MK Battery, UltraFLEX 48V Energy Storage System, 16 12V Sealed Ultra Batteries, Enclosure, BMS, Web Based Monitoring, OCPD Each String, 28.2kWh, (17kWh@60% DOD), UF484TB03033 | 24652 |  | No | Energy Storage | Vendor De-listing | 0 |  | De-Listing & Stock Qty Unavailable |  | Not Applicable
440-0197 | 440-0197 | MK Battery, Unigy II, 12V, 6 Cell Module, 580Ah @ 24hr, Interlock, 6AVR95-11 | 2896.25 |  | No | Energy Storage | Soligent De-listing | 2663.22 |  | De-Listing & Stock Qty Unavailable |  | Not Applicable
440-0198 | 440-0198 | Quick Cable, Custom Quote, Enter Quote Number and Custom Price |  |  | No | Energy Storage | Shippable | 0 |  | Shippable but Stock Qty Unavailable |  | Not Applicable
440-0790 | 440-0790 | MK Battery, Unigy II, 6V, 3 Cell Module,1856Ah @ 24hr, Interlock, 3AVR95-33 | 3712.19 |  | No | Energy Storage | Soligent De-listing | 3413.51 |  | De-Listing & Stock Qty Unavailable |  | Not Applicable
440-0791 | 440-0791 | Surrette Battery Co. Ltd., Custom Quote, Enter Quote Number and Custom Price | 0 |  | No | Energy Storage | Soligent De-listing | 0 |  | Not Applicable |  | Not Applicable
440-0792 | 440-0792 | Trojan, Battery Watering Kit, for Premium L16RE-2V, 48V, includes Vents, Tubing, Hand Pump, Supply Tube and Manual, Qty. 1, 210113 | 680 |  | No | Energy Storage | Soligent De-listing | 0 |  | De-Listing & Stock Qty Unavailable |  | Not Applicable
440-0793 | 440-0793 | Outback, EnergyCell Battery Breaker Disconnect, for Tubular Gel OPzV 200A, OPzV-200A-BDC | 571.24 |  | No | Electrical BOS | Vendor De-listing | 0 |  | De-Listing & Stock Qty Unavailable |  | Not Applicable
440-0794 | 440-0794 | Outback, EnergyCell Battery Breaker Disconnect, for Tubular Gel OPzV 200A, w/ Overcurrent Protection, OPzV-200A-BDC-O | 1192.5 |  | No | Electrical BOS | Vendor De-listing | 0 |  | De-Listing & Stock Qty Unavailable |  | Not Applicable
440-0795 | 440-0795 | Outback, EnergyCell Battery Breaker Disconnect, for Tubular Gel OPzV 400A, OPzV-400A-BDC | 433.64 |  | No | Electrical BOS | Vendor De-listing | 0 |  | De-Listing & Stock Qty Unavailable |  | Not Applicable
440-0796 | 440-0796 | Outback, EnergyCell Battery Breaker Disconnect, for Tubular Gel OPzV 400A, w/ Overcurrent Protection, OPzV-400A-BDC-O | 1000 |  | No | Electrical BOS | Vendor De-listing | 0 |  | De-Listing & Stock Qty Unavailable |  | Not Applicable
450-0002 | 450-0002 | DPW, Battery Enclosure for Deka, 1 Group 30 Battery, Pole Mounted, Insulated, Hinged Cover, 11" x 18" x 22", BB1-8G30H-HC-INS | 940 |  | No | Electrical BOS | Soligent De-listing | 0 |  | De-Listing & Stock Qty Unavailable |  | Not Applicable
450-0004 | 450-0004 | DPW, Battery Enclosure for Deka, 4 8D Batteries, Chest Style, 24" x 50" x 16", Non-Insulated, BB4-8G8D-1X4 | 1806 |  | No | Electrical BOS | Soligent De-listing | 0 |  | De-Listing & Stock Qty Unavailable |  | Not Applicable
450-0006 | 450-0006 | DPW, Battery Enclosure for Deka, 4 Group 30 Batteries, Chest Style, 16" x 34" x 16", Non-Insulated, BB4-GRP30-1X4 | 1232 |  | No | Electrical BOS | Soligent De-listing | 0 |  | De-Listing & Stock Qty Unavailable |  | Not Applicable
450-0007 | 450-0007 | DPW, Battery Enclosure for Surrette, 4 L-16 Batteries, Chest Style, 19" x 39" x 28", Insulated, BB4-SS530-1X4-INS | 1966 |  | No | Electrical BOS | Soligent De-listing | 0 |  | De-Listing & Stock Qty Unavailable |  | Not Applicable
450-0008 | 450-0008 | DPW, Battery Enclosure for Deka, 8 8D Batteries, Chest Style, 46" x 50" x 16", Non-Insulated, BB8-8G8D | 2600 |  | No | Electrical BOS | Soligent De-listing | 0 |  | De-Listing & Stock Qty Unavailable |  | Not Applicable
450-0009 | 450-0009 | DPW, Battery Enclosure for 8 Golf Cart Batteries, Chest Style, 25" x 32" x 17", Non-Insulated, BB8-6V200 | 1554 |  | No | Electrical BOS | Soligent De-listing | 0 |  | De-Listing & Stock Qty Unavailable |  | Not Applicable
450-0010 | 450-0010 | DPW, Battery Enclosure for Deka, 8 Group 30 Batteries, Chest Style, 33" x 30" x 16", Non-Insulated, BB8-GRP30 | 1632 |  | No | Electrical BOS | Soligent De-listing | 0 |  | De-Listing & Stock Qty Unavailable |  | Not Applicable
450-0011 | 450-0011 | DPW, Battery Enclosure for Surrette, 8 L-16 Batteries, Chest Style, 32" x 39" x 28", Insulated, BB8-SS530-INS | 2408 |  | No | Electrical BOS | Soligent De-listing | 0 |  | De-Listing & Stock Qty Unavailable |  | Not Applicable
450-0012 | 450-0012 | DPW, Battery Enclosure for Deka, 2 4D Batteries, Pole Mounted, 12" x 24" x 36", Non-Insulated, BB2-8G4D-HC | 1154 |  | No | Electrical BOS | Soligent De-listing | 0 |  | De-Listing & Stock Qty Unavailable |  | Not Applicable
450-0013 | 450-0013 | Midnite Solar, MNBE-A Battery Enclosure, Powder-coated, 29" x 14.5" x 27", 6 G-31, 4 Golf Cart, or 2 8D, MNBE-A | 593.85 |  | No | Energy Storage | Shippable | 554.51 |  | Shippable but Stock Qty Unavailable | USBE100-0026 | Already Listed
450-0015 | 450-0015 | Panasonic EverVolt, AC Enclosure w/Kit, PLSCA-700-1003 | 1612.16 |  | No | Energy Storage | Shippable | 1325.56 |  | Shippable but Stock Qty Unavailable |  | Not Applicable
450-0016 | 450-0016 | Panasonic EverVolt, DC Enclosure with Power Hub Controller, PLSCA-700-1002 | 3414.86 |  | No | Energy Storage | Shippable | 2807.78 |  | Shippable but Stock Qty Unavailable |  | Not Applicable
450-0018 | 450-0018 | IronRidge, Battery Racks Open Rack for 8 Batteries Size 4D or 8D, KDR-88D, 57-0880-010 | 745.92 |  | No | Electrical BOS | Vendor De-listing | 0 |  | De-Listing & Stock Qty Unavailable |  | Not Applicable
450-0025 | 450-0025 | Midnite Solar, MNBE-B Battery Enclosure, Powder-coated, 34" x 15.3" x 34.2", 8 grp-31, MNBE-B | 908 |  | No | Electrical BOS | Vendor De-listing | 0 |  | De-Listing & Stock Qty Unavailable |  | Not Applicable
450-0026 | 450-0026 | Midnite Solar, MNBE-C Battery Enclosure, 3 shelves fits 12 x Group 31/GolfCart batteries, 36.5"x16"x55", Add $100 Crate Fee #470-0000, MNBE-C | 1269.4 |  | No | Electrical BOS | Vendor De-listing | 0 |  | De-Listing & Stock Qty Unavailable |  | Not Applicable
450-0028 | 450-0028 | IronRidge, Battery Enclosure for 2 G27 or G31 Batteries, 1624BE-02A (Two Seas) | 36.85 |  | No | Electrical BOS | Vendor De-listing | 0 |  | De-Listing & Stock Qty Unavailable |  | Not Applicable
450-0030 | 450-0030 | DPW, Battery Enclosure for Deka, 8 8D Batteries, 2x4 Chest Style, 49" x 53" x 19", Insulated, BB8-8G8D-INS | 3252 |  | No | Electrical BOS | Soligent De-listing | 0 |  | De-Listing & Stock Qty Unavailable |  | Not Applicable
450-0031 | 450-0031 | Outback, Integrated Battery Rack, 2 Shelf Unit for 4 SimpliPhi 3.5/3.8 Batteries, 48V Systems, with 175A String OCPD, IBR-2-48-175-Li | 2005.17 |  | No | Energy Storage | Shippable | 1850.92 |  | Shippable but Stock Qty Unavailable |  | Not Applicable
450-0032 | 450-0032 | Outback, Integrated Battery Rack, 3 Shelf Unit for 6 SimpliPhi 3.5/3.8 Batteries, 48V Systems, with 175A String OCPD, IBR-3-48-175-Li | 2614.14 |  | No | Energy Storage | Shippable | 2413.05 |  | Shippable but Stock Qty Unavailable | USSB100-0043 | Already Listed
450-0064 | 450-0064 | IronRidge, Battery Enclosure Optional Pole Mount Kit for 4" Poles, 29-5010-117 | 55.13 |  | No | Electrical BOS | Vendor De-listing | 0 |  | De-Listing & Stock Qty Unavailable |  | Not Applicable
450-0065 | 450-0065 | DPW, Battery Enclosure for Surrette, 8 L-16 Batteries, Chest Style, 29" x 36" x 24", Non-Insulated, BB8-SS530 | 1880 |  | No | Electrical BOS | Soligent De-listing | 0 |  | De-Listing & Stock Qty Unavailable |  | Not Applicable
450-0067 | 450-0067 | DPW, Battery Enclosure for Surrette, 16 L-16 Batteries, Chest Style, 29" x 70" x 24", Non-Insulated, 2x8,BB16-SS530-2X8 | 2796 |  | No | Electrical BOS | Soligent De-listing | 0 |  | De-Listing & Stock Qty Unavailable |  | Not Applicable
450-0070 | 450-0070 | IronRidge, Battery Enclosure Chest Style Aluminum for 8 8D Batteries, CS-100 | 149.63 |  | No | Electrical BOS | Vendor De-listing | 0 |  | De-Listing & Stock Qty Unavailable |  | Not Applicable
450-0084 | 450-0084 | DPW, Battery Enclosure for Deka, 4 GRP 27/30Batteries, Pole Mount, 16" x 16" x 34", Non-Insulated, BB4-8G30H-HC | 1020 |  | No | Electrical BOS | Soligent De-listing | 0 |  | De-Listing & Stock Qty Unavailable |  | Not Applicable
450-0087 | 450-0087 | DPW, Battery Enclosure for Surrette, 16 L-16 Batteries, Chest Style, 36" x 56" x 24", Non-Insulated, 4x4,BB16-SS530-4X4 | 2718 |  | No | Electrical BOS | Soligent De-listing | 0 |  | De-Listing & Stock Qty Unavailable |  | Not Applicable
450-0096 | 450-0096 | Midnite Solar, Extra Shelf for Battery Enclosure, for MNBE-C, -D, -D3K, or -E boxes, MNSHELF | 122.1 |  | No | Energy Storage | Soligent De-listing | 76.31 |  | De-Listing & Stock Qty Unavailable |  | Not Applicable
450-0097 | 450-0097 | Midnite Solar, MNBE-E Battery Enclosure, Holds 8 L16 or 12 group 31/golf cart with Ex shelf, MNBE-E | 1154 |  | No | Electrical BOS | Vendor De-listing | 0 |  | De-Listing & Stock Qty Unavailable |  | Not Applicable
450-0098 | 450-0098 | Midnite Solar, MNBE-D Battery Enclosure, 2 shelves fits 8 x Group 31/GolfCart/GVX3050 batteries, MNBE-D | 836.15 |  | No | Energy Storage | Shippable | 780.76 |  | Shippable but Stock Qty Unavailable | USBE100-0027 | Already Listed
450-0099 | 450-0099 | Sonnen, ECO Battery Extension Cabinet, holds 4 additional Batteries, EXTCAB31 | 1405.5 |  | No | Energy Storage | Soligent De-listing | 0 |  | De-Listing & Stock Qty Unavailable |  | Not Applicable
450-0100 | 450-0100 | Midnite Solar, MNBE-D3R Battery Enclosure, 2 shelves fits 8 x Group 31/GolfCart/GVX3050 batteries, Outdoor, MNBE-D3R | 1043.9 |  | No | Electrical BOS | Vendor De-listing | 0 |  | De-Listing & Stock Qty Unavailable |  | Not Applicable
450-0102 | 450-0102 | Discover Energy, Wall mounting Bracket for 42-48-650 & 42-24-2800 AES Batteries, 950-0018 | 161.25 |  | No | Energy Storage | Shippable | 148.28 |  | Shippable but Stock Qty Unavailable | USSB100-0053 | Already Listed
450-0105 | 450-0105 | DPW, Battery Enclosure for Deka, 1 Group 30 Battery, Pole Mounted, Non-Insulated, Hinged Cover, 9" x 16" x 20", BB1-8G30H-HC | 676 |  | No | Electrical BOS | Soligent De-listing | 0 |  | De-Listing & Stock Qty Unavailable |  | Not Applicable
450-0106 | 450-0106 | SimpliPhi, Battery Enclosure, for up to 6 Phi 3.8 LFP batteries, with Shelves and 2 4/0 X 96” Cables, w/o Buss Bars, BOSS.6 | 2712.5 |  | No | Energy Storage | Shippable | 2494.25 |  | Shippable but Stock Qty Unavailable |  | Not Applicable
450-0110 | 450-0110 | Aluminum Mounting Plate, for VY1210W | 13.69 |  | No | Electrical BOS | Soligent De-listing | 0 |  | De-Listing & Stock Qty Unavailable |  | Not Applicable
450-0111 | 450-0111 | Outback, Battery Outdoor Enclosure, for front-terminal batteries, 3-battery strings, 48V configuration, pre-assembled, NEMA 3R, OBE-3-48-002-FT | 8865 |  | No | Electrical BOS | Vendor De-listing | 0 |  | De-Listing & Stock Qty Unavailable |  | Not Applicable
450-0115 | 450-0115 | IronRidge, Battery Enclosure Vertical Stack for 2 Batteries 1624-BE-02AV, ~ | 909 |  | No | Electrical BOS | Vendor De-listing | 0 |  | De-Listing & Stock Qty Unavailable |  | Not Applicable
450-0116 | 450-0116 | Maltby, Strut Strap For 4" Pole | 4 |  | No | Racking | Soligent De-listing | 0 |  | De-Listing & Stock Qty Unavailable |  | Not Applicable
450-0118 | 450-0118 | Matlby, Strut Strap For 6" Pole | 6.23 |  | No | Racking | Soligent De-listing | 0 |  | De-Listing & Stock Qty Unavailable |  | Not Applicable
450-0119 | 450-0119 | IronRidge, Battery Enclosure Shelf for 8D Batteries, 57-0880-010 KDR-88D | 29.5 |  | No | Electrical BOS | Soligent De-listing | 0 |  | De-Listing & Stock Qty Unavailable |  | Not Applicable
450-0124 | 450-0124 | DPW, Battery Enclosure for 12 Golf Cart Batteries, ChestStyle, 25" x 51" x 17", Non-Insulated, BB12-6V200 | 1914 |  | No | Electrical BOS | Soligent De-listing | 0 |  | De-Listing & Stock Qty Unavailable |  | Not Applicable
450-0129 | 450-0129 | DPW, Battery Enclosure for Deka, 2 8D Batteries, Pole Mounted, Non-Insulated, Hinged Cover, 15" x 24" x 36", BB2-8G8D-HC | 1297 |  | No | Electrical BOS | Soligent De-listing | 0 |  | De-Listing & Stock Qty Unavailable |  | Not Applicable
450-0130 | 450-0130 | Midnite Solar, MNBE-C8D Battery Enclosure, 4 shelves fits 4 x 8D batteries, 36.5"x16"x55", MNBE-C8D | 1332.1 |  | No | Electrical BOS | Vendor De-listing | 0 |  | De-Listing & Stock Qty Unavailable |  | Not Applicable
450-0131 | 450-0131 | DPW, Battery Enclosure for Deka, 4 4D Batteries, Chest Style, 21" x 46" x 16", Non-Insulated, BB4-8G4D | 1604 |  | No | Electrical BOS | Soligent De-listing | 0 |  | De-Listing & Stock Qty Unavailable |  | Not Applicable
450-0132 | 450-0132 | DPW, Battery Enclosure for Surrette, 12 L-16 Batteries, Chest Style, 29" x 53" x 24", Non-Insulated, 2x6, BB12-SS530-2x6 | 1863 |  | No | Energy Storage | Vendor De-listing | 1164.38 |  | De-Listing & Stock Qty Unavailable |  | Not Applicable
450-0133 | 450-0133 | Outback, Integrated Battery Rack, 3 Shelf Unit for 48V Systems, with String OCPD,IBR-3-48-175 | 2919.44 |  | No | Energy Storage | Shippable | 2472.94 |  | Shippable but Stock Qty Unavailable |  | Not Applicable
450-0134 | 450-0134 | DPW, Battery Enclosure for Surrette, 16 L-16 Batteries, Chest Style, 32" x 73" x 28", Insulated, BB16-SS530-2x8-INS | 3624 |  | No | Electrical BOS | Soligent De-listing | 0 |  | De-Listing & Stock Qty Unavailable |  | Not Applicable
450-0135 | 450-0135 | Midnite Solar, MNBE-CL16 Battery Enclosure, 2 shelves fits 8 x L-16 batteries, 36.5"x16"x55", MNBE-CL16 | 1208.9 |  | No | Electrical BOS | Vendor De-listing | 0 |  | De-Listing & Stock Qty Unavailable |  | Not Applicable
450-0136 | 450-0136 | DPW, Battery Enclosure for Deka, 12 Group 30 Batteries, Chest Style, 33" x 44" x 16", Non-Insulated, BB12-GRP30-4x3 | 1998 |  | No | Electrical BOS | Soligent De-listing | 0 |  | De-Listing & Stock Qty Unavailable |  | Not Applicable
450-0137 | 450-0137 | Midnite Solar, MNBE-8D2x2 Battery Enclosure with 250ADC breaker & 4/0 interconnect cables, Holds 4 x 8D, Powder-coated Al, NEMA 3R, 36"Lx28.5"Wx26.25"D, MNBE-8D2x2 DELUXE | 1603.8 |  | No | Electrical BOS | Vendor De-listing | 0 |  | De-Listing & Stock Qty Unavailable |  | Not Applicable
450-0138 | 450-0138 | DPW, Battery Enclosure for Deka, 2 GRP 27/30Batteries, Pole Mount, 16" x 16" x 20", Non-Insulated, BB2-8G30H-HC | 900 |  | No | Electrical BOS | Soligent De-listing | 0 |  | De-Listing & Stock Qty Unavailable |  | Not Applicable
450-0139 | 450-0139 | DPW, DUPLICATE of #341-0041, Custom Battery Enclosure, Enter Quote Number and Custom Price | 0 |  | No | Electrical BOS | Soligent De-listing | 0 |  | Not Applicable |  | Not Applicable
450-0140 | 450-0140 | Midnite Solar, MNBE-8D2x2 Battery Enclosure, Holds 4x8D or 8xOutback EnergyCells, with breaker knockout spaces, Powder-coated Al, NEMA 3R, 36"Lx28.5"Wx26.25"D, MNBE-8D2x2 BASIC | 1318.9 |  | No | Electrical BOS | Vendor De-listing | 0 |  | De-Listing & Stock Qty Unavailable |  | Not Applicable
450-0141 | 450-0141 | Outback, Integrated Battery Rack, 2 Shelf Unit for 48V Systems, with String OCPD,IBR-2-48-175 | 1518.06 |  | No | Energy Storage | Shippable | 1285.88 |  | Shippable but Stock Qty Unavailable | USSB100-0042 | Already Listed
450-0142 | 450-0142 | DPW, Battery Enclosure for Deka, 2 8D Batteries, Chest Style, 24" x 26" x 16", Non-Insulated, BB2-8G8D | 1327 |  | No | Electrical BOS | Soligent De-listing | 0 |  | De-Listing & Stock Qty Unavailable |  | Not Applicable
450-0143 | 450-0143 | Outback, Battery Indoor Enclosure. 1-battery string, 48V configuration, Fuse size 175A, 1AWG, IBE-1-48-001 | 1065 |  | No | Electrical BOS | Vendor De-listing | 0 |  | De-Listing & Stock Qty Unavailable |  | Not Applicable
450-0144 | 450-0144 | Outback, Battery Indoor Enclosure. 2-battery string, 48V configuration, Fuse size 175A, 1AWG, IBE-2-48-001 | 1558 |  | No | Electrical BOS | Vendor De-listing | 0 |  | De-Listing & Stock Qty Unavailable |  | Not Applicable
450-0145 | 450-0145 | DPW, Battery Enclosure for Deka, 4 8D Batteries, Chest Style, 27" x 53" x 19", Insulated, BB4-8G8D-1X4-INS | 2439 |  | No | Electrical BOS | Soligent De-listing | 0 |  | De-Listing & Stock Qty Unavailable |  | Not Applicable
450-0146 | 450-0146 | DPW, Battery Enclosure for 6- 8D Batteries, 2 x 3, Chest Style, 38" x 46" x 16", Non-Insulated, BB6-8G8D | 2262 |  | No | Electrical BOS | Soligent De-listing | 0 |  | De-Listing & Stock Qty Unavailable |  | Not Applicable
450-0147 | 450-0147 | Outback, Battery Outdoor Enclosure, for Top Terminal Batteries, 3-battery strings, (Group 31), 48V configuration, pre-assembled/wired, NEMA 3R, OBE-3-48-002 | 3739 |  | No | Electrical BOS | Vendor De-listing | 0 |  | De-Listing & Stock Qty Unavailable |  | Not Applicable
450-0148 | 450-0148 | Outback, Integrated Battery Rack, for EnergyCell OPzV-450, 24V, 24-IBR-OPzV-450 | 373.18 |  | No | Electrical BOS | Vendor De-listing | 0 |  | De-Listing & Stock Qty Unavailable |  | Not Applicable
450-0149 | 450-0149 | Outback, Integrated Battery Rack, for EnergyCell OPzV-750, 24V, 24-IBR-OPzV-750 | 373.18 |  | No | Electrical BOS | Vendor De-listing | 0 |  | De-Listing & Stock Qty Unavailable |  | Not Applicable
450-0150 | 450-0150 | Outback, Integrated Battery Rack, for EnergyCell OPzV-2000, 24V, 24-IBR-OPzV-2000 | 719.26 |  | No | Electrical BOS | Vendor De-listing | 0 |  | De-Listing & Stock Qty Unavailable |  | Not Applicable
450-0151 | 450-0151 | Outback, Integrated Battery Rack, for EnergyCell OPzV-3000, 24V, 24-IBR-OPzV-3000 | 1369.72 |  | No | Electrical BOS | Vendor De-listing | 0 |  | De-Listing & Stock Qty Unavailable |  | Not Applicable
450-0152 | 450-0152 | Outback, Integrated Battery Rack, for EnergyCell OPzV-450, 48V, 48-IBR-OPzV-450 | 698.4 |  | No | Electrical BOS | Vendor De-listing | 0 |  | De-Listing & Stock Qty Unavailable |  | Not Applicable
450-0153 | 450-0153 | Outback, Integrated Battery Rack, for EnergyCell OPzV-750, 48V, 48-IBR-OPzV-750 | 640.04 |  | No | Electrical BOS | Vendor De-listing | 0 |  | De-Listing & Stock Qty Unavailable |  | Not Applicable
450-0154 | 450-0154 | Outback, Integrated Battery Rack, for EnergyCell OPzV-2000, 48V, 48-IBR-OPzV-2000 | 1011.12 |  | No | Electrical BOS | Vendor De-listing | 0 |  | De-Listing & Stock Qty Unavailable |  | Not Applicable
450-0155 | 450-0155 | Outback, Integrated Battery Rack, for EnergyCell OPzV-3000, 48V, 48-IBR-OPzV-3000 | 1909.68 |  | No | Electrical BOS | Vendor De-listing | 0 |  | De-Listing & Stock Qty Unavailable |  | Not Applicable
450-0156 | 450-0156 | Enphase, Mounting Bracket Required with AC Battery #480-0002, 480-0012, ea, BWM-16IN-B | 100 |  | No | Electrical BOS | Vendor De-listing | 0 |  | De-Listing & Stock Qty Unavailable |  | Not Applicable
450-0159-B | 450-0159-B | "B-Grade" Pika, Harbor Plus Smart Battery Electronics and Enclosure for Li- ion Battery, compatible with REbus DC Nanogrid (requires Panasonic DCB-105 Battery Modules, Purchased Separately), HSBK | 2040.88 |  | No | Energy Storage | Soligent De-listing | 0 |  | De-Listing & Stock Qty Unavailable |  | Not Applicable
450-0160 | 450-0160 | Pika, Harbor Module Upgrade Kit, Hardware accessories to enable Capacity upgrade to either Harbor 4 or Harbor 6 (from Harbor 3 or Harbor 5), HMUK | 50 |  | No | Energy Storage | Vendor De-listing | 0 |  | De-Listing & Stock Qty Unavailable |  | Not Applicable
450-0161 | 450-0161 | Pika, Harbor Module Spacer Kit, Module Spacer and Hardware accessories to enable Harbor 3 and Harbor 5 battery configurations, HMSK | 116.47 |  | No | Energy Storage | Vendor De-listing | 0 |  | De-Listing & Stock Qty Unavailable |  | Not Applicable
450-0162 | 450-0162 | Pika, Coral SB-288 Smart Battery Electronics and Enclosure, Requires 24 Group 22 AGM Batteries (Purchased Separately) compatible with REbus DC Nanogrid, SB288 | 5990 |  | No | Energy Storage | Vendor De-listing | 0 |  | De-Listing & Stock Qty Unavailable |  | Not Applicable
450-0164 | 450-0164 | Generac, PWRcell Battery Enclosure and Electronics for Li-ion Battery, requires PWRcell 2.85kWh Battery Module, (Purchased Separately), APKE00007 | 2363.12 |  | No | Energy Storage | Vendor De-listing | 2171.88 |  | De-Listing & Stock Qty Unavailable |  | Not Applicable
450-0164 : 450-0164_S | 450-0164_S | Generac, PWRcell Battery Enclosure and Electronics for Li-ion Battery, requires PWRcell 2.85kWh Battery Module, (Purchased Separately), APKE00007 | 2363.12 |  | No | Energy Storage | Vendor De-listing | 2171.88 |  | De-Listing & Stock Qty Unavailable |  | Not Applicable
450-0165 | 450-0165 | Generac, PWRcell Battery Module Spacer Kit with Hardware Accessories to enable 3 and 5 battery configurations, APKE00008 | 160.8 |  | No | Energy Storage | Soligent De-listing | 86.45 |  | De-Listing & Stock Qty Unavailable |  | Not Applicable
450-0166 | 450-0166 | Generac, PWRcell Battery Module Upgrade Kit, Hardware Accessories to enable Capacity upgrade to either 4 or 6 (from 3 or 5 Battery Configuration), APKE00009 | 133.16 |  | No | Energy Storage | Shippable | 122.38 |  | Shippable but Stock Qty Unavailable | USSE100-0287 | Already Listed
450-0166 : 450-0166_S | 450-0166_S | Generac, PWRcell Battery Module Upgrade Kit, Hardware Accessories to enable Capacity upgrade to either 4 or 6 (from 3 or 5 Battery Configuration), APKE00009 | 133.16 |  | No | Energy Storage | Soligent De-listing | 122.38 |  | De-Listing & Stock Qty Unavailable |  | Not Applicable
450-0169 | 450-0169 | SimpliPhi, Middle Cross Bar, 3.8 Bracket – M | 40.54 |  | No | Energy Storage | Soligent De-listing | 37.5 |  | De-Listing & Stock Qty Unavailable |  | Not Applicable
450-0170 | 450-0170 | SimpliPhi, Bracket Screws, HW 90316A538 | 1.89 |  | No | Energy Storage | Soligent De-listing | 1.62 |  | De-Listing & Stock Qty Unavailable |  | Not Applicable
450-0172 | 450-0172 | Sol-Ark, Battery Rack for 16 PCC-230 Sol-Ark AGM Batteries, includes 600A Bus Bars,SA-PCC230-RACK 16 | 2400 |  | No | Energy Storage | Vendor De-listing | 1379.31 |  | De-Listing & Stock Qty Unavailable |  | Not Applicable
450-0173 | 450-0173 | Sol-Ark, Battery Rack for 8 PCC-230 Sol-Ark AGM Batteries, includes Sol-Ark Wire Package,SA-PCC230-RACK 8 | 1000 |  | No | Energy Storage | Soligent De-listing | 919.54 |  | De-Listing & Stock Qty Unavailable |  | Not Applicable
450-0174 | 450-0174 | SimpliPhi, Boss.6 or ExprESS Rain Hood for Outdoor Installations, (1 Pair) RH-44-B | 168.75 |  | No | Energy Storage | Shippable | 155.17 |  | Shippable but Stock Qty Unavailable | USSS100-0074 | Already Listed
450-0175 | 450-0175 | SimpliPhi, Boss.12 Rain Hood for Outdoor Installations, RH-1010-B (1 pair) | 175 |  | No | Energy Storage | Shippable | 160.92 |  | Shippable but Stock Qty Unavailable |  | Not Applicable
450-0176 | 450-0176 | Outback, Replacement Plexiglass Shield Stand-Off for RE Battery, 866990 | 3.33 |  | No | Energy Storage | Soligent De-listing | 2.6 |  | De-Listing & Stock Qty Unavailable |  | Not Applicable
450-0179 | 450-0179 | Fortress Power, Flex-Rack for 4 eFLEX 5.4 LFP batteries, includes Bus Bars, FlexRack | 1437.5 |  | No | Energy Storage | Vendor De-listing | 1419.75 |  | De-Listing & Stock Qty Unavailable |  | Not Applicable
450-0184 | 450-0184 | EndurEnergy Systems, Inverter/Battery Enclosure with BMS for 4 ESP-5100 Battery Packs, and 1 Sol-Ark 8 or 12k Inverter (Not Included), 20.48kWh Name Plate, Indoor Rated, ESP-IE20, IE00020 | 849.18 |  | No | Energy Storage | Shippable | 843.9 |  | Shippable but Stock Qty Unavailable | USSS100-0099 | Already Listed
450-0187 | 450-0187 | Enphase, IQ Battery-10T Cover Kit, includes Cover, Screws, Raceway and Wires, for 3 IQ 3T Batteries, B10T-C-1290-O | 571.6 |  | No | Energy Storage | Vendor De-listing | 557.83 |  | De-Listing & Stock Qty Unavailable |  | Not Applicable
450-0188 | 450-0188 | Enphase, IQ Battery-3T Cover Kit, includes Cover, Mounting Bracket and Screws, for 1 IQ 3T Battery, B03T-C-0430-O | 190.12 |  | No | Energy Storage | Vendor De-listing | 185.54 |  | De-Listing & Stock Qty Unavailable | USBE100-0015 | Already Listed
450-0191 | 450-0191 | Fortress Power, Wall Mount Kit for 1 eFLEX 5.4 LFP battery, eFlex - wall mount kit | 68.18 |  | No | Energy Storage | Vendor De-listing | 67.8 |  | De-Listing & Stock Qty Unavailable |  | Not Applicable
450-0192 | 450-0192 | Fortress Power, DuraRack Holds up to 4 eFLEX 5.4 LFP batteries, (NOT included) includes Bus-Bars and Cables, and Wheels, IP65/3R Enclosure, DuraRack | 954.55 |  | No | Energy Storage | Shippable | 949.15 |  | Shippable but Stock Qty Unavailable | USSS100-0007 | Already Listed
450-0193 | 450-0193 | Fortress Power, Flex-Tower for 1 Sol-Ark 12 or 15kW Inverter (NOT included) Stacks On 1 DuraRack Battery Enclosure, UL9540, UL9540A, IP65/3R Enclosures, FlexTower | 954.55 | 12000 | No | Energy Storage | Shippable | 949.15 |  | Shippable but Stock Qty Unavailable | USSS100-0009 | Already Listed
450-0194 | 450-0194 | SimpliPhi, ESS Battery Conduit Box, for outdoor installation, SPI-CB | 100 |  | No | Energy Storage |  | 93.02 |  | Item Status & Stock Qty. Unavailable |  | Not Applicable
450-0195 | 450-0195 | Storz Power, Indoor 20kWh Battery Cabinet for up to 4 5.12kWh LFP Batteries, 10252 | 1050.4 |  | No | Inverters | Shippable | 1010 |  | Shippable but Stock Qty Unavailable |  | Not Applicable
450-0196 | 450-0196 | IQ Battery-10T Replacement Cover Only, B10T-CX-1290-O | 281.48 |  | No | Energy Storage | Vendor De-listing | 274.7 |  | De-Listing & Stock Qty Unavailable |  | Not Applicable
450-0197 | 450-0197 | IQ Battery-3T Replacement Cover Only, B03T-CX-0430-O | 141.98 |  | No | Energy Storage | Vendor De-listing | 138.55 |  | De-Listing & Stock Qty Unavailable |  | Not Applicable
450-0198 | 450-0198 | IQ Battery-10 Replacement Cover Only, B10-CX-1050-O | 281.48 |  | No | Energy Storage | Vendor De-listing | 274.7 |  | De-Listing & Stock Qty Unavailable |  | Not Applicable
450-0199 | 450-0199 | IQ Battery-3 Replacement Cover Only, B03-CX-0350-O | 141.98 |  | No | Energy Storage | Vendor De-listing | 138.55 |  | De-Listing & Stock Qty Unavailable |  | Not Applicable
450-0200 | 450-0200 | HomeGrid, Integrated Series, Battery/Inverter Cabinet, for use with Sol-Ark. 8, 12 and 15kW Inverters, Batteries and Inverter NOT included, HG-FS-48100-INT-A1 | 9639.18 | 15000 | No | Energy Storage | Shippable | 8748.54 |  | Shippable but Stock Qty Unavailable |  | Not Applicable
450-0201 | 450-0201 | HomeGrid, Power-Cube Series, Battery/Inverter Cabinet, can fit 1-4 Full Stacks of Stack’d Batteries and 1-3 Sol-Ark 12 or 15kW Inverters, Batteries and Inverter(s) NOT included, NEMA 3 R Enclosure, HG-FS48100-PB-A1 | 16269.33 | 153600 | No | Energy Storage | Shippable | 14766.08 |  | Shippable but Stock Qty Unavailable | USIN100-0199 | Already Listed
451-0000 | 451-0000 | SolarEdge, Home Load Controller, for Controlling Permanently Connected Appliances, works with SolarEdge Home Network, (Energy Net Communication), SEM-DCS-N08-00 | 118.01 | 90 | No | Energy Storage | Shippable | 111.76 |  | Shippable but Stock Qty Unavailable |  | Not Applicable
451-0001 | 451-0001 | Enphase, IQ Battery 5P Reusable Lifting Handle Kit, use for easier Battery Wall Mounting, IQBATTERY- HNDL-5 | 216.79 |  | No | Energy Storage | Shippable | 189.06 |  | Shippable but Stock Qty Unavailable |  | Not Applicable
460-0015 : 460-0015 : 460-0015_U | 460-0015 : 460-0015_U | Morningstar, SunSaver MPPT Charge Controller, 15A, 75VDC, 12/24VDC, SS-MPPT-15L | 258.11 |  | No | Energy Storage | Soligent De-listing | 241.77 |  | De-Listing & Stock Qty Unavailable |  | Not Applicable
460-0017 | 460-0017 | Samlex, SEC Series ROW Battery Charger, 25A, 24VDC, 120/230VAC, 60/50Hz, SEC-2425A | 468.42 |  | No | Electrical BOS | Vendor De-listing | 0 |  | De-Listing & Stock Qty Unavailable |  | Not Applicable
460-0018 | 460-0018 | Samlex, SEC Series ROW Battery Charger, 15A, 12VDC, 120/230VAC, 60/50Hz, SEC-1215A | 198.25 |  | No | Electrical BOS | Vendor De-listing | 0 |  | De-Listing & Stock Qty Unavailable |  | Not Applicable
460-0019 | 460-0019 | Samlex, SEC Series ROW Battery Charger, 30A, 12VDC, 120/230VAC, 60/50Hz, SEC-1230A | 299.7 |  | No | Electrical BOS | Vendor De-listing | 0 |  | De-Listing & Stock Qty Unavailable |  | Not Applicable
460-0020 | 460-0020 | Samlex, SEC Series ROW Battery Charger, 15A, 24VDC, 120/230VAC, 60/50Hz, SEC-2415UL | 318 |  | No | Electrical BOS | Soligent De-listing | 0 |  | De-Listing & Stock Qty Unavailable |  | Not Applicable
460-0024 | 460-0024 | Samlex, SEC Series ROW Battery Charger, 80A, 12VDC, 120/230VAC, 60/50Hz, SEC-1280A | 689.53 |  | No | Electrical BOS | Vendor De-listing | 0 |  | De-Listing & Stock Qty Unavailable |  | Not Applicable
460-0027 | 460-0027 | IOTA, Power converter/charger, DC output 15A, 12V, 50-60Hz, DSL-15 | 71.28 |  | No | Electrical BOS | Soligent De-listing | 0 |  | De-Listing & Stock Qty Unavailable |  | Not Applicable
460-0028 | 460-0028 | IOTA, Power converter/charger, DC output 30A, 12V, 50-60Hz, DSL-30 | 92.24 |  | No | Electrical BOS | Soligent De-listing | 0 |  | De-Listing & Stock Qty Unavailable |  | Not Applicable
460-0037 | 460-0037 | Charge Reg 12V 12A (RSRX1212), 2205.0061 | 4.59 |  | No | Electrical BOS | Soligent De-listing | 0 |  | De-Listing & Stock Qty Unavailable |  | Not Applicable
460-0038 | 460-0038 | Charge Reg 24V 12A (RSRX1224), 2205.0062 | 43.18 |  | No | Electrical BOS | Vendor De-listing | 0 |  | De-Listing & Stock Qty Unavailable |  | Not Applicable
460-0042 | 460-0042 | Battery Charger, 120VAC/12VDC, 20A, fully auto, 804-0220 | 270.97 |  | No | Electrical BOS | Soligent De-listing | 0 |  | De-Listing & Stock Qty Unavailable |  | Not Applicable
460-0049 | 460-0049 | IOTA, Power converter/charger, DC output 27.2DC,27V | 28.83 |  | No | Electrical BOS | Soligent De-listing | 0 |  | De-Listing & Stock Qty Unavailable |  | Not Applicable
460-0052 | 460-0052 | IOTA, 3 Stage Smart Controller for IOTA, Chgrs | 1.75 |  | No | Electrical BOS | Soligent De-listing | 0 |  | De-Listing & Stock Qty Unavailable |  | Not Applicable
460-0053 | 460-0053 | IOTA, IQ4 charger controller that works with IOTA chargers to operate as a Smart Charger | 18.9 |  | No | Electrical BOS | Soligent De-listing | 0 |  | De-Listing & Stock Qty Unavailable |  | Not Applicable
460-0060 | 460-0060 | Specialty Concepts, Single Box for SC 3/30 | 1.42 |  | No | Electrical BOS | Soligent De-listing | 0 |  | De-Listing & Stock Qty Unavailable |  | Not Applicable
460-0061 | 460-0061 | Specialty Concepts, Box for SC3/15 or DM3 or SC20 (4x7) | 12.78 |  | No | Electrical BOS | Soligent De-listing | 0 |  | De-Listing & Stock Qty Unavailable |  | Not Applicable
460-0063 | 460-0063 | Morningstar, Charge Reg 24V 20A with LVD (SS), SS-20L-24V | 170.99 |  | No | Electrical BOS | Soligent De-listing | 0 |  | De-Listing & Stock Qty Unavailable |  | Not Applicable
460-0066 | 460-0066 | Specialty Concepts, Charge Reg 12V 1A, ASC-12/1 | 2 |  | No | Electrical BOS | Soligent De-listing | 0 |  | De-Listing & Stock Qty Unavailable |  | Not Applicable
460-0067 | 460-0067 | Specialty Concepts, Charge Reg 12V 12A, ASC-12/12 | 28.88 |  | No | Electrical BOS | Soligent De-listing | 0 |  | De-Listing & Stock Qty Unavailable |  | Not Applicable
460-0068 | 460-0068 | Specialty Concepts, Charge Reg 12V 12A TC, ASC-12/12A | 2.95 |  | No | Electrical BOS | Soligent De-listing | 0 |  | De-Listing & Stock Qty Unavailable |  | Not Applicable
460-0070 | 460-0070 | Specialty Concepts, Charge Reg 12V 12A Adj, ASC-12/12F | 2.78 |  | No | Electrical BOS | Soligent De-listing | 0 |  | De-Listing & Stock Qty Unavailable |  | Not Applicable
460-0072 | 460-0072 | Specialty Concepts, Charge Reg 12V 16A, Temp Comp, ASC-12/16-A | 112 |  | No | Electrical BOS | Soligent De-listing | 0 |  | De-Listing & Stock Qty Unavailable |  | Not Applicable
460-0073 | 460-0073 | Specialty Concepts, Charge Reg 12V 16A, Temp Comp, Low-volt Disconnect, ASC-12/16-AE F | 5.05 |  | No | Electrical BOS | Soligent De-listing | 0 |  | De-Listing & Stock Qty Unavailable |  | Not Applicable
460-0074 | 460-0074 | Specialty Concepts, Charge Reg 12V 4A , ASC-12/4 | 10.7 |  | No | Electrical BOS | Soligent De-listing | 0 |  | De-Listing & Stock Qty Unavailable |  | Not Applicable
460-0075 | 460-0075 | Specialty Concepts, Charge Reg 12V 8A Shunt, ASC-12/8 | 26.8 |  | No | Electrical BOS | Soligent De-listing | 0 |  | De-Listing & Stock Qty Unavailable |  | Not Applicable
460-0076 | 460-0076 | Specialty Concepts, Charge Reg 12V, 8A TC | 3.4 |  | No | Electrical BOS | Soligent De-listing | 0 |  | De-Listing & Stock Qty Unavailable |  | Not Applicable
460-0080 | 460-0080 | Specialty Concepts, Charge Reg 24V 16A, ASC-24/16 | 3.43 |  | No | Electrical BOS | Soligent De-listing | 0 |  | De-Listing & Stock Qty Unavailable |  | Not Applicable
460-0083 | 460-0083 | Specialty Concepts, Charge Reg 12V 15A Bar Graph LVD, ASC-PLUS | 4.9 |  | No | Electrical BOS | Soligent De-listing | 0 |  | De-Listing & Stock Qty Unavailable |  | Not Applicable
460-0084 | 460-0084 | Specialty Concepts, Charge Reg, 12V 15A Dig.Meter | 169 |  | No | Electrical BOS | Soligent De-listing | 0 |  | De-Listing & Stock Qty Unavailable |  | Not Applicable
460-0085 | 460-0085 | Samlex, SEC Series ROW Battery Charger, 25A, 24VDC, 120/230VAC, 60/50Hz, Voltmeter and Ammeter, meets UL safety certification Standard 458, FCC compliant, SSEC-2425UL | 514 |  | No | Electrical BOS | Soligent De-listing | 0 |  | De-Listing & Stock Qty Unavailable |  | Not Applicable
460-0086 | 460-0086 | Samlex, SEC Series ROW Battery Charger, 15A, 12VDC, 120/230VAC, 60/50Hz, meets UL safety certification Standard 458, FCC compliant, SEC-1215UL | 210 |  | No | Electrical BOS | Soligent De-listing | 0 |  | De-Listing & Stock Qty Unavailable |  | Not Applicable
460-0087 | 460-0087 | Samlex, SEC Series ROW Battery Charger, 30A, 12VDC, 120/230VAC, 60/50Hz, meets UL safety certification Standard 458, FCC compliant, SEC-1230UL | 318 |  | No | Electrical BOS | Soligent De-listing | 0 |  | De-Listing & Stock Qty Unavailable |  | Not Applicable
460-0088 | 460-0088 | Samlex, SEC Series ROW Battery Charger, 80A, 12VDC, 120/230VAC, 60/50Hz, Voltmeter and Ammeter, meets UL safety certification Standard 458, FCC compliant, SEC-1280UL | 766 |  | No | Electrical BOS | Soligent De-listing | 0 |  | De-Listing & Stock Qty Unavailable |  | Not Applicable
470-0000 | 470-0000 | Midnite Solar, Crating Fee for Battery Enclosure | 100 |  | No | Other | Shippable | 0 |  | Not Applicable as per Item Classification |  | Not Applicable
470-0001 | 470-0001 | MK Battery, Minimum Order Handling Fee, Orders $1 - $24.99 | 10 |  | Yes | Other | Shippable | 0 |  | Not Applicable as per Item Classification |  | Not Applicable
470-0002 | 470-0002 | MK Battery, Minimum Order Handling Fee, Orders $25 - $49.99 | 7.5 |  | Yes | Other | Shippable | 0 |  | Not Applicable as per Item Classification |  | Not Applicable
470-0003 | 470-0003 | MK Battery, Minimum Order Handling Fee, Orders $50 - $75 | 5 |  | Yes | Other | Shippable | 0 |  | Not Applicable as per Item Classification |  | Not Applicable
470-0004 | 470-0004 | Trojan, Less-Than-Full Pallet Quantity, Custom Calculation, Enter Quote Number and Custom Price, 8037 | 0 |  | Yes | Other | Vendor De-listing | 0 |  | Not Applicable as per Item Classification |  | Not Applicable
470-0005 | 470-0005 | Midnite Solar, Dropship Fee for orders below Minimum of $1000 | 50 |  | No | Other | Shippable | 0 |  | Not Applicable as per Item Classification |  | Not Applicable
470-0006 | 470-0006 | MK Battery, California Battery Fee | 1 |  | Yes | Other | Shippable | 0 |  | Not Applicable as per Item Classification |  | Not Applicable
480-0000 | 480-0000 | Tesla, Powerwall, 6.4 kWh Daily Lithium-ion battery pack, 350V-450VDC, NEMA 3R, (MUST ORDER WITH #490-0000 Battery Service),1067000-00-E | 8360 |  | No | Energy Storage | Soligent De-listing | 0 |  | De-Listing & Stock Qty Unavailable |  | Not Applicable
480-0001 | 480-0001 | Tesla, Non-functioning Powerwall, Display Unit Only of 6.4 kWh Daily Lithium-ion battery pack, 1067000-00-E DEMO | 0 |  | No | Energy Storage | Soligent De-listing | 0 |  | Not Applicable |  | Not Applicable
480-0002 | 480-0002 | Enphase, AC Battery, 1.2kW, Lithium Iron Phosphate, 240VAC, Requires Envoy-S Metered Envoy & CT's, B280-1200-LL-I-US00-RF0 | 2500 |  | No | Energy Storage | Vendor De-listing | 0 |  | De-Listing & Stock Qty Unavailable |  | Not Applicable
480-0004 | 480-0004 | JLM, E200-7.8, Energizr 200, fully-assembled self-consumption battery system for grid-tied residential demand shaving, self-supply and TOU rate plans. DC coupled using Fronius Primo, 7.8 kWh LiFePO4 battery with BMS, UL certified battery, Linez monitoring, 20-Year warranty, system lifetime Measurz software/app account. Grid-tied only (not a backup system). does not include the inverter, 9999-E200-LFP-7.8 | 17030 |  | No | Energy Storage | Soligent De-listing | 0 |  | De-Listing & Stock Qty Unavailable |  | Not Applicable
480-0004-KIT | 480-0004-KIT | JLM KIT, Includes 1, JLM, E200-7.8, Energizr 200, fully-assembled self-consumption battery system for grid-tied residential demand shaving, self-supply and TOU rate plans. DC coupled using Fronius Primo, 7.8 kWh LiFePO4 battery with BMS, UL certified battery, Linez monitoring, 20-Year warranty, system lifetime Measurz software/app account. Grid-tied only (not a backup system). 9999-E200-LFP-7.8; PLUS 1 Fronius, Primo 3.8-1 208/240 TL Grid Tied Inverter, 1-Ph, 3.8kW, 208/240VAC, 60Hz, 600VDC, DC Discon, 2 Unfused i/p, 2 MPPT, 10 Yr Warr, Wi-Fi/Ethernet Datamanager, Arc-Fault Protection, 4,210,064,800 | 18340 |  | No | Energy Storage | Vendor De-listing | 0 |  | De-Listing & Stock Qty Unavailable |  | Not Applicable
480-0005 | 480-0005 | JLM, E200-10.4, Energizr 200, fully-assembled self-consumption battery system for grid-tied residential demand shaving, self-supply and TOU rate plans. DC coupled using Fronius Primo, 10.4 kWh LiFePO4 battery with BMS, UL certified battery inverter, Linez monitoring, 20-Year warranty, system lifetime Measurz software/app account. Grid-tied only (not a backup system). Does not include the inverter, 9999-E200-LFP-10.4 | 19505.2 |  | No | Energy Storage | Soligent De-listing | 0 |  | De-Listing & Stock Qty Unavailable |  | Not Applicable
480-0005-KIT | 480-0005-KIT | JLM KIT, Includes 1, E200-10.4, Energizr 200, fully-assembled self-consumption battery system for grid-tied residential demand shaving, self-supply and TOU rate plans. DC coupled using Fronius Primo, 10.4 kWh LiFePO4 battery with BMS, UL certified battery inverter, Linez monitoring, 20-Year warranty, system lifetime Measurz software/app account. Grid-tied only (not a backup system)., 9999-E200-LFP-10.4; PLUS 1 Fronius, Primo 5.0-1 208/240 TL Grid Tied Inverter, 1-Ph, 5.0kW, 208/240VAC, 60Hz, 600VDC, DC Discon, 2 Unfused i/p, 2 MPPT, 10 Yr Warr, Wi-Fi/Ethernet Datamanager, Arc-Fault Protection, 4,210,063,800 | 21005 |  | No | Energy Storage | Vendor De-listing | 0 |  | De-Listing & Stock Qty Unavailable |  | Not Applicable
480-0006 | 480-0006 | JLM, E200-15.6, Energizr 200, fully-assembled self-consumption battery system for grid-tied residential demand shaving, self-supply and TOU rate plans. DC coupled using Fronius Primo, 15.6 kWh LiFePO4 battery with BMS, UL certified battery inverter, Linez monitoring, 20-Year warranty, system lifetime Measurz software/app account. Grid-tied only (not a backup system). Does not include the inverter, 9999-E200-LFP-15.6 | 24455.6 |  | No | Energy Storage | Soligent De-listing | 0 |  | De-Listing & Stock Qty Unavailable |  | Not Applicable
480-0006-KIT | 480-0006-KIT | JLM KIT, Includes 1, E200-15.6, Energizr 200, fully-assembled self-consumption battery system for grid-tied residential demand shaving, self-supply and TOU rate plans. DC coupled using Fronius Primo, 15.6 kWh LiFePO4 battery with BMS, UL certified battery inverter, Linez monitoring, 20-Year warranty, system lifetime Measurz software/app account. Grid-tied only (not a backup system)., 9999-E200-LFP-15.6; PLUS 1 Fronius, Primo 7.6-1 208/240 TL Grid Tied Inverter, 1-Ph, 7.6kW, 208/240VAC, 60Hz, 600VDC, DC Discon, 2 Unfused i/p, 2 MPPT, 10 Yr Warr, Wi-Fi/Ethernet Datamanager, Arc-Fault Protection, 4,210,061,800 | 26336 |  | No | Energy Storage | Vendor De-listing | 0 |  | De-Listing & Stock Qty Unavailable |  | Not Applicable
480-0007 | 480-0007 | JLM, E200-20.8, Energizr 200, fully-assembled self-consumption battery system for grid-tied residential demand shaving, self-supply and TOU rate plans. DC coupled using Fronius Primo, 20.8 kWh LiFePO4 battery with BMS, UL certified battery inverter, Linez monitoring, 20-Year warranty, system lifetime Measurz software/app account. Grid-tied only (not a backup system). Does not include the inverter, 9999-E200-LFP-20.8 | 30706 |  | No | Energy Storage | Soligent De-listing | 0 |  | De-Listing & Stock Qty Unavailable |  | Not Applicable
480-0008 | 480-0008 | JLM, Phazr-8, self-consumption MicroStorage battery system for grid-tied residential and commercial demand shaving, self-supply and TOU rate plans. Installed on PV racking, one per 60-cell PV module, DC coupled using Enphase IQ or M250 microinverter. 650 Wh LiFePO4 battery with BMS, MC-4 In/Out, Use with Phazr Network Bundle (one per project), UL certified battery, 20-Year warranty, lifetime Measurz software/app account, 9999-Phazr-8 | 1800 |  | No | Energy Storage | Soligent De-listing | 0 |  | De-Listing & Stock Qty Unavailable |  | Not Applicable
480-0009 | 480-0009 | JLM, Phazr-10, self-consumption MicroStorage battery system for grid-tied residential and commercial demand shaving, self-supply and TOU rate plans. Installed on PV racking, one per 72-cell PV module, DC coupled using Enphase IQ or M250 microinverter. 810 Wh LiFePO4 battery with BMS, MC-4 In/Out, Use with Phazr Network Bundle (one per project), UL certified battery, 20-Year warranty, lifetime Measurz software/app account, 9999-Phazr-10 | 1800 |  | No | Energy Storage | Soligent De-listing | 0 |  | De-Listing & Stock Qty Unavailable |  | Not Applicable
480-0010 | 480-0010 | JLM, Custom Quote | 0 |  | No | Energy Storage | Soligent De-listing | 0 |  | Not Applicable |  | Not Applicable
480-0011 | 480-0011 | SimpliPhi, Phi 3.5, Battery, 3.5kWh, LFP (Lithium Iron Phosphate), 48 volt, with 80A disco and BMS, UL-1642, 3.5-48-60 | 4250 |  | No | Energy Storage | Vendor De-listing | 0 |  | De-Listing & Stock Qty Unavailable |  | Not Applicable
480-0012 | 480-0012 | Enphase, AC Battery, 1.2kW, Lithium Iron Phosphate, 240VAC, Requires IQ-Envoy & CT's, IQ6PLUS-B1200-LL-I-US00-RV1 | 2500 |  | No | Energy Storage | Vendor De-listing | 0 |  | De-Listing & Stock Qty Unavailable |  | Not Applicable
480-0013 | 480-0013 | SimpliPhi, Phi 3.5, Battery, 3.5kWh, LFP (Lithium Iron Phosphate), 24 volt, with 80A disco and BMS, UL-1642, 3.5-24-60 | 3700 |  | No | Energy Storage | Vendor De-listing | 1887.76 |  | De-Listing & Stock Qty Unavailable |  | Not Applicable
480-0014 | 480-0014 | SimpliPhi, Custom Quote | 0 |  | No | Energy Storage | Soligent De-listing | 0 |  | Not Applicable |  | Not Applicable
480-0014 : 480-0014_S | 480-0014_S | SimpliPhi, Custom Quote | 0 |  | No | Energy Storage | Soligent De-listing | 0 |  | Not Applicable |  | Not Applicable
480-0015 | 480-0015 | Panasonic, 3.38kWh name plate, Li-ion Battery Module, used with Pika System, DCB-105 | 2635 |  | No | Energy Storage | Vendor De-listing | 0 |  | De-Listing & Stock Qty Unavailable |  | Not Applicable
480-0016 | 480-0016 | SimpliPhi,Phi 3.8, Battery, 3.8kWh, LFP (Lithium Iron Phosphate), 48 volt, with 80A discoand BMS, UL-1973, ABS Case, PHI-3.8-48-60 | 2418.81 | 3800 | No | Energy Storage | Vendor De-listing | 2150.06 |  | De-Listing & Stock Qty Unavailable |  | Not Applicable
480-0016 : 480-0016_S | 480-0016_S | SimpliPhi,Phi 3.8, Battery, 3.8kWh, LFP (Lithium Iron Phosphate), 48 volt, with 80A discoand BMS, UL-1973, ABS Case, PHI-3.8-48-60 | 2418.81 | 3800 | No | Energy Storage | Vendor De-listing | 2150.06 |  | De-Listing & Stock Qty Unavailable |  | Not Applicable
480-0017 | 480-0017 | SimpliPhi,Phi 3.8, Battery, 3.8kWh, LFP (Lithium Iron Phosphate), 24 volt, with 80A disco and BMS, UL-1973, ABS Case, 45ADischarge Rate, PHI-3.8-24-60 | 2346.25 | 3800 | No | Energy Storage | Soligent De-listing | 2040.22 |  | De-Listing & Stock Qty Unavailable |  | Not Applicable
480-0018 | 480-0018 | sonnen, 2.5kWh Battery for use with ECO products, ECOBATT | 2053.9 | 2500 | No | Energy Storage | Vendor De-listing | 1786 |  | De-Listing & Stock Qty Unavailable |  | Not Applicable
480-0018 : 480-0018_S | 480-0018_S | sonnen, 2.5kWh Battery for use with ECO products, ECOBATT | 2053.9 | 2500 | No | Energy Storage | Soligent De-listing | 1786 |  | De-Listing & Stock Qty Unavailable |  | Not Applicable
480-0019 | 480-0019 | sonnen, 2.0kWh Battery for use with ECO-LINX Gen1.5 products, ECONDBATT | 2539 | 2000 | No | Energy Storage | Shippable | 2207.83 |  | Shippable but Stock Qty Unavailable |  | Not Applicable
480-0019 : 480-0019_S | 480-0019_S | sonnen, 2.0kWh Battery for use with ECO-LINX Gen1.5 products, ECONDBATT | 2539 | 2000 | No | Energy Storage | Soligent De-listing | 2207.83 |  | De-Listing & Stock Qty Unavailable |  | Not Applicable
480-0020 | 480-0020 | SMA, BYD Battery-Box-H10, 10.24kWh LFP (Lithium Iron Phosphate) with BCU, (Battery Control Unit), STOR-102-BY-US-10 | 7575 | 10240 | No | Energy Storage | Vendor De-listing | 6516.13 |  | De-Listing & Stock Qty Unavailable |  | Not Applicable
480-0020 : 480-0020_S | 480-0020_S | SMA, BYD Battery-Box-H10, 10.24kWh LFP (Lithium Iron Phosphate) with BCU, (Battery Control Unit), STOR-102-BY-US-10 | 7575 | 10240 | No | Energy Storage | Soligent De-listing | 6516.13 |  | De-Listing & Stock Qty Unavailable |  | Not Applicable
480-0021 | 480-0021 | Panasonic EverVolt, Lithium Ion Battery 2.85 kWh, BJ-DCB105ZKT | 1547.06 | 2850 | No | Energy Storage | Shippable | 1461.11 |  | Shippable but Stock Qty Unavailable | USSB100-0068 | Already Listed
480-0021 : 480-0021_S | 480-0021_S | Panasonic EverVolt, Lithium Ion Battery 2.85 kWh, BJ-DCB105ZKT | 1547.06 | 2850 | No | Energy Storage | Soligent De-listing | 1461.11 |  | De-Listing & Stock Qty Unavailable |  | Not Applicable
480-0022 | 480-0022 | sonnen, 2.0kWh Battery for use with eco-Linx Gen 1 products, ECOLXBATT | 2850.3 | 2000 | No | Energy Storage | Shippable | 2478.52 |  | Shippable but Stock Qty Unavailable | USSB100-0062 | Already Listed
480-0022 : 480-0022_S | 480-0022_S | sonnen, 2.0kWh Battery for use with eco-Linx Gen 1 products, ECOLXBATT | 2850.3 | 2000 | No | Energy Storage | Soligent De-listing | 2478.52 |  | De-Listing & Stock Qty Unavailable |  | Not Applicable
480-0023 | 480-0023 | sonnen, Custom Quote, Enter Quote Number and Custom Price | 0 |  | No | Energy Storage | Shippable | 0 |  | Shippable but Price & Stock Qty Unavailable |  | Not Applicable
480-0024 | 480-0024 | Panasonic, Custom Quote, Enter Quote Number and Custom Price |  |  | No | Energy Storage | Soligent De-listing | 0 |  | Not Applicable |  | Not Applicable
480-0025 | 480-0025 | SimpliPhi, AmpliPHI 3.8, Communications Based 3.8kWh LFP Battery, (Lithium Iron Phosphate), 48 volt, with 100A DC Breaker-On/Off Switch and BMS, UL-1642, CE, AmpliPHI-3.8-48 | 2747.5 |  | No | Energy Storage | Shippable | 2555.81 |  | Shippable but Stock Qty Unavailable | USSS100-0078 | Already Listed
480-0025 : 480-0025_S | 480-0025_S | SimpliPhi, AmpliPHI 3.8, Communications Based 3.8kWh LFP Battery, (Lithium Iron Phosphate), 48 volt, with 100A DC Breaker-On/Off Switch and BMS, UL-1642, CE, AmpliPHI-3.8-48 | 2906.25 |  | No | Energy Storage | Soligent De-listing | 2703.49 |  | De-Listing & Stock Qty Unavailable |  | Not Applicable
480-0026 | 480-0026 | Discover Energy, Custom Quote, Enter Quote Number and Custom Price |  |  | No | Energy Storage | Shippable | 0 |  | Shippable but Stock Qty Unavailable |  | Not Applicable
480-0027 | 480-0027 | Discover Energy, AES 48V/7.39kWh LiFePO4 (Lithium Iron Phosphate) Battery, with BMS, Xanbus Closed Loop Communication, UL1973, 42-48-6650 | 6298.75 | 6650 | No | Energy Storage | Shippable | 5791.95 |  | Shippable but Stock Qty Unavailable | USSB100-0067 | Already Listed
480-0027 : 480-0027_S | 480-0027_S | Discover Energy, AES 48V/7.39kWh LiFePO4 (Lithium Iron Phosphate) Battery, with BMS, Xanbus Closed Loop Communication, UL1973, 42-48-6650 | 6298.75 | 6650 | No | Energy Storage | Soligent De-listing | 5791.95 |  | De-Listing & Stock Qty Unavailable |  | Not Applicable
480-0028 | 480-0028 | Discover Energy, AES 24V/2.8kWh LiFePO4 (Lithium Iron Phosphate) Battery, with BMS, Xanbus Closed Loop Communication, UL1973, 44-24-2800 | 2812.5 |  | No | Energy Storage | Shippable | 2586.21 |  | Shippable but Stock Qty Unavailable |  | Not Applicable
480-0028 : 480-0028_S | 480-0028_S | Discover Energy, AES 24V/2.8kWh LiFePO4 (Lithium Iron Phosphate) Battery, with BMS, Xanbus Closed Loop Communication, UL1973, 44-24-2800 | 2746.25 |  | No | Energy Storage | Soligent De-listing | 2525.29 |  | De-Listing & Stock Qty Unavailable |  | Not Applicable
480-0106 | 480-0106 | SimpliPhi, Battery Enclosure, for up to 6 Phi 3.5-3.8 LFP batteries, with Shelves w/o Buss Bars, E-E-WB | 3100 |  | No | Electrical BOS | Soligent De-listing | 0 |  | De-Listing & Stock Qty Unavailable |  | Not Applicable
480-0121 | 480-0121 | Trojan, Trillium Sealed LFP (Lithium Iron Phosphate) Battery, 12V, 92.5Ah @ 20Hr, Group 24, M8 Treaded Hole Terminal, with BMS, TR 12.8-92 Li-ion | 913.56 |  | No | Energy Storage | Soligent De-listing | 784.82 |  | De-Listing & Stock Qty Unavailable |  | Not Applicable
480-0121 : 480-0121_S | 480-0121_S | Trojan, Trillium Sealed LFP (Lithium Iron Phosphate) Battery, 12V, 92.5Ah @ 20Hr, Group 24, M8 Treaded Hole Terminal, with BMS, TR 12.8-92 Li-ion | 905 |  | No | Energy Storage | Soligent De-listing | 778.49 |  | De-Listing & Stock Qty Unavailable |  | Not Applicable
480-0122 | 480-0122 | Trojan, Trillium Sealed LFP (Lithium Iron Phosphate) Battery, 12V, 111Ah @ 20Hr, Group 27, 5/16” Stud/1/4” Threaded Hole Terminal, with BMS, TR 12.8-110 Li-ion | 1085.17 |  | No | Energy Storage | Soligent De-listing | 932.25 |  | De-Listing & Stock Qty Unavailable |  | Not Applicable
480-0122 : 480-0122_S | 480-0122_S | Trojan, Trillium Sealed LFP (Lithium Iron Phosphate) Battery, 12V, 111Ah @ 20Hr, Group 27, 5/16” Stud/1/4” Threaded Hole Terminal, with BMS, TR 12.8-110 Li-ion | 1075 |  | No | Energy Storage | Soligent De-listing | 924.73 |  | De-Listing & Stock Qty Unavailable |  | Not Applicable
480-0123 | 480-0123 | Enphase, Encharge 3.36kWh LFP Battery, with 4 integrated IQ8X-BATT inverters, NEMA 3R, ENCHARGE-3-1P-NA | 1851.85 | 3360 | No | Energy Storage | Vendor De-listing | 1764.71 |  | De-Listing & Stock Qty Unavailable | USMI100-0001 | Already Listed
480-0123 : 480-0123 : 480-0123_S | 480-0123 : 480-0123_S | Enphase, Encharge 3.36kWh LFP Battery, with 4 integrated IQ8X-BATT inverters, NEMA 3R, ENCHARGE-3-1P-NA | 2387.65 |  | No | Energy Storage | Soligent De-listing | 2275.29 |  | De-Listing & Stock Qty Unavailable |  | Not Applicable
480-0124 | 480-0124 | Enphase, Encharge 10.5kWh LFP Battery, with 12 integrated IQ8X-BATT inverters, NEMA 3R, ENCHARGE-10-1P-NA | 5555.56 | 10500 | No | Energy Storage | Vendor De-listing | 4899.29 |  | De-Listing & Stock Qty Unavailable | USSS100-0049 | Already Listed
480-0124 : 480-0124 : 480-0124 : 480-0124_S | 480-0124 : 480-0124 : 480-0124_S | Enphase, Encharge 10.5kWh LFP Battery, with 12 integrated IQ8X-BATT inverters, NEMA 3R, ENCHARGE-10-1P-NA | 7160.49 |  | No | Energy Storage | Soligent De-listing | 6823.53 |  | De-Listing & Stock Qty Unavailable |  | Not Applicable
480-0125 : 480-0125_S | 480-0125_S | Generac, PWRcell Battery Module, 3.38kWh Name Plate, 2.85kWh Useable, A0000391219 | 1644.24 | 3380 | No | Energy Storage | Soligent De-listing | 1511.18 |  | De-Listing & Stock Qty Unavailable |  | Not Applicable
480-0126**DO NOT USE | 480-0126**DO NOT USE | SimpliPhi, Phi 3.8, Battery, 3.8kWh, LFP (Lithium Iron Phosphate), 48 volt, with 80A disco and BMS, UL-1973, PHI-3.8-48-60**California Drop Ship Only** | 3880 |  | No | Energy Storage | Soligent De-listing | 0 |  | De-Listing & Stock Qty Unavailable |  | Not Applicable
480-0127 : 480-0127_S | 480-0127_S | Generac, PWRcell Battery Module, 3.0kWh Useable, Extended Temperature Range, 8004 | 1712.5 | 3000 | No | Energy Storage | Vendor De-listing | 1573.92 |  | De-Listing & Stock Qty Unavailable |  | Not Applicable
480-0128 : 480-0128_S | 480-0128_S | SimpliPhi, Phi 3.8, Battery, 3.8kWh, LFP (Lithium Iron Phosphate), 48 volt, with 80A disco and BMS, UL-1973, White Metal Case, PHI-3.8-48-M | 2418.81 | 3800 | No | Energy Storage | Vendor De-listing | 2132.95 |  | De-Listing & Stock Qty Unavailable |  | Not Applicable
480-0129 | 480-0129 | SimpliPhi, Phi 3.8, Battery, 3.8kWh, LFP (Lithium Iron Phosphate), 24 volt, with 80A disco and BMS, UL-1973, White Metal Case, PHI-3.8-24-M | 2375 | 3800 | No | Energy Storage | Shippable | 2375 |  | Shippable but Stock Qty Unavailable |  | Not Applicable
480-0129 : 480-0129_S | 480-0129_S | SimpliPhi, Phi 3.8, Battery, 3.8kWh, LFP (Lithium Iron Phosphate), 24 volt, with 80A disco and BMS, UL-1973, White Metal Case, PHI-3.8-24-M | 2346.25 | 3800 | No | Energy Storage | Soligent De-listing | 2346.25 |  | De-Listing & Stock Qty Unavailable |  | Not Applicable
480-0130 | 480-0130 | SimpliPhi,Phi 3.8, Battery, 3.8kWh, LFP (Lithium Iron Phosphate), 24 volt, with 80A disco and BMS, UL-1973, ABS Case, 75ADischarge Rate, PHI-3.8-24-60 | 2346.25 | 3800 | No | Energy Storage | Vendor De-listing | 2040.22 |  | De-Listing & Stock Qty Unavailable |  | Not Applicable
480-0131 | 480-0131 | SimpliPhi, Phi 1.4, Battery, 1.4kWh, LFP (Lithium Iron Phosphate), 12 volt, with BMS, with SB50 Anderson Connector, PHI-1.4-12-60 | 1093.75 | 1400 | No | Energy Storage | Soligent De-listing | 951.09 |  | De-Listing & Stock Qty Unavailable |  | Not Applicable
480-0131 : 480-0131_S | 480-0131_S | SimpliPhi, Phi 1.4, Battery, 1.4kWh, LFP (Lithium Iron Phosphate), 12 volt, with BMS, with SB50 Anderson Connector, PHI-1.4-12-60 | 1093.75 | 1400 | No | Energy Storage | Soligent De-listing | 951.09 |  | De-Listing & Stock Qty Unavailable |  | Not Applicable
480-0132 : 480-0132_S | 480-0132_S | Enphase, IQ Battery 3T, 3.36kWh LFP Battery, with 4 integrated IQ8X-BAT Inverters, NEMA 3R, ENCHARGE-3T-1P-NA | 2387.65 | 1280 | No | Energy Storage | Soligent De-listing | 2102.17 |  | De-Listing & Stock Qty Unavailable |  | Not Applicable
480-0133 | 480-0133 | Enphase, IQ Battery 10T, 10.5kWh LFP Battery, with 12 integrated IQ8X-BAT Inverters, NEMA 3R, ENCHARGE-10T-1P-NA | 5555.56 | 10500 | No | Energy Storage | Vendor De-listing | 4891.3 |  | De-Listing & Stock Qty Unavailable | USSS100-0026 | Already Listed
480-0133 : 480-0133_S | 480-0133_S | Enphase, IQ Battery 10T, 10.5kWh LFP Battery, with 12 integrated IQ8X-BAT Inverters, NEMA 3R, ENCHARGE-10T-1P-NA | 7160.49 | 3800 | No | Energy Storage | Soligent De-listing | 6823.53 |  | De-Listing & Stock Qty Unavailable |  | Not Applicable
480-0134 | 480-0134 | Fortress Power, eVault 18.5, 48V Nominal/360Ah, 18.5kWh, LiFePO4 (Lithium Iron Phosphate) Battery, 10 Yr Warranty, Max 12 units in Parallel, UL-1642, eVault 18.5 | 10227.27 | 18500 | No | Energy Storage | Vendor De-listing | 10169.49 |  | De-Listing & Stock Qty Unavailable |  | Not Applicable
480-0134 : 480-0134_S | 480-0134_S | Fortress Power, eVault 18.5, 48V Nominal/360Ah, 18.5kWh, LiFePO4 (Lithium Iron Phosphate) Battery, 10 Yr Warranty, Max 12 units in Parallel, UL-1642, eVault 18.5 | 10113.64 | 18500 | No | Energy Storage | Soligent De-listing | 10470.59 |  | De-Listing & Stock Qty Unavailable |  | Not Applicable
480-0135 : 480-0135_S | 480-0135_S | Fortress Power, eVault Max 18.5, 48V Nominal/360Ah, 18.5kWh, LiFePO4 (Lithium Iron Phosphate) Battery, 10 Yr Warranty, Max 20 units in Parallel, UL-1642, 1973, 9540, eVault Max 18.5 | 11250 | 18500 | No | Energy Storage | Vendor De-listing | 10900 |  | De-Listing & Stock Qty Unavailable |  | Not Applicable
480-0136 : 480-0136_S | 480-0136_S | SolarEdge, Energy Bank Battery, 9.7kWh, NMC (Nickel-Manganese-Cobalt) 5kW Continuous Output, Wall or Floor Mount, (One floor stand is required per Energy Bank), NEMA 3R, UL-9540, 10 Year Warranty, BAT-10K1PS0B-01 | 6790.12 | 9700 | No | Energy Storage | Soligent De-listing | 0 |  | De-Listing & Stock Qty Unavailable |  | Not Applicable
480-0137 | 480-0137 | Fortress Power, eFLEX 5.4, 48V Nominal/105Ah, 5.374kWh, LiFePO4 (Lithium Iron Phosphate) Battery, 10 Yr Warranty, Max 15 units in Parallel, Floor Mount Kit included, UL-1642, UL9540, eFLEX 5.4 | 3518.52 | 5374 | No | Energy Storage | Vendor De-listing | 3137.88 |  | De-Listing & Stock Qty Unavailable | USSS100-0013 | Already Listed
480-0139 | 480-0139 | SimpliPhi, Phi 1.4, Battery, 1.4kWh, LFP (Lithium Iron Phosphate), 12 volt, with BMS, Breaker-On/Off Switch, PHI-1.4-12-T | 1100.63 | 1400 | No | Energy Storage | Shippable | 1011.56 |  | Shippable but Stock Qty Unavailable | USSB100-0090 | Already Listed
480-0140 | 480-0140 | Generac, PWRcell EX Battery Module, 3.0kWh Useable, NMC, 8000 | 1669.69 |  | No | Energy Storage | Vendor De-listing | 1570.89 |  | De-Listing & Stock Qty Unavailable |  | Not Applicable
480-0142 | 480-0142 | Storz Power, 5.12kWh, LFP (Lithium Iron Phosphate) EMP Hardened Battery, 48 Volt Nominal, with BMS, UL-1973, 10317 | 3333.33 | 5120 | No | Energy Storage | Shippable | 2906.98 |  | Shippable but Stock Qty Unavailable |  | Not Applicable
480-0144 | 480-0144 | HomeGrid, 5.12kWh Compact Series Battery LFP Battery Module, C1-LFP051201-A01 | 3072.16 |  | No | Energy Storage | Shippable | 2788.3 |  | Shippable but Stock Qty Unavailable |  | Not Applicable
480-0145 |  | SimpliPhi, 4.98 kWh, LFP Battery (Lithium Iron Phosphate), Wall Mountable, with BMS,100A DC Breaker, IP65 with CANBUS Closed-Looped Comms, 10 Yr. Warranty, IP65, SPHI-B-4.9 | 3644.33 | 4900 | No | Energy Storage | Shippable | 3307.6 |  | Shippable but Stock Qty Unavailable |  | Not Applicable
480-0146 | 480-0146 | Fortress Power, eFLEX 5.4-G2, 48V Nominal/105Ah, 5.37kWh, LiFePO4 (Lithium Iron Phosphate) Battery, 10 Yr Warranty, Max 15 units in Parallel, Wall Mount Kit included, UL-1642, UL9540, eFLEX 5.4 G2 | 2818.18 |  | No | Energy Storage | Shippable | 2802.26 |  | Shippable but Stock Qty Unavailable |  | Not Applicable
480-0148 | 480-0148 | IQ 3 Battery Base kit, add IQ-3 or IQ-10 Cover Kit, B03-A01-US00-1-3 | 2360.49 |  | No | Energy Storage | Shippable | 2303.61 |  | Shippable but Stock Qty Unavailable |  | Not Applicable
480-0149 | 480-0149 | HomeGrid, 4.8kWh Battery Module with Heating Feature, 4000042, HG-FS48100-15OSJ1-H | 2722.94 | 4800 | No | Energy Storage | Shippable | 2471.35 |  | Shippable but Stock Qty Unavailable | USSB100-0103 | Already Listed
480-2000 | 480-2000 | EndurEnergy Systems, 5.12kWh1 100Ah, 48 Vdc Nominal, Battery Pack, can Series up to 16 Batteries, ESP-5100 HL | 2496 | 5120 | No | Energy Storage | Shippable | 2480.5 |  | Shippable but Stock Qty Unavailable |  | Not Applicable
480-2001 | 480-2001 | HomeGrid, Base Unit with High Voltage BMS, HG-MC400-100D1 | 3801.55 |  | No | Energy Storage | Shippable | 3450.29 |  | Shippable but Stock Qty Unavailable |  | Not Applicable
490-0000 | 490-0000 | SolarEdge, SLA for Tesla battery, Service Type 2, basic Battery Service, Service fee is non-refundable, SEBAT-T-SERV-BAS | 300 |  | No | Other | Initiating | 0 |  | Not Applicable as per Item Classification |  | Not Applicable
500-0003 | 500-0003 | Midnite Solar, E-Panel, 125A, 125VDC, White Aluminum for Outback Inverter, MNE125ALT | 274.45 |  | No | Electrical BOS | Vendor De-listing | 0 |  | De-Listing & Stock Qty Unavailable |  | Not Applicable
500-0004 | 500-0004 | Midnite Solar, E-Panel, Lite, 125A, 125VDC, Gray Steel for Xantrex, Inverters, MNE125LT | 660 |  | No | Electrical BOS | Soligent De-listing | 0 |  | De-Listing & Stock Qty Unavailable |  | Not Applicable
500-0005 | 500-0005 | Midnite Solar, E-Panel, 125A, 125VDC, Gray Steel for Outback Inverter, Left, MNE125ST-L | 700 |  | No | Electrical BOS | Soligent De-listing | 0 |  | De-Listing & Stock Qty Unavailable |  | Not Applicable
500-0006 | 500-0006 | Midnite Solar, E-Panel, 175A, 125VDC, White Aluminum for Outback Inverter, MNE175AL-L | 798 |  | No | Electrical BOS | Vendor De-listing | 0 |  | De-Listing & Stock Qty Unavailable |  | Not Applicable
500-0007 | 500-0007 | Midnite Solar, E-Panel, Lite, 175A, 125VDC, Gray Steel for Xantrex, Inverters, MNE175LT | 714 |  | No | Electrical BOS | Vendor De-listing | 0 |  | De-Listing & Stock Qty Unavailable |  | Not Applicable
500-0008 | 500-0008 | Midnite Solar, E-Panel, 175A, 125VDC, Gray Steel for Outback Inverter, MNE175ST-L | 774 |  | No | Electrical BOS | Vendor De-listing | 0 |  | De-Listing & Stock Qty Unavailable |  | Not Applicable
500-0009 | 500-0009 | Midnite Solar, E-Panel, 175A, 125VDC, Stretched Gray Steel for Outback Inverter, MNE175STS-L | 852 |  | No | Electrical BOS | Soligent De-listing | 0 |  | De-Listing & Stock Qty Unavailable |  | Not Applicable
500-0010 | 500-0010 | Midnite Solar, E-Panel, 250A, 125VDC, White Aluminum for Outback Inverter, MNE250AL-L | 798 |  | No | Electrical BOS | Soligent De-listing | 0 |  | De-Listing & Stock Qty Unavailable |  | Not Applicable
500-0011 | 500-0011 | Midnite Solar, E-Panel, Lite, 250A, 125VDC, Gray Steel for Xantrex, Inverters, MNE250LT | 714 |  | No | Electrical BOS | Soligent De-listing | 0 |  | De-Listing & Stock Qty Unavailable |  | Not Applicable
500-0012 | 500-0012 | Midnite Solar, E-Panel, 250A, 125VDC, Gray Steel for Outback Inverter, MNE250ST-L | 756 |  | No | Electrical BOS | Vendor De-listing | 0 |  | De-Listing & Stock Qty Unavailable |  | Not Applicable
500-0015 | 500-0015 | OutBack, Fan Kit, 12VDC, DC12-FAN | 47.62 |  | No | Electrical BOS | Soligent De-listing | 0 |  | De-Listing & Stock Qty Unavailable |  | Not Applicable
500-0019 | 500-0019 | Outback, FlexWare 500 AC Disconnect Box with Ground Bar & DIN Rail, 1 to 2 Inverters, FW500-AC | 350 |  | No | Inverters | Soligent De-listing | 318.18 |  | De-Listing & Stock Qty Unavailable |  | Not Applicable
500-0020 | 500-0020 | Outback, FlexWare 500 DC Enclosure with Ground & Pos Bus, 500A DC Shunt, FW-BBUS, for 1 to 2 Inverters, FW500-DC | 430.56 |  | No | Inverters | Shippable | 364.71 |  | Shippable but Stock Qty Unavailable | USBE100-0030 | Already Listed
500-0025 | 500-0025 | Outback, FlexWare Charge Control Top Bracket for FW-500, FW1000, for 2 MX60's, FM60 or FM80 (Not compatible with FM100-300VDC charge controller), FW-CCB2-T | 76 |  | No | Inverters | Soligent De-listing | 0 |  | De-Listing & Stock Qty Unavailable | USCC100-0076 | Already Listed
500-0026 | 500-0026 | Outback, FlexWare Input/Output/Bypass, 60A, 120VAC for Dual Inverter, FW-IOBD-120VAC | 282 |  | No | Inverters | Soligent De-listing | 0 |  | De-Listing & Stock Qty Unavailable |  | Not Applicable
500-0027 | 500-0027 | Outback, FlexWare Input/Output/Bypass, 60A, 120/240VAC for Dual Inverter, FW-IOBD-120/240VAC | 436.11 |  | No | Inverters | Soligent De-listing | 369.41 |  | De-Listing & Stock Qty Unavailable |  | Not Applicable
500-0029 | 500-0029 | Outback, FlexWare Input/Output/Bypass, 60A, 120/240VAC for Quad Inverter, FW-IOBQ-120/240VAC | 723.61 |  | No | Inverters | Shippable | 612.94 |  | Shippable but Stock Qty Unavailable |  | Not Applicable
500-0030 | 500-0030 | Outback, FlexWare Input/Output/Bypass, 60A, 120VAC for FW250 Only, FW-IOBS-120VAC | 180.56 |  | No | Inverters | Shippable | 152.94 |  | Shippable but Stock Qty Unavailable | USSE100-0151 | Already Listed
500-0031 | 500-0031 | Outback, FlexWare ROW Input/Output/Bypass Kit, Single Phase, 230VAC, FW-IOBS-230VAC | 159.5 |  | No | Inverters | Soligent De-listing | 0 |  | De-Listing & Stock Qty Unavailable |  | Not Applicable
500-0032 | 500-0032 | Outback, FlexWare Input/Output/Bypass, 60A, 120/208VAC for Triple Inverter, FW-IOBT-120/208VAC | 599.5 |  | No | Inverters | Soligent De-listing | 344.54 |  | De-Listing & Stock Qty Unavailable |  | Not Applicable
500-0033 | 500-0033 | Outback, FlexWare Mounting Plate for 2 Inverters, FW-MP | 238.89 |  | No | Inverters | Shippable | 202.35 |  | Shippable but Stock Qty Unavailable | USMS100-0247 | Already Listed
500-0038 | 500-0038 | Outback, Power System Rack, Spill Contain Tray, PSR-SCT | 35.93 |  | No | Inverters | Soligent De-listing | 30.98 |  | De-Listing & Stock Qty Unavailable |  | Not Applicable
500-0041 | 500-0041 | Outback, Busbar, 180A, Blue, TBB-BLUE | 30.99 |  | No | Electrical BOS | Soligent De-listing | 0 |  | De-Listing & Stock Qty Unavailable |  | Not Applicable
500-0044 | 500-0044 | Outback, Busbar, 180A, White, Long, TBB-WHITE | 23.61 |  | No | Inverters | Shippable | 21.79 |  | Shippable but Stock Qty Unavailable | USSE100-0148 | Already Listed
500-0046 | 500-0046 | Midnite Solar, E-Panel, 250A, 125VDC, Stretched Gray Steel for Outback Inverter, MNE250STS | 823.9 |  | No | Inverters | Soligent De-listing | 514.94 |  | De-Listing & Stock Qty Unavailable |  | Not Applicable
500-0047 | 500-0047 | Midnite Solar, E-Panel, 175A, 120/240VAC, White Steel for Magnum Inverter, MNE175STM-240 | 742.5 |  | No | Inverters | Shippable | 695.51 |  | Shippable but Stock Qty Unavailable |  | Not Applicable
500-0048 | 500-0048 | Midnite Solar, E-Panel, 250A, 120/240VAC, White Steel for Magnum Inverter, MNE250STM-240 | 825 |  | No | Electrical BOS | Soligent De-listing | 515.63 |  | De-Listing & Stock Qty Unavailable |  | Not Applicable
500-0049 | 500-0049 | Midnite Solar, E-Panel, 250A, 125VDC, Grey Steel for Xantrex, XW Inverter, MNE250XW | 1551 |  | No | Electrical BOS | Vendor De-listing | 0 |  | De-Listing & Stock Qty Unavailable |  | Not Applicable
500-0050 | 500-0050 | Midnite Solar, E-Panel, 175A, 125VDC, Stretched Gray Steel for Magnum Inverter, MNE175STM-L | 345.1 |  | No | Electrical BOS | Soligent De-listing | 0 |  | De-Listing & Stock Qty Unavailable |  | Not Applicable
500-0051 | 500-0051 | Midnite Solar, E-Panel, Grey steel with 250A breaker for MS4024-MS2812, MNE250STM | 661.49 |  | No | Inverters | Shippable | 617.67 |  | Shippable but Stock Qty Unavailable |  | Not Applicable
500-0052 | 500-0052 | Midnite Solar, E-Panel, White Aluminum with 250A breaker for MS4024-MS2812 MNE250ALM-L | 908 |  | No | Electrical BOS | Soligent De-listing | 0 |  | De-Listing & Stock Qty Unavailable |  | Not Applicable
500-0053 | 500-0053 | Midnite Solar, E-Panel, Gray Steel Right Hand Hinge Door with LH Chg Cntrl for wide Chassis | 110 |  | No | Electrical BOS | Soligent De-listing | 0 |  | De-Listing & Stock Qty Unavailable |  | Not Applicable
500-0054 | 500-0054 | Outback, FlexWare Quad ROW Inverter Input/Output/Bypass Kit, Single Phase, 230VAC, FW-IOBQ-230VAC | 1006.99 |  | No | Electrical BOS | Soligent De-listing | 0 |  | De-Listing & Stock Qty Unavailable |  | Not Applicable
500-0056 | 500-0056 | Outback, FlexWare ROW Input/Output/Bypass, 30A, 230/400VAC for Triple Inverter, FW-IOBT-230/400VAC | 400 |  | No | Inverters | Soligent De-listing | 0 |  | De-Listing & Stock Qty Unavailable |  | Not Applicable
500-0057 | 500-0057 | Outback, FlexWare MATE Mounting Bracket with screws and bushings, FW-MB1 | 65.99 |  | No | Electrical BOS | Soligent De-listing | 0 |  | De-Listing & Stock Qty Unavailable |  | Not Applicable
500-0058 | 500-0058 | Outback, Reversible Combiner Busbar for 8 150VDC breakers or 6 600VDC fuse holders, FW-CBUS-8 | 41.99 |  | No | Electrical BOS | Soligent De-listing | 0 |  | De-Listing & Stock Qty Unavailable |  | Not Applicable
500-0059 | 500-0059 | Outback, Reversible Combiner Busbar for 12 150VDC breakers or 8 600VDC fuse holders, FW-CBUS-12 | 56.94 |  | No | Inverters | Shippable | 48.24 |  | Shippable but Stock Qty Unavailable | USSE100-0140 | Already Listed
500-0060 | 500-0060 | Midnite Solar, E-Panel, 125A, 125VDC, White Aluminum for Outback Inverter, MNE125AL-L | 756 |  | No | Electrical BOS | Soligent De-listing | 0 |  | De-Listing & Stock Qty Unavailable |  | Not Applicable
500-0061 | 500-0061 | Midnite Solar, E-Panel, 175A, 125VDC, Stretched Aluminum for Outback Inverter with FM, MNE175AL-PLUS | 720.95 |  | No | Inverters | Shippable | 673.19 |  | Shippable but Stock Qty Unavailable | USSSP110-1049 | Already Listed
500-0062 | 500-0062 | Midnite Solar, E-Panel, 250A, 125VDC, Stretched Aluminum for Outback Inverter with FM, MNE250AL-PLUS | 801.9 |  | No | Electrical BOS | Soligent De-listing | 501.19 |  | De-Listing & Stock Qty Unavailable |  | Not Applicable
500-0063 | 500-0063 | Midnite Solar, E-Panel, 175A, 125VDC, White Aluminum for Outback Inverter, MNE175ALT | 788 |  | No | Electrical BOS | Vendor De-listing | 0 |  | De-Listing & Stock Qty Unavailable |  | Not Applicable
500-0064 | 500-0064 | Midnite Solar, E-Panel, 250A, 125VDC, White Aluminum for Outback Inverter, MNE250ALT | 770 |  | No | Electrical BOS | Soligent De-listing | 0 |  | De-Listing & Stock Qty Unavailable |  | Not Applicable
500-0065 | 500-0065 | Midnite Solar, E-Panel, 125A narrow Outback aluminum Left hand UltraLite E-Panel, MNE125ALULite-L | 660 |  | No | Electrical BOS | Soligent De-listing | 0 |  | De-Listing & Stock Qty Unavailable |  | Not Applicable
500-0066 | 500-0066 | Midnite Solar, E-Panel, 175A narrow Outback steel Left hand UltraLite E-Panel, MNE175STULite-L | 660 |  | No | Electrical BOS | Soligent De-listing | 0 |  | De-Listing & Stock Qty Unavailable |  | Not Applicable
500-0067 | 500-0067 | Midnite Solar, E-Panel, 250A wide Magnum steel Left hand UltraLite E-Panel, MNE250STMULite-L | 756 |  | No | Electrical BOS | Soligent De-listing | 0 |  | De-Listing & Stock Qty Unavailable |  | Not Applicable
500-0068 | 500-0068 | Midnite Solar, E-Panel, 16 gauge gray steel plate for 1 or 2 E-Panels wide or narrow, Backplate Accessory | 329 |  | No | Electrical BOS | Soligent De-listing | 0 |  | De-Listing & Stock Qty Unavailable |  | Not Applicable
500-0069 | 500-0069 | Midnite Solar, Ground Fault Circuit Breaker, Panel Mount 2 spaces, 1A + 80A, 150VDC, MNDC-GFP80 | 65.41 |  | No | Electrical BOS | Shippable | 62.86 |  | Shippable but Stock Qty Unavailable |  | Not Applicable
500-0070 | 500-0070 | Midnite Solar, E-Panel, 125A, 125VDC, Steel left hand units for Magnum MM Inverters, MNE125STMM-L | 774 |  | No | Electrical BOS | Soligent De-listing | 0 |  | De-Listing & Stock Qty Unavailable |  | Not Applicable
500-0072 | 500-0072 | Magnum, DC Load Disconnect - Pigtail Adapter for 12VDC Load Disconnect Feature, ME-DCLD | 35.1 |  | No | Inverters | Soligent De-listing | 20.17 |  | De-Listing & Stock Qty Unavailable |  | Not Applicable
500-0073 | 500-0073 | Magnum, Ignition Switch Lockout - Pigtail Adapter for 12V Ignition Switch Lockout Feature, ME-ISW | 28 |  | No | Inverters | Soligent De-listing | 0 |  | De-Listing & Stock Qty Unavailable |  | Not Applicable
500-0074 | 500-0074 | Magnum, Pigtail Adapter - Auto Gen Start + 12V input, ME-PT1 | 28 |  | No | Inverters | Soligent De-listing | 0 |  | De-Listing & Stock Qty Unavailable |  | Not Applicable
500-0075 | 500-0075 | Magnum, Pigtail Adapter - Auto Gen Start Two Contact Remote Control, ME-PT2 | 35.1 |  | No | Inverters | Soligent De-listing | 20.17 |  | De-Listing & Stock Qty Unavailable |  | Not Applicable
500-0076 | 500-0076 | Magnum, Remote Switch Adapter - Pigtail Adapter for Remote Switch, SPST, ME-RSA | 35.1 |  | No | Inverters | Soligent De-listing | 20.17 |  | De-Listing & Stock Qty Unavailable |  | Not Applicable
500-0079 | 500-0079 | Magnum, Remote 3 LED with 25' Cable - use with MM 612 only, MM-R25 | 47.2 |  | No | Inverters | Soligent De-listing | 0 |  | De-Listing & Stock Qty Unavailable |  | Not Applicable
500-0080 | 500-0080 | Magnum, Remote 6 LED with 25' Cable - use with MM 612AE, MM 1212 and MM 1212AE, MM-RC25 | 55.2 |  | No | Inverters | Soligent De-listing | 0 |  | De-Listing & Stock Qty Unavailable |  | Not Applicable
500-0081 | 500-0081 | Square D, Custom Item, Enter Quote Number and Custom Price | 0 |  | No | Electrical BOS | Shippable | 0 |  | Shippable but Price & Stock Qty Unavailable |  | Not Applicable
500-0082 | 500-0082 | Midnite Solar, E-Panel ROW, 250A, 230VAC, 50Hz, Export Stretched Gray Steel for Outback, MNE250STSE-L | 798 |  | No | Electrical BOS | Soligent De-listing | 0 |  | De-Listing & Stock Qty Unavailable |  | Not Applicable
500-0083 | 500-0083 | Midnite Solar, E-Panel, 250A narrow Outback steel Left hand UltraLite E-Panel, MNE250STULite-L | 660 |  | No | Electrical BOS | Soligent De-listing | 0 |  | De-Listing & Stock Qty Unavailable |  | Not Applicable
500-0084 | 500-0084 | SMA, ROW Multicluster Box, 3-Ph for 6 x 230V, 50 Hz, SI5048, includes 2 MC-PB Cards, ROW, MC-BOX-6.3 | 10165 |  | No | Electrical BOS | Soligent De-listing | 0 |  | De-Listing & Stock Qty Unavailable |  | Not Applicable
500-0085 | 500-0085 | Midnite Solar, E-Panel, 175A, 125VDC, Gray Steel for Xantrex, /Samlex/TR Inverter, MNE175DR/TR/SLX-L | 314.84 |  | No | Electrical BOS | Vendor De-listing | 0 |  | De-Listing & Stock Qty Unavailable |  | Not Applicable
500-0086 | 500-0086 | Midnite Solar, E-Panel, 250A, 125VDC, Gray Steel for Xantrex, TR Inverter, MNE250DR/TR-L | 798 |  | No | Electrical BOS | Soligent De-listing | 0 |  | De-Listing & Stock Qty Unavailable |  | Not Applicable
500-0087 | 500-0087 | Midnite Solar, E-Panel, 125A, 12VDC, Stretched Aluminum for Outback Inverter with FM, MNE125AL-PLUS | 757.9 |  | No | Electrical BOS | Soligent De-listing | 473.69 |  | De-Listing & Stock Qty Unavailable |  | Not Applicable
500-0088 | 500-0088 | Outback, Busbar, 180A, Brown, TBB-BROWN | 30.99 |  | No | Electrical BOS | Soligent De-listing | 0 |  | De-Listing & Stock Qty Unavailable |  | Not Applicable
500-0090 | 500-0090 | Midnite Solar, Busbar, four #6 and two 1/0 useable wire slots, insulated, short version, black, MNSBB-B | 14.06 |  | No | Electrical BOS | Shippable | 13.01 |  | Shippable but Stock Qty Unavailable |  | Not Applicable
500-0097 | 500-0097 | Magnum, Mini Magnum, Panel with 175ADC breaker & 60A single pole AC input breaker, 120VAC, MMP175-60S | 832.5 |  | No | Inverters | Soligent De-listing | 478.45 |  | De-Listing & Stock Qty Unavailable |  | Not Applicable
500-0099 | 500-0099 | Magnum, Panel Single Enclosure, LoPower for 1-2 inverters, with 60A single pole AC input breaker, MPSL250-60S | 1138.5 |  | No | Inverters | Vendor De-listing | 654.31 |  | De-Listing & Stock Qty Unavailable |  | Not Applicable
500-0100 | 500-0100 | Magnum, Panel Single Enclosure, HiPower for max 3 inverters, with 30A dual pole AC input breaker, MPSH250-30D | 1961.1 |  | No | Inverters | Soligent De-listing | 0 |  | De-Listing & Stock Qty Unavailable |  | Not Applicable
500-0101 | 500-0101 | Magnum, Panel Dual Enclosure, HiPower for max 4 inverters, with 30A dual pole AC input breaker, 250A Disconnect, MPDH250-30D | 2057.58 |  | No | Inverters | Shippable | 1903.26 |  | Shippable but Stock Qty Unavailable |  | Not Applicable
500-0102 | 500-0102 | Magnum, Panel Extension Box for MPSL/MPSH Right Side, 250ADC breaker, 30A 2-pole AC breaker, Wires, Hood, MPXS250-30D-R | 430.65 |  | No | Inverters | Soligent De-listing | 371.25 |  | De-Listing & Stock Qty Unavailable |  | Not Applicable
500-0103 | 500-0103 | Magnum, Panel Extension Box for MPSL/MPSH Right Side, 250ADC breaker, 60A 1-pole AC breaker, Wires, Hood, MPXS250-60S-R | 445.5 |  | No | Inverters | Vendor De-listing | 278.44 |  | De-Listing & Stock Qty Unavailable |  | Not Applicable
500-0107 | 500-0107 | Magnum, Panel Extension Conduit Box Only, without AC or DC breakers or wiring, MPX-CB | 166.5 |  | No | Inverters | Vendor De-listing | 95.69 |  | De-Listing & Stock Qty Unavailable |  | Not Applicable
500-0108 | 500-0108 | Magnum, Panel Hood Only (included in MMP, MPSL), MP-HOOD | 34.4 |  | No | Inverters | Soligent De-listing | 29.66 |  | De-Listing & Stock Qty Unavailable |  | Not Applicable
500-0109 | 500-0109 | Magnum, Digital LCD Display & Router, required for parallel stacking of the MS-PAE models, ME-RTR | 431.1 |  | No | Inverters | Vendor De-listing | 0 |  | De-Listing & Stock Qty Unavailable |  | Not Applicable
500-0114 | 500-0114 | SMA, Multicluster Box, 3-Ph for 12 x 120V, 60 Hz, SI6048-US-10 and SI4548-US-10, 120/208V, add MC-PB, UL listed off-grid only, MCB-12U | 19753.09 |  | No | Inverters | Shippable | 17777.78 |  | Shippable but Stock Qty Unavailable | USSSP110-1256 | Already Listed
500-0115 | 500-0115 | SMA, ROW Multicluster Box, 3-Ph for 12 x 230V, 50 Hz, SI5048, includes 4 MC-PB Cards, ROW, MC-BOX-12.3 | 18000 |  | No | Electrical BOS | Soligent De-listing | 0 |  | De-Listing & Stock Qty Unavailable |  | Not Applicable
500-0116 | 500-0116 | SMA, Multicluster Communications (Piggy-Back) Card, One for each SI Cluster Master, MC-PB | 176.69 |  | No | Inverters | Shippable | 168.75 |  | Shippable but Stock Qty Unavailable | USSE100-0214 | Already Listed
500-0118 | 500-0118 | Midnite Solar, Nottagutter-2, Wiring Box up to 2 inv, Busbars, Dual 60A bypass, 2-60A single breakers, Nottagutter - 2 | 768.9 |  | No | Electrical BOS | Soligent De-listing | 480.56 |  | De-Listing & Stock Qty Unavailable |  | Not Applicable
500-0119 | 500-0119 | Midnite Solar, Nottagutter-4, Wiring Box up to 4 inv, Busbars, Dual 60A bypass, 4-60A single breakers, Nottagutter - 4 | 768.9 |  | No | Electrical BOS | Soligent De-listing | 480.56 |  | De-Listing & Stock Qty Unavailable |  | Not Applicable
500-0120 | 500-0120 | Midnite Solar, Nottagutter-6, Wiring Box up to 6 inv, Busbars, Dual 60A bypass, 6-60A single breakers, Nottagutter - 6 | 768.9 |  | No | Electrical BOS | Soligent De-listing | 480.56 |  | De-Listing & Stock Qty Unavailable |  | Not Applicable
500-0121 | 500-0121 | Midnite Solar, Nottagutter-8, Wiring Box up to 8 inv, Busbars, Dual 60A bypass, 8-60A single breakers, NOTTAGUTTER | 861.3 |  | No | Electrical BOS | Vendor De-listing | 538.31 |  | De-Listing & Stock Qty Unavailable |  | Not Applicable
500-0122 | 500-0122 | Outback, Custom Quote, Enter Quote Number and Custom Price | 0 |  | No | Inverters | Shippable | 0 |  | Shippable but Price & Stock Qty Unavailable |  | Not Applicable
500-0123 | 500-0123 | Midnite Solar, Busbar, seven #6 and two 1/0 useable wire slots, includes mounting screws, MNGBB-Busbar | 17 |  | No | Electrical BOS | Soligent De-listing | 0 |  | De-Listing & Stock Qty Unavailable |  | Not Applicable
500-0124 | 500-0124 | Chem Link, Custom Quote, Enter Quote Number and Custom Price | 0 |  | No | Electrical BOS | Shippable | 0 |  | Shippable but Price & Stock Qty Unavailable |  | Not Applicable
500-0127 | 500-0127 | Outback, FlexMax 80 Display Unit Non-Functional, FM80-DISPLAY | 353.99 |  | No | Electrical BOS | Soligent De-listing | 0 |  | De-Listing & Stock Qty Unavailable |  | Not Applicable
500-0128 | 500-0128 | SimpliPhi, Battery Bus Bars, for 2 Batteries, 1 Pair, Red/Black, BB-2 | 151.35 |  | No | Energy Storage | Shippable | 140 |  | Shippable but Stock Qty Unavailable |  | Not Applicable
500-0130 | 500-0130 | Outback, PSR Rack Rainproof Kit ~ | 181.93 |  | No | Electrical BOS | Soligent De-listing | 0 |  | De-Listing & Stock Qty Unavailable |  | Not Applicable
500-0132 | 500-0132 | Outback, FLEXware Gen-Start Relay, 16 Amp Maximum, 30VDC/250VAC, with DIN Mount Base, OBR-16-DIN | 93.99 |  | No | Inverters | Soligent De-listing | 0 |  | De-Listing & Stock Qty Unavailable |  | Not Applicable
500-0134 | 500-0134 | Bogart Engineering, Shunt 100A, 100mV MKA-100-100 | 33 |  | No | Electrical BOS | Soligent De-listing | 0 |  | De-Listing & Stock Qty Unavailable |  | Not Applicable
500-0135 | 500-0135 | Bogart Engineering, Shunt 500-50 with bar mount holes, D118 | 19.18 |  | No | Electrical BOS | Soligent De-listing | 0 |  | De-Listing & Stock Qty Unavailable |  | Not Applicable
500-0136 | 500-0136 | Bogart Engineering, Shunt 500A, 100mV Type WB (long), WB-500-100 | 23 |  | No | Electrical BOS | Vendor De-listing | 0 |  | De-Listing & Stock Qty Unavailable |  | Not Applicable
500-0139 | 500-0139 | Xantrex, Connection Kit for use with PRXT854201500 | 3.63 |  | No | Inverters | Soligent De-listing | 0 |  | De-Listing & Stock Qty Unavailable |  | Not Applicable
500-0140 | 500-0140 | Outback, FM100 GFDI Fuse Replacement Kit, 10mmx38mm, 0.75A, compatible with both FM100 models, SPARE-045 | 104.5 |  | No | Inverters | Soligent De-listing | 60.06 |  | De-Listing & Stock Qty Unavailable |  | Not Applicable
500-0141 | 500-0141 | Midnite Solar, Big breaker bus 8 stud for multiple battery strings | 136 |  | No | Electrical BOS | Soligent De-listing | 0 |  | De-Listing & Stock Qty Unavailable |  | Not Applicable
500-0142 | 500-0142 | Outback, Bracket for PS2DC enclosre Hold 2 MX60's | 63 |  | No | Electrical BOS | Soligent De-listing | 0 |  | De-Listing & Stock Qty Unavailable |  | Not Applicable
500-0146 | 500-0146 | Outback, Radian GS Input/Output/Bypass Kit, 50A, 120/240VAC Split Phase, GS-IOB-120/240VAC | 471.99 |  | No | Electrical BOS | Soligent De-listing | 0 |  | De-Listing & Stock Qty Unavailable |  | Not Applicable
500-0147 | 500-0147 | Outback, Radian DC Shunt Bus for GS Load Center, GS-SBUS | 22.22 |  | No | Inverters | Shippable | 18.82 |  | Shippable but Stock Qty Unavailable | USSE100-0135 | Already Listed
500-0148 | 500-0148 | Outback, Busbar, Breaker Bus, 1000A for DC Breakers, FW1000DCBUS, 304-0037-01-00 | 14.13 |  | No | Electrical BOS | Soligent De-listing | 0 |  | De-Listing & Stock Qty Unavailable |  | Not Applicable
500-0149 | 500-0149 | Magnum, Panel Extension Box for MPSL/MPSH Left Side, 250ADC breaker, 30A 2-pole AC breaker, Wires, Hood, MPXS250-30D-L | 345.96 |  | No | Inverters | Shippable | 298.24 |  | Shippable but Stock Qty Unavailable |  | Not Applicable
500-0150 | 500-0150 | SMA, Bluetooth Communication Piggyback Plus Card with External Antenna, BTPB-EXTANT-NR/US | 302 |  | No | Inverters | Soligent De-listing | 0 |  | De-Listing & Stock Qty Unavailable |  | Not Applicable
500-0151 | 500-0151 | Magnum, Panel Extension Box for MPDH Right Side, 250ADC breaker, 30A 2-pole AC breaker, Wires, Hood, MPXD250-30D-R | 479.7 |  | No | Inverters | Soligent De-listing | 275.69 |  | De-Listing & Stock Qty Unavailable |  | Not Applicable
500-0152 | 500-0152 | Magnum, Panel Extension Box for MPDH Left Side, 250ADC breaker, 30A 2-pole AC breaker, Wires, Hood, MPXD250-30D-L | 474.3 |  | No | Inverters | Soligent De-listing | 272.59 |  | De-Listing & Stock Qty Unavailable |  | Not Applicable
500-0155 | 500-0155 | Midnite Solar, E-Panel, 125A, 125VDC, Gray Steel for Outback Inverter, Right, MNE125ST-R | 700 |  | No | Electrical BOS | Soligent De-listing | 0 |  | De-Listing & Stock Qty Unavailable |  | Not Applicable
500-0156 | 500-0156 | Midnite Solar, E-Panel, 125A, 125VDC, Stretched Gray Steel for Outback Inverter, Left, MNE125STS-L | 307.45 |  | No | Electrical BOS | Soligent De-listing | 0 |  | De-Listing & Stock Qty Unavailable |  | Not Applicable
500-0157 | 500-0157 | Midnite Solar, E-Panel, 125A, 125VDC, Stretched Gray Steel for Outback Inverter, Right, MNE125STS-R | 307.45 |  | No | Electrical BOS | Soligent De-listing | 0 |  | De-Listing & Stock Qty Unavailable |  | Not Applicable
500-0158 | 500-0158 | Midnite Solar, E-Panel, 250A, 125VDC, Stretched Gray Steel for Outback Inverter, Right, MNE250STS-R | 852 |  | No | Electrical BOS | Soligent De-listing | 0 |  | De-Listing & Stock Qty Unavailable |  | Not Applicable
500-0162 | 500-0162 | Midnite Solar, Busbar Insulator Cover, Long version, black, Box of 12, MN1/0LBBC-BLK | 41 |  | No | Electrical BOS | Soligent De-listing | 0 |  | De-Listing & Stock Qty Unavailable |  | Not Applicable
500-0163 | 500-0163 | Midnite Solar, Busbar Insulator Cover, Short version, black, Box of 12, MN1/0SBBC-BLK | 2.75 |  | No | Electrical BOS | Soligent De-listing | 1.72 |  | De-Listing & Stock Qty Unavailable |  | Not Applicable
500-0164 | 500-0164 | Midnite Solar, Busbar Insulator Cover, Long version, white, Box of 12, MN1/0LBBC-W | 2.75 |  | No | Electrical BOS | Soligent De-listing | 1.72 |  | De-Listing & Stock Qty Unavailable |  | Not Applicable
500-0165 | 500-0165 | Midnite Solar, Busbar Insulator Cover, Short version, white, Box of 12, MN1/0SBBC-W | 2.75 |  | No | Electrical BOS | Soligent De-listing | 1.72 |  | De-Listing & Stock Qty Unavailable |  | Not Applicable
500-0166 | 500-0166 | Midnite Solar, Busbar Insulator Cover, Long version, green, Box of 12, MN1/0LBBC-G | 41 |  | No | Electrical BOS | Soligent De-listing | 0 |  | De-Listing & Stock Qty Unavailable |  | Not Applicable
500-0167 | 500-0167 | Midnite Solar, Busbar Insulator Cover, Short version, green, Box of 12, MN1/0SBBC-G | 16.49 |  | No | Electrical BOS | Soligent De-listing | 0 |  | De-Listing & Stock Qty Unavailable |  | Not Applicable
500-0168 | 500-0168 | Midnite Solar, Busbar Insulator Cover, Long version, red, Box of 12, MN1/0LBBC-R | 2.75 |  | No | Electrical BOS | Soligent De-listing | 1.72 |  | De-Listing & Stock Qty Unavailable |  | Not Applicable
500-0169 | 500-0169 | Midnite Solar, Busbar Insulator Cover, Short version, red, Box of 12 MN1/0SBBC-R | 41 |  | No | Electrical BOS | Soligent De-listing | 0 |  | De-Listing & Stock Qty Unavailable |  | Not Applicable
500-0170 | 500-0170 | Midnite Solar, Mini DC Disconnect box with 2 DIN rails & Dual 125A panel mount breakers, 125VDC, 3/8" by 1.5" studs, MNDC125-X2 | 716 |  | No | Electrical BOS | Vendor De-listing | 0 |  | De-Listing & Stock Qty Unavailable |  | Not Applicable
500-0171 | 500-0171 | Midnite Solar, Mini DC Disconnect box with 2 DIN rails & Dual 175A panel mount breakers, 125VDC, 3/8" by 1.5" studs, MNDC175-X2 | 716 |  | No | Electrical BOS | Soligent De-listing | 0 |  | De-Listing & Stock Qty Unavailable |  | Not Applicable
500-0172 | 500-0172 | Miscellaneous components, Custom, Hardware, Enter Quote Number and Custom Price | 0 |  | No | Electrical BOS | Soligent De-listing | 0 |  | Not Applicable |  | Not Applicable
500-0173 | 500-0173 | Miscellaneous components, Custom, Electrical Wholesale, Enter Quote Number and Custom Price | 0 |  | No | Electrical BOS | Soligent De-listing | 0 |  | Not Applicable |  | Not Applicable
500-0174 | 500-0174 | Miscellaneous components, Custom, Electrical Online, Enter Quote Number and Custom Price | 0 |  | No | Electrical BOS | Soligent De-listing | 0 |  | Not Applicable |  | Not Applicable
500-0175 | 500-0175 | Miscellaneous components, Custom, Aluminum, Enter Quote Number and Custom Price | 0 |  | No | Electrical BOS | Soligent De-listing | 0 |  | Not Applicable |  | Not Applicable
500-0176 | 500-0176 | Midnite Solar, E-Panel, 250A, 120/240VAC, White Steel for Magnum Inverter, MNE250STM-R-240 | 825 |  | No | Electrical BOS | Soligent De-listing | 515.63 |  | De-Listing & Stock Qty Unavailable |  | Not Applicable
500-0177 | 500-0177 | E-Filte, Flashing Red LED, Qty. 1, EFLA607 | 3.31 |  | No | Electrical BOS | Vendor De-listing | 0 |  | De-Listing & Stock Qty Unavailable |  | Not Applicable
500-0178 | 500-0178 | Midnite Solar, Ground Fault Circuit Breaker, 50A, 300VDC, MNDC-GFP50-300 | 141.9 |  | No | Electrical BOS | Soligent De-listing | 88.69 |  | De-Listing & Stock Qty Unavailable |  | Not Applicable
500-0179 | 500-0179 | SMA, ROW Multicluster Box, 3-Ph for 36 x SI 6.0H or 30 x SI 8.0H 230V, 50 Hz ROW Inverters, add a MC-PB Card per cluster, MC-BOX-36.3 | 29929 |  | No | Electrical BOS | Vendor De-listing | 0 |  | De-Listing & Stock Qty Unavailable |  | Not Applicable
500-0181 | 500-0181 | Midnite Solar, E-Panel, 250ADC, No bypass, Yellow Aluminum for SMA Sunny Island Slave Inverter, No relay, MNE250SMA-SLAVE | 961.76 |  | No | Inverters | Shippable | 889.63 |  | Shippable but Stock Qty Unavailable |  | Not Applicable
500-0182 | 500-0182 | Midnite Solar, E-Panel Short Mounting Plate for XW & SMA Inverters and E-Panel, MNESMAXW-SHORT BP | 255.68 |  | No | Inverters | Shippable | 238.74 |  | Shippable but Stock Qty Unavailable |  | Not Applicable
500-0183 | 500-0183 | Outback, Busbar, 180A, White, Short, STBB-WHITE | 20.9 |  | No | Inverters | Soligent De-listing | 12.01 |  | De-Listing & Stock Qty Unavailable |  | Not Applicable
500-0184 | 500-0184 | Magnum, Panel Dual Enclosure, HiPower for max 4 inverters, with 30A dual pole AC input breaker, 175A Disconnect, MPDH175-30D | 2034.77 |  | No | Inverters | Shippable | 1754.11 |  | Shippable but Stock Qty Unavailable |  | Not Applicable
500-0185 | 500-0185 | Midnite Solar, E-Panel, Dual 175ADC, No bypass, 500A shunt, for Outback Radian, Slave Inverter, MNERAD-SLAVE | 1621.98 |  | No | Electrical BOS | Vendor De-listing | 0 |  | De-Listing & Stock Qty Unavailable |  | Not Applicable
500-0186 | 500-0186 | Midnite Solar, E-Panel, Dual 175ADC, Dual 120/240VAC bypass, 500A shunt, for Outback Radian, Single Inverter, MNERAD-SINGLE | 1782 |  | No | Electrical BOS | Vendor De-listing | 0 |  | De-Listing & Stock Qty Unavailable |  | Not Applicable
500-0187 | 500-0187 | Midnite Solar, E-Panel, Dual 175ADC, Quad 120/240VAC bypass, 500A shunt, for Outback Radian, Master Inverter, MNERAD-MASTER | 2056 |  | No | Electrical BOS | Vendor De-listing | 0 |  | De-Listing & Stock Qty Unavailable |  | Not Applicable
500-0188 | 500-0188 | Midnite Solar, E-Panel, 250ADC, 120/240VAC, 120A dual bypass, Yellow Aluminum for SMA Sunny Island Quad Master Inverter, MNE250SMA-QUAD MSTR | 1651.1 |  | No | Inverters | Soligent De-listing | 1031.94 |  | De-Listing & Stock Qty Unavailable |  | Not Applicable
500-0189 | 500-0189 | Midnite Solar, MN-Battery Combiner with 1000A Positive & Negative Bus bars and 50mV shunt for Schneider and Sunny Island, Knockouts for 12 Panel Breakers, MNBCB 1000/50 | 842.84 |  | No | Electrical BOS | Shippable | 787 |  | Shippable but Stock Qty Unavailable |  | Not Applicable
500-0190 | 500-0190 | Midnite Solar, Plastic snap in fuse adapter cover plate, 4 knockout tabs, used with MNPV6 or MNPV4-MC4, MNPV6FA | 28.21 |  | No | Electrical BOS | Soligent De-listing | 0 |  | De-Listing & Stock Qty Unavailable |  | Not Applicable
500-0191 | 500-0191 | Magnum, Replacement, Battery temperature sensor, ME-BTS-15 | 29 |  | No | Inverters | Soligent De-listing | 0 |  | De-Listing & Stock Qty Unavailable |  | Not Applicable
500-0192 | 500-0192 | Outback, FP1 Mounting Plate, FM-250-MP | 390 |  | No | Electrical BOS | Soligent De-listing | 0 |  | De-Listing & Stock Qty Unavailable |  | Not Applicable
500-0193 | 500-0193 | Midnite Solar, E-Panel, 250ADC breaker, 120/240VAC, 60A dual bypass, Yellow Aluminum for SMA AC Coupled Sunny Island Single Inverter, MNE250SMA-AC-SINGLE | 1373.51 |  | No | Inverters | Shippable | 1282.52 |  | Shippable but Stock Qty Unavailable |  | Not Applicable
500-0194 | 500-0194 | Midnite Solar, E-Panel, 250ADC, 120VAC, 60A single bypass, Yellow Aluminum for SMA Sunny Island Single Inverter, No relay, MNE250SMA-OG-Single | 1210 |  | No | Electrical BOS | Soligent De-listing | 695.4 |  | De-Listing & Stock Qty Unavailable |  | Not Applicable
500-0195 | 500-0195 | Midnite Solar, E-Panel, 250ADC, 120/208 VAC, 60A triple bypass, Yellow Aluminum for SMA Sunny Island Triple Master Inverter, No relay, MNE250SMA-3PH-Master | 1501.5 |  | No | Electrical BOS | Soligent De-listing | 938.44 |  | De-Listing & Stock Qty Unavailable |  | Not Applicable
500-0196 | 500-0196 | Midnite Solar, Autoformer, 6000W, with 30A 2-pole breaker for single SMA inverter AC Coupled systems, MNX-240 Autoformer | 1595 |  | No | Electrical BOS | Vendor De-listing | 0 |  | De-Listing & Stock Qty Unavailable |  | Not Applicable
500-0197 | 500-0197 | Midnite Solar, E-Panel Tall Mounting Plate for Autoformer, SMA Inverter and E-Panel, MNESMA-Tall-BP | 317.9 |  | No | Electrical BOS | Vendor De-listing | 0 |  | De-Listing & Stock Qty Unavailable |  | Not Applicable
500-0198 | 500-0198 | Outback, Optional Fan for FLEXmax Extreme, FM Extreme Fan | 128 |  | No | Inverters | Vendor De-listing | 0 |  | De-Listing & Stock Qty Unavailable |  | Not Applicable
500-0199 | 500-0199 | Midnite Solar, Replacement, Deadfront for Combiner Box, for MNPV3 and MNPV2-MC4, MNPV3DF | 38 |  | No | Electrical BOS | Soligent De-listing | 0 |  | De-Listing & Stock Qty Unavailable |  | Not Applicable
500-0200 | 500-0200 | Morningstar, Ground Fault Protection Device, 2-Pole, 150V, 60A, use with MPPT charge controllers, GFPD-150V | 264 |  | No | Electrical BOS | Soligent De-listing | 165 |  | De-Listing & Stock Qty Unavailable |  | Not Applicable
500-0201 | 500-0201 | Morningstar, Ground Fault Protection Device, 2-Pole, 600V, 50A, use with TS-MPPT-600V charge controllers only, GFPD-600V | 445.95 |  | No | Electrical BOS | Shippable | 428.57 |  | Shippable but Stock Qty Unavailable |  | Not Applicable
500-0201 : 500-0201 : 500-0201 : 500-0201 : 500-0201_U | 500-0201 : 500-0201 : 500-0201 : 500-0201_U | Morningstar, Ground Fault Protection Device, 2-Pole, 600V, 50A, use with TS-MPPT-600V charge controllers only, GFPD-600V | 418.92 |  | No | Electrical BOS | Soligent De-listing | 402.6 |  | De-Listing & Stock Qty Unavailable |  | Not Applicable
500-0202 | 500-0202 | Midnite Solar, Adapter for Circuit Breaker, adapter to substitute 3/4" breakers instead of 1" breakers, Qty. 1, MNBREAKER ADAPTER-24PK | 9.71 |  | No | Electrical BOS | Soligent De-listing | 4.29 |  | De-Listing & Stock Qty Unavailable |  | Not Applicable
500-0203 | 500-0203 | Midnite Solar, Charge Control Bracket, Right-hand, fits Outback/ Xantrex/ Midnite controllers, use with E-panels and Nottagutter, includes 6 mounting screws, MNCCB-R | 19.32 |  | No | Electrical BOS | Soligent De-listing | 18.57 |  | De-Listing & Stock Qty Unavailable |  | Not Applicable
500-0204 | 500-0204 | Magnum, Panel Single Enclosure, LoPower, w/175A fits 48VDC models, with 30A dual pole AC input breaker, fits 1-2 MS-PAE, MPSL175-30D | 871.85 |  | No | Inverters | Shippable | 751.6 |  | Shippable but Stock Qty Unavailable |  | Not Applicable
500-0205 | 500-0205 | Magnum, Panel Extension Box for MPSL/MPSH Left Side, 175ADC breaker, 30A 2-pole AC breaker, Wires, Hood, MPXS175-30D-L | 470.7 |  | No | Inverters | Soligent De-listing | 270.52 |  | De-Listing & Stock Qty Unavailable |  | Not Applicable
500-0206 | 500-0206 | Midnite Solar, Busbar pair with 3 offset fingers spaced 25mm, use with 2-pole DIN Mount circuit breakers in MNPV6 Disco-AC Micro, 168A, includes box lug for #14-2/0 Wire, MNAC Bus Bar (AC Micro) | 99 |  | No | Electrical BOS | Soligent De-listing | 0 |  | De-Listing & Stock Qty Unavailable |  | Not Applicable
500-0207 | 500-0207 | Midnite Solar, MN-Battery Combiner with 1000A Positive & Negative Bus bars and 100mV shunt for OutBack, Knockouts for 12 Panel Breakers, MNBCB 1000/100 | 842.84 |  | No | Energy Storage | Shippable | 787 |  | Shippable but Stock Qty Unavailable | USSB100-0014 | Already Listed
500-0208 | 500-0208 | Midnite Solar, Battery Disconnect module, 24V, turns off shunt trip breakers when activated by the Birdhouse Emergency System shutdown, no box, MNBDM-24 | 108.9 |  | No | Electrical BOS | Soligent De-listing | 68.06 |  | De-Listing & Stock Qty Unavailable |  | Not Applicable
500-0209 | 500-0209 | Midnite Solar, Breaker Busbar, 3 fingers spaced at 25mm intervals for 300VDC circuit breakers, for MNPV6-250 Combiner or 2 for MNPV12-250 Combiner, MNPV6-250 BUSBAR | 42 |  | No | Electrical BOS | Soligent De-listing | 0 |  | De-Listing & Stock Qty Unavailable |  | Not Applicable
500-0210 | 500-0210 | Midnite Solar, E-Panel, 250A breaker, for Schneider SW4024 inverter, MNE250SW | 513.58 |  | No | Inverters | Soligent De-listing | 479.56 |  | De-Listing & Stock Qty Unavailable |  | Not Applicable
500-0211 | 500-0211 | Midnite Solar, Ground Fault Circuit Breaker, Panel Mount 4 spaces 2 knockouts, 1A + 100A, 150VDC, MNDC-GFP100RT-2P | 123.47 |  | No | Electrical BOS | Shippable | 117.86 |  | Shippable but Stock Qty Unavailable |  | Not Applicable
500-0212 | 500-0212 | Midnite Solar, Enclosure for XW, Radian, or SMA inverter and their companion E-Panel, Nema 3R, Fan, Temp Sensor, AC Breaker for E-Panel, MNODBOX | 1833 |  | No | Electrical BOS | Vendor De-listing | 0 |  | De-Listing & Stock Qty Unavailable |  | Not Applicable
500-0213 | 500-0213 | Magnum, Panel Single Enclosure, High Power for 1-3 inverters, with 30A dual pole AC input breaker, MPSH250-30D | 1379.4 |  | No | Inverters | Soligent De-listing | 1189.14 |  | De-Listing & Stock Qty Unavailable |  | Not Applicable
500-0214 | 500-0214 | Bentek, -----> FREE<-----, Upgrade kit for Disconnect Combiner BTK6-0615-D55-CS or BTK6D, Field Safety Notification and Upgrade Program | 0 |  | No | Electrical BOS | Soligent De-listing | 0 |  | Not Applicable |  | Not Applicable
500-0215 | 500-0215 | Midnite Solar, Busbar with 5 holes for two 2/0 and three #6 wires, includes insulator and cover, Black, Qty. 1, MNTBB2-5B | 24.2 |  | No | Electrical BOS | Soligent De-listing | 15.12 |  | De-Listing & Stock Qty Unavailable |  | Not Applicable
500-0216 | 500-0216 | Midnite Solar, Busbar with 5 holes for two 2/0 and three #6 wires, includes insulator and cover, Red, Qty. 1, MNTBB2-5R | 24.2 |  | No | Electrical BOS | Soligent De-listing | 15.12 |  | De-Listing & Stock Qty Unavailable |  | Not Applicable
500-0217 | 500-0217 | Midnite Solar, Busbar with 5 holes for two 2/0 and three #6 wires, includes insulator and cover, White, Qty. 1, MNTBB2-5W | 24.2 |  | No | Electrical BOS | Soligent De-listing | 15.12 |  | De-Listing & Stock Qty Unavailable |  | Not Applicable
500-0218 | 500-0218 | Midnite Solar, AC Bypass kit for single SW E-Panel, includes 3 2-Pole AC Breakers, one 50 Amp & two 30Amp, slider and hardware, Qty. 1, MNSW-SLIDER-30 | 178.1 |  | No | Electrical BOS | Soligent De-listing | 170 |  | De-Listing & Stock Qty Unavailable |  | Not Applicable
500-0219 | 500-0219 | Midnite Solar, E-Panel, 250A, 125VDC, White Steel for Schneider Conext XW+ inverter, MNE250XWP-SINGLE | 927.67 |  | No | Inverters | Shippable | 799.71 |  | Shippable but Stock Qty Unavailable |  | Not Applicable
500-0220 | 500-0220 | Midnite Solar, E-Panel, 175A, 125VDC, White Steel for Schneider Conext XW+ inverter, MNE175XWP-SINGLE | 940.2 |  | No | Inverters | Soligent De-listing | 869.69 |  | De-Listing & Stock Qty Unavailable |  | Not Applicable
500-0221 | 500-0221 | Midnite Solar, AC Bypass Slider Plate Only, Qty. 1, Side Plate Single Slider 240 Steel | 92 |  | No | Electrical BOS | Soligent De-listing | 0 |  | De-Listing & Stock Qty Unavailable |  | Not Applicable
500-0222 | 500-0222 | Magnum, Panel Extension Box for MPSL/MPSH Right Side, 175ADC breaker, 30A 2-pole AC breaker, Wires, Hood, MPXS175-30D-R | 470.7 |  | No | Inverters | Soligent De-listing | 270.52 |  | De-Listing & Stock Qty Unavailable |  | Not Applicable
500-0223 | 500-0223 | Midnite Solar, Battery Disconnect module, 48V, turns off shunt trip breakers when activated by the Birdhouse Emergency System shutdown, no box, MNBDM | 88.09 |  | No | Electrical BOS | Shippable | 84.09 |  | Shippable but Stock Qty Unavailable |  | Not Applicable
500-0224 | 500-0224 | Midnite Solar, Busbar, for MNBCB-1000/50 & MNBCB-1000/100-Battery Combiners, Positive or Negative, includes red & white insulators and screws , 1000A, MNBCB-BUSBAR | 197 |  | No | Electrical BOS | Soligent De-listing | 0 |  | De-Listing & Stock Qty Unavailable |  | Not Applicable
500-0225 | 500-0225 | Midnite Solar, E-Panel, 175A breaker, for Schneider SW2524 or SW4048 inverter, MNE175SW | 513.58 |  | No | Inverters | Soligent De-listing | 479.56 |  | De-Listing & Stock Qty Unavailable |  | Not Applicable
500-0226 | 500-0226 | Outback, FXR Replacement Control Board, 12V(A Models), SPARE-101 | 352 |  | No | Inverters | Soligent De-listing | 202.3 |  | De-Listing & Stock Qty Unavailable |  | Not Applicable
500-0227 | 500-0227 | Outback, FXR Replacement Control Board, 12V(E Models), SPARE-102 | 352 |  | No | Inverters | Soligent De-listing | 202.3 |  | De-Listing & Stock Qty Unavailable |  | Not Applicable
500-0228 | 500-0228 | Outback, FXR Replacement Control Board, 24V(A Models), SPARE-103 | 352 |  | No | Inverters | Soligent De-listing | 202.3 |  | De-Listing & Stock Qty Unavailable |  | Not Applicable
500-0229 | 500-0229 | Outback, FXR Replacement Control Board, 24V(E Models), SPARE-104 | 352 |  | No | Inverters | Soligent De-listing | 202.3 |  | De-Listing & Stock Qty Unavailable |  | Not Applicable
500-0230 | 500-0230 | Outback, FXR Replacement Control Board, 48V(A Models), SPARE-105 | 352 |  | No | Inverters | Soligent De-listing | 202.3 |  | De-Listing & Stock Qty Unavailable |  | Not Applicable
500-0231 | 500-0231 | Outback, FXR Replacement Control Board, 48V(E Models), SPARE-106 | 352 |  | No | Inverters | Soligent De-listing | 202.3 |  | De-Listing & Stock Qty Unavailable |  | Not Applicable
500-0232 | 500-0232 | Outback, FXR Replacement Control Board, 120V AC , SPARE-107 | 352 |  | No | Inverters | Soligent De-listing | 202.3 |  | De-Listing & Stock Qty Unavailable |  | Not Applicable
500-0233 | 500-0233 | Outback, FXR Replacement Control Board, 230V AC, SPARE-108 | 352 |  | No | Inverters | Soligent De-listing | 202.3 |  | De-Listing & Stock Qty Unavailable |  | Not Applicable
500-0234 | 500-0234 | Outback, FXR Replacement Control Board, 12V FET, SPARE-109 | 715 |  | No | Inverters | Soligent De-listing | 410.92 |  | De-Listing & Stock Qty Unavailable |  | Not Applicable
500-0235 | 500-0235 | Outback, FXR Replacement Control Board, 24V FET, SPARE-110 | 715 |  | No | Inverters | Soligent De-listing | 410.92 |  | De-Listing & Stock Qty Unavailable |  | Not Applicable
500-0236 | 500-0236 | Outback, FXR Replacement Control Board, 48V FET, SPARE-111 | 715 |  | No | Inverters | Soligent De-listing | 410.92 |  | De-Listing & Stock Qty Unavailable |  | Not Applicable
500-0237 | 500-0237 | Outback, Option, FXR, Filter for EMIAC/ DC , FXR FILTER | 647 |  | No | Inverters | Vendor De-listing | 0 |  | De-Listing & Stock Qty Unavailable |  | Not Applicable
500-0238 | 500-0238 | SMA, Multicluster Box, 3-Ph for 12, 230V, 50Hz, SI-6.0H and S-I8.0H, 230/400V, European, MCB-BOX-12.3-20 | 15059 |  | No | Electrical BOS | Soligent De-listing | 0 |  | De-Listing & Stock Qty Unavailable |  | Not Applicable
500-0239 | 500-0239 | Outback, Specialty DC Shunt Bus for GS Load Center, Positive Battery, Right side, 303-0082-01-00 | 22.76 |  | No | Inverters | Soligent De-listing | 19.51 |  | De-Listing & Stock Qty Unavailable |  | Not Applicable
500-0240 | 500-0240 | Outback, Radian GS Input/Output/Bypass AC Coupling Parts Kit, includes (1) Remote Operated Circuit Breakers (ROCB), (1) 12VDC relay, (1) 48VDC relay, GS-IOB-AC-120/240 | 388 |  | No | Electrical BOS | Vendor De-listing | 0 |  | De-Listing & Stock Qty Unavailable |  | Not Applicable
500-0241 | 500-0241 | Outback, FX,GS Replacement Fan Kit, FX/GS FAN KIT | 30.56 |  | No | Inverters | Shippable | 22.45 |  | Shippable but Stock Qty Unavailable | USMI100-0031 | Already Listed
500-0242 | 500-0242 | Outback, GS, Inverter, Replacement Cover, Power-Coated, SPARE-GS-COVR | 203.99 |  | No | Electrical BOS | Soligent De-listing | 0 |  | De-Listing & Stock Qty Unavailable |  | Not Applicable
500-0243 | 500-0243 | Outback, GSLC, Load-Center, Replacement Cover, Power-Coated, SPARE-GSLC-COVR | 160.99 |  | No | Electrical BOS | Soligent De-listing | 0 |  | De-Listing & Stock Qty Unavailable |  | Not Applicable
500-0244 | 500-0244 | OutBack, PV Rapid Shutdown Label, Red, 5.5"X1.75", LBL-PVRSS | 13.2 |  | No | Electrical BOS | Soligent De-listing | 7.59 |  | De-Listing & Stock Qty Unavailable |  | Not Applicable
500-0245 | 500-0245 | OutBack, Air Temp Sensor Kit (for all OutBack Inverters), SPARE-040 | 20 |  | No | Electrical BOS | Shippable | 17.24 |  | Shippable but Stock Qty Unavailable |  | Not Applicable
500-0246 | 500-0246 | OutBack, GS Radian Power Supply Board Replacement, SPARE-215 | 176 |  | No | Inverters | Shippable | 151.72 |  | Shippable but Stock Qty Unavailable | USCC100-0092 | Already Listed
500-0247 | 500-0247 | OutBack, GS8048 Power Supply Board Replacement, SPARE-216 | 280.5 |  | No | Electrical BOS | Vendor De-listing | 0 |  | De-Listing & Stock Qty Unavailable |  | Not Applicable
500-0248 | 500-0248 | OutBack, VFX Filter Replacement, 856-0012-1 | 8.09 |  | No | Inverters | Soligent De-listing | 3.57 |  | De-Listing & Stock Qty Unavailable |  | Not Applicable
500-0249 | 500-0249 | Magnum, Advanced Router/Display, required for parallel stacking of the MS-PAE models, ME-ARTR | 348.61 |  | No | Inverters | Shippable | 300.53 |  | Shippable but Stock Qty Unavailable |  | Not Applicable
500-0252 | 500-0252 | OutBack, SkyBox, Replacement Inverter Fan, SkyBox Fan Kit |  |  | No | Electrical BOS | Vendor De-listing | 0 |  | Not Applicable |  | Not Applicable
500-0253 | 500-0253 | MidNite Solar, Magnum Auto Gen Start, Installed in Pre-Wired Magnum System, MN-ME-AGS-N | 716 |  | No | Electrical BOS | Soligent De-listing | 447.5 |  | De-Listing & Stock Qty Unavailable |  | Not Applicable
500-0254 | 500-0254 | MidNite Solar, Magnum Battery Monitor, Installed in Pre-Wired Magnum System, MN-ME-BMK-NS | 610 |  | No | Electrical BOS | Soligent De-listing | 381.25 |  | De-Listing & Stock Qty Unavailable |  | Not Applicable
500-0256 | 500-0256 | Outback, FM100-300VDC-AFCI Fan Replacement Kit, not compatible with previous FM100-300VDC, SPARE-046 | 104.5 |  | No | Inverters | Soligent De-listing | 60.06 |  | De-Listing & Stock Qty Unavailable |  | Not Applicable
500-0258 | 500-0258 | Outback, GS7048E, GS3548E Replacement Board Assembly Stack, SPARE 202 | 2796.2 |  | No | Inverters | Soligent De-listing | 1607.01 |  | De-Listing & Stock Qty Unavailable |  | Not Applicable
500-0259 | 500-0259 | Outback, GS7048E, GS3548E Replacement Power Module, SPARE-203 | 2194.5 |  | No | Inverters | Soligent De-listing | 1261.21 |  | De-Listing & Stock Qty Unavailable |  | Not Applicable
500-0260 | 500-0260 | Outback, GS8048A, GS4048A Replacement Board Assembly Stack, SPARE 204 | 2184 |  | No | Inverters | Shippable | 1882.76 |  | Shippable but Stock Qty Unavailable | USCC100-0091 | Already Listed
500-0261 | 500-0261 | Outback, GS8048A, GS4048A Replacement Power Module, SPARE-205 | 2260.5 |  | No | Inverters | Soligent De-listing | 1299.14 |  | De-Listing & Stock Qty Unavailable |  | Not Applicable
500-0266 | 500-0266 | Tesla, Internal Panelboard Kit, Optional Panelboard Kit with Wire Jumpers and Breaker Hold-Down Bar, 1529623-00-x | 112.5 |  | No | Energy Storage | Shippable | 103.45 |  | Shippable but Stock Qty Unavailable |  | Not Applicable
500-0541 | 500-0541 | Magnum, Charge Controller Bracket, (included with MMP, MPSL, MPSH, MPDH) used for installing second charge controller, MP-CCB | 27.9 |  | No | Inverters | Soligent De-listing | 17.44 |  | De-Listing & Stock Qty Unavailable |  | Not Applicable
500-0542 | 500-0542 | Magnum, Replacement, Remote control connection cable, for ME-RC50 & ME-AR50, 50', ME-CA50' | 24.3 |  | No | Inverters | Soligent De-listing | 0 |  | De-Listing & Stock Qty Unavailable |  | Not Applicable
500-0543 | 500-0543 | Outback, FM100 GFDI Fuse Replacement Kit, 10mmx38mm, 0.75A, compatible with both FM100 models, SPARE-045 | 26.4 |  | No | Inverters | Soligent De-listing | 15.17 |  | De-Listing & Stock Qty Unavailable |  | Not Applicable
500-0544 | 500-0544 | Outback, FM100-300VDC-AFCI Fan Replacement Kit, not compatible with previous FM100-300VDC, SPARE-046 | 104.5 |  | No | Inverters | Soligent De-listing | 60.06 |  | De-Listing & Stock Qty Unavailable |  | Not Applicable
500-0545 | 500-0545 | Outback, FM100-300VDC-AFCI AFCI Replacement Kit, not compatible with previous FM100-300VDC, SPARE-047 | 192.5 |  | No | Inverters | Soligent De-listing | 110.63 |  | De-Listing & Stock Qty Unavailable |  | Not Applicable
500-0546 | 500-0546 | MidNite Solar, Back Plate for Schneider SW and E-Panel, MNSW-BP | 213.4 |  | No | Inverters | Soligent De-listing | 185.57 |  | De-Listing & Stock Qty Unavailable |  | Not Applicable
500-0547 | 500-0547 | MidNite Solar, E-Panel Charge Controller Bracket to Mount any Classic Controller to Schneider SW E-Panel, MNCCB-SW | 63.92 |  | No | Inverters | Soligent De-listing | 59.68 |  | De-Listing & Stock Qty Unavailable |  | Not Applicable
500-0548 | 500-0548 | SimpliPhi, AccESS Rain Hood for Outdoor Installations, RH-1010 | 222.97 |  | No | Energy Storage | Soligent De-listing | 206.25 |  | De-Listing & Stock Qty Unavailable |  | Not Applicable
500-0549 | 500-0549 | Outback, Mojave OGHI8048A, Control Board - Includes: replacement control board, ribbon cable, screws, bracket, AUX plug, SPARE-501 | 1044 |  | No | Inverters | Shippable | 900 |  | Shippable but Stock Qty Unavailable | USSSP110-1097 | Already Listed
500-0550 | 500-0550 | Outback, Mojave OGHI8048A, AC Board -includes: replacement AC board, ribbon cable, screws, SPARE-502 | 2090.67 |  | No | Inverters | Shippable | 1802.3 |  | Shippable but Stock Qty Unavailable | USSSP110-1098 | Already Listed
500-0551 | 500-0551 | Outback, Mojave OGHI8048A, Power Carrier Board - Includes: replacement Carrier board, screws, washers, SPARE-504 | 845.33 |  | No | Inverters | Shippable | 728.74 |  | Shippable but Stock Qty Unavailable | USSSP110-1099 | Already Listed
500-0552 | 500-0552 | Outback, Mojave OGHI8048A, Power Module - Includes: replacement power module, screws, washers, SPARE-506 | 360 |  | No | Inverters | Shippable | 310.34 |  | Shippable but Stock Qty Unavailable | USSSP110-1100 | Already Listed
500-0553 | 500-0553 | Outback, Mojave OGHI8048A, Fan Module - Includes: replacement fans (2) connected to fan bracket, screws, SPARE-508 | 124 |  | No | Inverters | Shippable | 116.25 |  | Shippable but Stock Qty Unavailable | USSSP110-1101 | Already Listed
500-0554 | 500-0554 | Outback, Mojave, CAN BUS Terminator, SPARE-509 | 33.33 |  | No | Inverters | Shippable | 31.25 |  | Shippable but Stock Qty Unavailable | USSSP110-1102 | Already Listed
500-0555 | 500-0555 | Outback, Mojave, Antenna Kit - Includes: replacement Antenna, antenna cable, ziptie , SPARE-510 | 41.33 |  | No | Inverters | Shippable | 38.75 |  | Shippable but Stock Qty Unavailable | USSSP110-1103 | Already Listed
500-0556 | 500-0556 | MidNite Solar, MN-Battery Combiner with 2000A Positive & Negative Bus bars and 200mV shunt, Knockouts for 12 Panel Mount Breakers, MNBCB 2000/200 | 1175.07 |  | No | Energy Storage | Shippable | 1129.29 |  | Shippable but Stock Qty Unavailable |  | Not Applicable
500-0557 | 500-0557 | MidNite Solar, Busbar, for MNBCB-2000/200 Battery Combiner, Positive or Negative, includes Red & White insulators and screws , 2000A, MNBCB-BUSBAR2k | 291.35 |  | No | Energy Storage | Shippable | 280 |  | Shippable but Stock Qty Unavailable |  | Not Applicable
500-0558 | 500-0558 | 12/2 Tray Cable, PVC 600V, 12 AWG, 12-2/C VNTC | 0.61 |  | No | Energy Storage | Soligent De-listing | 0.57 |  | De-Listing & Stock Qty Unavailable |  | Not Applicable
501-0010 | 501-0010 | Air Heater Diversion Load, 900W, 12 or 24v best, HL-100 | 202.28 |  | No | Electrical BOS | Soligent De-listing | 0 |  | De-Listing & Stock Qty Unavailable |  | Not Applicable
501-0011 | 501-0011 | Hellermann, Labels, 4" Red Reflective Vinyl on continuous roll of 100', Qty. 1 roll, 558-00407 | 1075 |  | No | Electrical BOS | Soligent De-listing | 0 |  | De-Listing & Stock Qty Unavailable |  | Not Applicable
501-0015 | 501-0015 | Bogart Engineering, Wiremold Deep Box for Surface-MountingTri-Metric (TM-2020/TM-2025-A), 2348-2 WMB | 10.05 |  | No | Electrical BOS | Soligent De-listing | 0 |  | De-Listing & Stock Qty Unavailable |  | Not Applicable
501-0020 | 501-0020 | Delta, DC Lightning Arrestor, 3-wire, 0-500VDC, for Battery-Based systems, LA302DC | 73 |  | No | Electrical BOS | Soligent De-listing | 0 |  | De-Listing & Stock Qty Unavailable |  | Not Applicable
501-0021 | 501-0021 | Delta, AC Lightning Arrestor, 3-wire, 125-250VAC Single Phase, Light Duty, LA302R | 68 |  | No | Electrical BOS | Soligent De-listing | 0 |  | De-Listing & Stock Qty Unavailable |  | Not Applicable
501-0023 | 501-0023 | Delta, DC Lightning Arrestor, 4-wire, 440-600VAC 3 or 4 wire service, LA603 | 62.16 |  | No | Electrical BOS | Vendor De-listing | 57.5 |  | De-Listing & Stock Qty Unavailable |  | Not Applicable
501-0024 | 501-0024 | Delta, Mounting Bracket for Surge Arrestor, MB | 4 |  | No | Electrical BOS | Vendor De-listing | 0 |  | De-Listing & Stock Qty Unavailable |  | Not Applicable
501-0025 | 501-0025 | Delta, Mounting Bracket for Surge Capacitor, MC-CA | 1.75 |  | No | Electrical BOS | Soligent De-listing | 0 |  | De-Listing & Stock Qty Unavailable |  | Not Applicable
501-0026 | 501-0026 | Delta, AC Lightning Arrestor, 4-wire, 277/480V 3-Ph, 60VDC, Metal Oxide Varistor, MO603 | 108 |  | No | Electrical BOS | Shippable | 0 |  | Shippable but Stock Qty Unavailable |  | Not Applicable
501-0027 | 501-0027 | Fronius, DataLogger Card Easy, for 1 Inverter, RS232 ports, 4,240,003,Z | 505 |  | No | Inverters | Vendor De-listing | 0 |  | De-Listing & Stock Qty Unavailable |  | Not Applicable
501-0028 | 501-0028 | Fronius, Datalogger Box Pro, for 1 to 100 Inverters, USB & RS232 ports, 4,240,102 | 837 |  | No | Inverters | Vendor De-listing | 0 |  | De-Listing & Stock Qty Unavailable |  | Not Applicable
501-0032 | 501-0032 | Outback, Surge Protector for FlexWare 250, FW-SP-250 | 270.99 |  | No | Inverters | Soligent De-listing | 0 |  | De-Listing & Stock Qty Unavailable |  | Not Applicable
501-0051 | 501-0051 | TE Connectivity, Heatshrink, White, 4.6mm - 8.7mm Diam. SMS-TMS-13.2-9 | 87 |  | No | Electrical BOS | Soligent De-listing | 0 |  | De-Listing & Stock Qty Unavailable |  | Not Applicable
501-0054 | 501-0054 | Power Panel Component, TE Connectivity, Tape, White, 19mm x 5.5mm, Polyester, SMS_V-19-9 | 69 |  | No | Electrical BOS | Soligent De-listing | 0 |  | De-Listing & Stock Qty Unavailable |  | Not Applicable
501-0056 | 501-0056 | Delta, AC Lightning Arrestor, 4-wire, 250VAC 3-Ph 3 or 4 wire, LA303 | 94 |  | No | Electrical BOS | Shippable | 0 |  | Shippable but Stock Qty Unavailable |  | Not Applicable
501-0061 | 501-0061 | Fronius, Datalogger Web Box, Ethernet Interface, USB port, 4,240,123 | 949.98 |  | No | Inverters | Vendor De-listing | 0 |  | De-Listing & Stock Qty Unavailable |  | Not Applicable
501-0063 | 501-0063 | TE Labels, "CAUTION SOLAR ELECTRICAL SYSTEM", Qty. 1 , SOL-SEC-305254-4-0.1 | 3 |  | No | Electrical BOS | Soligent De-listing | 0 |  | De-Listing & Stock Qty Unavailable |  | Not Applicable
501-0064 | 501-0064 | TE Labels, "DC DISCONNECT" 2-piece label, Qty. 1, SOL-DCD-104100-4-0.5 | 2 |  | No | Electrical BOS | Soligent De-listing | 0 |  | De-Listing & Stock Qty Unavailable |  | Not Applicable
501-0067 | 501-0067 | TE Labels, "WARNING ELECTRIC SHOCK HAZARD", Qty. 1, SOL-ESH-104019-4-0.5 | 0.56 |  | No | Electrical BOS | Soligent De-listing | 0 |  | De-Listing & Stock Qty Unavailable |  | Not Applicable
501-0068 | 501-0068 | TE Labels, "GENERIC SYSTEM RATING", Qty. 1, SOL-SRS-812120-.1-4 | 0.92 |  | No | Electrical BOS | Soligent De-listing | 0 |  | De-Listing & Stock Qty Unavailable |  | Not Applicable
501-0079 | 501-0079 | Hellermann, Labels, Packaged Set, 1 each of 6 warning labels | 17.99 |  | No | Electrical BOS | Soligent De-listing | 0 |  | De-Listing & Stock Qty Unavailable |  | Not Applicable
501-0080 | 501-0080 | TE Labels, "SYSTEM INVERTER RATING", 3 x 4.1", Qty. 1, SOL-SRS-127508N-.5-4 | 0.8 |  | No | Electrical BOS | Soligent De-listing | 0 |  | De-Listing & Stock Qty Unavailable |  | Not Applicable
501-0088 | 501-0088 | Generator Start Control Module with Adjustable settings | 180 |  | No | Electrical BOS | Soligent De-listing | 0 |  | De-Listing & Stock Qty Unavailable |  | Not Applicable
501-0089 | 501-0089 | Blue Sky Energy, Temp Comp Probe for Power Boost control, 930-0022-20 | 23.38 |  | No | Electrical BOS | Soligent De-listing | 0 |  | De-Listing & Stock Qty Unavailable |  | Not Applicable
501-0090 | 501-0090 | Delta, AC Lightning Arrestor, 3-wire, 0-600V, for Single Phase, LA602 | 28.52 |  | No | Electrical BOS | Soligent De-listing | 0 |  | De-Listing & Stock Qty Unavailable |  | Not Applicable
501-0095 | 501-0095 | Hellermann, Labels, WARNING: DUAL POWER SOURCES, .75" x 4.12", Qty. 1, 596-00231 | 1.67 |  | No | Electrical BOS | Soligent De-listing | 0 |  | De-Listing & Stock Qty Unavailable |  | Not Applicable
501-0096 | 501-0096 | Hellermann, Labels, WARNING: ELECTRIC SHOCK HAZARD, 2" x 3.75", Qty. 1, 596-00233 | 2.96 |  | No | Electrical BOS | Soligent De-listing | 0 |  | De-Listing & Stock Qty Unavailable |  | Not Applicable
501-0097 : 501-0097 : 501-0097 : 501-0097 : 501-0097_U | 501-0097 : 501-0097 : 501-0097 : 501-0097_U | Hellermann, Labels, DC DISCONNECT, Variable Imprint Rating Label, 1" x 3.75", Qty. 1, 596-00238 | 0.95 |  | No | Electrical BOS | Shippable | 0.82 |  | Shippable but Stock Qty Unavailable |  | Not Applicable
501-0098 : 501-0098 : 501-0098 : 501-0098 : 501-0098_U | 501-0098 : 501-0098 : 501-0098 : 501-0098_U | Hellermann, Labels, SOLAR DISCONNECT, 1" x 6.5", Qty. 1, 596-00246 | 2.08 |  | No | Electrical BOS | Shippable | 1.79 |  | Shippable but Stock Qty Unavailable |  | Not Applicable
501-0099 | 501-0099 | Hellermann, Labels, CAUTION: SOLAR ELECTRICAL SYSTEM, 1" x 6.5", Qty. 1 , 596-00245 | 2.48 |  | No | Electrical BOS | Vendor De-listing | 1.55 |  | De-Listing & Stock Qty Unavailable |  | Not Applicable
501-0100 | 501-0100 | Hellermann, Labels, CAUTION: SOLAR CIRCUIT, 1" x 6.5", Qty. 1 , 596-00247 | 2.33 |  | No | Electrical BOS | Shippable | 2.01 |  | Shippable but Stock Qty Unavailable |  | Not Applicable
501-0100 : 501-0100 : 501-0100 : 501-0100 : 501-0100_U | 501-0100 : 501-0100 : 501-0100 : 501-0100_U | Hellermann, Labels, CAUTION: SOLAR CIRCUIT, 1" x 6.5", Qty. 1 , 596-00247 | 2.08 |  | No | Electrical BOS | Shippable | 1.79 |  | Shippable but Stock Qty Unavailable |  | Not Applicable
501-0102 | 501-0102 | Hellermann, Printer Kit for Labels, Desktop thermal printer Kit with cutter, includes printer, software, ribbon & case, Qty. 1,556-00256 | 1308.35 |  | No | Electrical BOS | Vendor De-listing | 1210.22 |  | De-Listing & Stock Qty Unavailable |  | Not Applicable
501-0103 | 501-0103 | Hellermann, Labels, 4" White vinyl on continuous roll of 250, for directory plaque design, Qty. 1, 558-00350 | 565 |  | No | Electrical BOS | Soligent De-listing | 0 |  | De-Listing & Stock Qty Unavailable |  | Not Applicable
501-0104 | 501-0104 | Hellermann, Labels, 1" Red Vinyl on continuous roll of 250, 558-00308 | 250 |  | No | Electrical BOS | Soligent De-listing | 0 |  | De-Listing & Stock Qty Unavailable |  | Not Applicable
501-0105 | 501-0105 | Hellermann, Labels, 2" Red Vinyl on continuous roll of 250, 558-00312 | 360 |  | No | Electrical BOS | Soligent De-listing | 0 |  | De-Listing & Stock Qty Unavailable |  | Not Applicable
501-0106 : 501-0106 : 501-0106 : 501-0106 : 501-0106_U | 501-0106 : 501-0106 : 501-0106 : 501-0106_U | Hellermann, Labels, CAUTION: SOLAR CIRCUIT, Reflective, Coil, 4" X 2", Qty. 1, 596-00249 | 2.79 |  | No | Electrical BOS | Shippable | 2.4 |  | Shippable but Stock Qty Unavailable |  | Not Applicable
501-0107 : 501-0107 : 501-0107 : 501-0107 : 501-0107_U | 501-0107 : 501-0107 : 501-0107 : 501-0107_U | Hellermann, Labels, CAUTION: SOLAR CIRCUIT, Reflective, Coil, 7.25" X 5", Qty. 1, 596-00251 | 4.91 |  | No | Electrical BOS | Shippable | 4.22 |  | Shippable but Stock Qty Unavailable |  | Not Applicable
501-0108 : 501-0108 : 501-0108 : 501-0108 : 501-0108_U | 501-0108 : 501-0108 : 501-0108 : 501-0108_U | Hellermann, Labels, WARNING: PHOTOVOLTAIC POWER SOURCE, Coil, Reflective, 4" X 2", Qty. 1, 596-00207 | 2.79 |  | No | Electrical BOS | Shippable | 2.4 |  | Shippable but Stock Qty Unavailable |  | Not Applicable
501-0109 | 501-0109 | Hellermann, Labels, WARNING: PHOTOVOLTAIC POWER SOURCE, Coil, Reflective, 7.25X5, Qty. 1,596-00208 | 5.7 |  | No | Electrical BOS | Soligent De-listing | 0 |  | De-Listing & Stock Qty Unavailable |  | Not Applicable
501-0110 | 501-0110 | Hellermann, Labels, WARNING: ELECTRIC SHOCK HAZARD DC VOLT PRESENT, Qty. 1, 596-00232 | 2.15 |  | No | Electrical BOS | Soligent De-listing | 0 |  | De-Listing & Stock Qty Unavailable |  | Not Applicable
501-0111 : 501-0111 : 501-0111 : 501-0111 : 501-0111_U | 501-0111 : 501-0111 : 501-0111 : 501-0111_U | Hellermann, Labels, WARNING: GROUNDED CONNECTORS ENERGIZED, Qty. 1, 596-00234 | 1.16 |  | No | Electrical BOS | Shippable | 1.05 |  | Shippable but Stock Qty Unavailable |  | Not Applicable
501-0112 | 501-0112 | Hellermann, Labels, WARNING: DC CONNECTORS ENERGIZED, Qty. 1, 596-00258 | 2.15 |  | No | Electrical BOS | Soligent De-listing | 0 |  | De-Listing & Stock Qty Unavailable |  | Not Applicable
501-0113 | 501-0113 | Hellermann, Labels, WARNING: TURN OFF PHOTOVOLTAIC, Qty. 1, 596-00235 | 2.03 |  | No | Electrical BOS | Soligent De-listing | 0 |  | De-Listing & Stock Qty Unavailable |  | Not Applicable
501-0114 | 501-0114 | Hellermann, Labels, CAUTION: PHOTOVOLTAIC SYSTEM IS BACKFED, Qty. 1, 596-00236 | 1.67 |  | No | Electrical BOS | Soligent De-listing | 0 |  | De-Listing & Stock Qty Unavailable |  | Not Applicable
501-0115 : 501-0115 : 501-0115 : 501-0115 : 501-0115_U | 501-0115 : 501-0115 : 501-0115 : 501-0115_U | Hellermann, Labels, PHOTOVOLTAIC AC DISCONNECT, Variable Imprint Rating Label, Qty. 1, 596-00237 | 0.95 |  | No | Electrical BOS | Shippable | 0.82 |  | Shippable but Stock Qty Unavailable |  | Not Applicable
501-0116 : 501-0116 : 501-0116 : 501-0116 : 501-0116_U | 501-0116 : 501-0116 : 501-0116 : 501-0116_U | Hellermann, Labels, PV AC DISONNECT RATING, Variable Imprint Rating Label, Qty. 1, 596-00239 | 0.95 |  | No | Electrical BOS | Shippable | 0.82 |  | Shippable but Stock Qty Unavailable |  | Not Applicable
501-0117 : 501-0117 : 501-0117 : 501-0117 : 501-0117_U | 501-0117 : 501-0117 : 501-0117 : 501-0117_U | Hellermann, Labels, DC BACKUP RATING LABEL, Variable Imprint Rating Label, Qty. 1, 596-00240 | 1.07 |  | No | Electrical BOS | Shippable | 0.97 |  | Shippable but Stock Qty Unavailable |  | Not Applicable
501-0118 : 501-0118 : 501-0118 : 501-0118 : 501-0118_U | 501-0118 : 501-0118 : 501-0118 : 501-0118_U | Hellermann, Labels, DC RATING LABEL, Variable Imprint Rating Label, Qty. 1, 596-00241 | 0.96 |  | No | Electrical BOS | Shippable | 0.83 |  | Shippable but Stock Qty Unavailable |  | Not Applicable
501-0119 : 501-0119 : 501-0119 : 501-0119 : 501-0119_U | 501-0119 : 501-0119 : 501-0119 : 501-0119_U | Hellermann, Labels, Clear Overlaminate for Variable Imprint Rating Label, 4.2 X 2.25" Qty. 1, 596-00242 | 1.09 |  | No | Electrical BOS | Shippable | 0.94 |  | Shippable but Stock Qty Unavailable |  | Not Applicable
501-0120 : 501-0120 : 501-0120 : 501-0120_U | 501-0120 : 501-0120 : 501-0120_U | Hellermann, Labels, AC Module Rating Label from NEC 2011, Variable Imprint Rating Label, Qty. 1, 596-00252 | 1.07 |  | No | Electrical BOS | Soligent De-listing | 0.97 |  | De-Listing & Stock Qty Unavailable |  | Not Applicable
501-0121 | 501-0121 | Hellermann, Labels, DC Module Rating Label from NEC 2011, Variable Imprint Rating Label, Qty. 1, 596-00253 | 1.7 |  | No | Electrical BOS | Soligent De-listing | 1.47 |  | De-Listing & Stock Qty Unavailable |  | Not Applicable
501-0122 : 501-0122 : 501-0122 : 501-0122 : 501-0122_U | 501-0122 : 501-0122 : 501-0122 : 501-0122_U | Hellermann, Labels, MAIN PV SYSTEM DISCONNECT, Qty. 1, 596-00243 | 2.77 |  | No | Electrical BOS | Shippable | 2.38 |  | Shippable but Stock Qty Unavailable |  | Not Applicable
501-0123 : 501-0123 : 501-0123 : 501-0123 : 501-0123_U | 501-0123 : 501-0123 : 501-0123 : 501-0123_U | Hellermann, Labels, MAIN PV SYSTEM AC DISCONNECT, Qty. 1, 596-00255 | 2.77 |  | No | Electrical BOS | Shippable | 2.38 |  | Shippable but Stock Qty Unavailable |  | Not Applicable
501-0124 | 501-0124 | Hellermann, Labels, DO NOT DISCONNECT UNDER LOAD, Qty. 1, 596-00244 | 2.48 |  | No | Electrical BOS | Soligent De-listing | 0 |  | De-Listing & Stock Qty Unavailable |  | Not Applicable
501-0125 : 501-0125 : 501-0125 : 501-0125 : 501-0125_U | 501-0125 : 501-0125 : 501-0125 : 501-0125_U | Hellermann, Labels, WARNING: PHOTOVOLTAIC POWER SOURCE, Qty. 1, 596-00206 | 2.08 |  | No | Electrical BOS | Shippable | 1.79 |  | Shippable but Stock Qty Unavailable |  | Not Applicable
501-0126 : 501-0126 : 501-0126 : 501-0126_U | 501-0126 : 501-0126 : 501-0126_U | Hellermann, Labels, WARNING: 120-VOLT SUPPLY, Qty. 1, 596-00325 | 1.02 |  | No | Electrical BOS | Soligent De-listing | 0.93 |  | De-Listing & Stock Qty Unavailable |  | Not Applicable
501-0127 : 501-0127 : 501-0127 : 501-0127 : 501-0127_U | 501-0127 : 501-0127 : 501-0127 : 501-0127_U | Hellermann, Labels, WARNING: INVERTER OUTPUT CONNECTION. DO NOT RELOCATE THIS OVERCURRENT DEVICE, 4.12" X .75" , White text on Red, Qty. 1, 596-00368 | 1.36 |  | No | Electrical BOS | Shippable | 1.17 |  | Shippable but Stock Qty Unavailable |  | Not Applicable
501-0128 | 501-0128 | SMA, Sunny Tripower DC Surge Arrestor, for A and B inputs on STP12/15/20/24000TL-US-10 inverters, ROW, DC_SPD_kit_2-10 | 326 |  | No | Electrical BOS | Soligent De-listing | 0 |  | De-Listing & Stock Qty Unavailable |  | Not Applicable
501-0129 | 501-0129 | PV Labels, SOLAR LABEL: NEC 690.14(2) - AC DISCONNECT, Qty. 1, LBL-0001 | 3 |  | No | Electrical BOS | Soligent De-listing | 0 |  | De-Listing & Stock Qty Unavailable |  | Not Applicable
501-0130 | 501-0130 | PV Lables, SOLAR LABEL: NEC 690.14(2) - PV DISCONNECT, Qty. 1, LBL-0003 | 0 |  | No | Electrical BOS | Soligent De-listing | 0 |  | Not Applicable |  | Not Applicable
501-0131 | 501-0131 | PV Labels, SOLAR LABEL: NEC 690.17(4) 690.18 - DO NOT TOUCH TERMINALS-DC,Qty. 1, LBL-0005 | 3 |  | No | Electrical BOS | Vendor De-listing | 0 |  | De-Listing & Stock Qty Unavailable |  | Not Applicable
501-0132 | 501-0132 | PV Labels, SOLAR LABEL: NEC 690.53 - PHOTOVOLTAIC SYSTEM DC DISCONNECT, Qty. 1, LBL-0010 | 3 |  | No | Electrical BOS | Soligent De-listing | 0 |  | De-Listing & Stock Qty Unavailable |  | Not Applicable
501-0133 | 501-0133 | PV Labels, SOLAR LABEL: BREAKER IS BACKFED,Qty. 1, LBL-0020 | 3 |  | No | Electrical BOS | Soligent De-listing | 0 |  | De-Listing & Stock Qty Unavailable |  | Not Applicable
501-0134 | 501-0134 | PV Lables, SOLAR LABEL: DO NOT RELOCATE, Qty. 1, LBL-0021 | 3 |  | No | Electrical BOS | Soligent De-listing | 0 |  | De-Listing & Stock Qty Unavailable |  | Not Applicable
501-0135 | 501-0135 | PV Labels, SOLAR LABEL: SOLAR ELECTRIC BREAKER IS BACKFED, Qty. 1, LBL-0022 | 3 |  | No | Electrical BOS | Soligent De-listing | 0 |  | De-Listing & Stock Qty Unavailable |  | Not Applicable
501-0136 | 501-0136 | PV Labels, SOLAR LABEL: WARNING SOLAR ELECTRIC CIRCUIT BREAKER IS BACKFED, Qty. 1, LBL-0023 | 3 |  | No | Electrical BOS | Soligent De-listing | 0 |  | De-Listing & Stock Qty Unavailable |  | Not Applicable
501-0137 | 501-0137 | PV Labels, SOLAR LABEL: PV BREAKER,Qty. 1, LBL-0030 | 3 |  | No | Electrical BOS | Soligent De-listing | 0 |  | De-Listing & Stock Qty Unavailable |  | Not Applicable
501-0138 | 501-0138 | PV Labels, SOLAR LABEL: PV BREAKER & DO NOT RELOCATE (COMBO STICKER), Qty. 1, LBL-0031 | 3 |  | No | Electrical BOS | Soligent De-listing | 0 |  | De-Listing & Stock Qty Unavailable |  | Not Applicable
501-0139 | 501-0139 | PV Labels, SOLAR LABEL: PV POWER SOURCE, Qty. 1, LBL-0034 | 3 |  | No | Electrical BOS | Soligent De-listing | 0 |  | De-Listing & Stock Qty Unavailable |  | Not Applicable
501-0140 | 501-0140 | PV Labels, SOLAR LABEL: NEC 690.14(2) - DC DISCONNECT, LBL-0002 | 3 |  | No | Electrical BOS | Soligent De-listing | 0 |  | De-Listing & Stock Qty Unavailable |  | Not Applicable
501-0141 | 501-0141 | PV Labels, SOLAR LABEL: NEC 690.33(E)(2) - DO NOT DISCONNECT UNDER LOAD, LBL-0006 | 3 |  | No | Electrical BOS | Soligent De-listing | 0 |  | De-Listing & Stock Qty Unavailable |  | Not Applicable
501-0142 | 501-0142 | PV Labels, SOLAR LABEL: NEC 690.4(F) , 690.31(E)(4) - CAUTION SOLAR CIRCUIT, LBL-0008 | 3 |  | No | Electrical BOS | Soligent De-listing | 0 |  | De-Listing & Stock Qty Unavailable |  | Not Applicable
501-0143 | 501-0143 | PV Labels, SOLAR LABEL: NEC 690.54 - PHOTOVOLTAIC SYSTEM AC DISCONNECT, LBL-0011 | 3 |  | No | Electrical BOS | Soligent De-listing | 0 |  | De-Listing & Stock Qty Unavailable |  | Not Applicable
501-0144 | 501-0144 | PV Labels, SOLAR LABEL: NEC 705.12(7) WARNING INVERTER OUTPUT CONNECTION, LBL-0013 | 3 |  | No | Electrical BOS | Soligent De-listing | 0 |  | De-Listing & Stock Qty Unavailable |  | Not Applicable
501-0145 | 501-0145 | Yaskawa Solectria, Surge Protection, Factory Installed Option for Rapid Shutdown Combiner (RSDCOM), 1 MPPT Zone, 1000VDC, OPT-SRG-RSDCOM-M-1Z-1000 | 120 |  | No | Electrical BOS | Vendor De-listing | 0 |  | De-Listing & Stock Qty Unavailable |  | Not Applicable
501-0146 | 501-0146 | Yaskawa Solectria, Surge Protection, Factory Installed Option for Rapid Shutdown Combiner (RSDCOM), 2 MPPT Zone, 1000VDC, OPT-SRG-RSDCOM-M-2Z-1000 | 230 |  | No | Electrical BOS | Vendor De-listing | 0 |  | De-Listing & Stock Qty Unavailable |  | Not Applicable
501-0147 | 501-0147 | Yaskawa Solectria, Surge Protection, Factory Installed Option for Rapid Shutdown Combiner (RSDCOM), 3 MPPT Zone, 1000VDC, OPT-SRG-RSDCOM-M-3Z-1000 | 310 |  | No | Electrical BOS | Vendor De-listing | 0 |  | De-Listing & Stock Qty Unavailable |  | Not Applicable
501-0148 : 501-0148 : 501-0148 : 501-0148 : 501-0148_U | 501-0148 : 501-0148 : 501-0148 : 501-0148_U | Hellermann, Label, WARNING: POWER SORCE OUTPUT CONNECTION. DO NOT RELOCATE THIS OVERCURRENT DEVICE, 4.1 X .75", NEC 2017, Qty. 1, 596-00880 | 1.36 |  | No | Electrical BOS | Shippable | 1.17 |  | Shippable but Stock Qty Unavailable |  | Not Applicable
501-0149 : 501-0149 : 501-0149 : 501-0149 : 501-0149_U | 501-0149 : 501-0149 : 501-0149 : 501-0149_U | Hellermann, Label, WARNING: POWER SOURCE OUTPUT CONNECTION. DO NOT RELOCATE THIS OVERCURRENT DEVICE, 2 X 1.25", NEC 2017, Qty. 1, 596-00883 | 1.36 |  | No | Electrical BOS | Shippable | 1.17 |  | Shippable but Stock Qty Unavailable |  | Not Applicable
501-0150 : 501-0150 : 501-0150 : 501-0150 : 501-0150_U | 501-0150 : 501-0150 : 501-0150 : 501-0150_U | Hellermann, Label, RAPID SHUTDOWN SWITCH FOR SOLAR PV SYSTEM, Reflective, 6.5 X 1", NEC 2017, Qty. 1, 596-00887 | 3.21 |  | No | Electrical BOS | Shippable | 2.76 |  | Shippable but Stock Qty Unavailable |  | Not Applicable
501-0151 : 501-0151 : 501-0151 : 501-0151 : 501-0151_U | 501-0151 : 501-0151 : 501-0151 : 501-0151_U | Hellermann, Label, SOLAR PV SYSTEM EQUIPPED WITH RAPID SHUTDOWN, Yellow, 6 X 4", NEC 2017, Qty. 1, 596-00885 | 4.62 |  | No | Electrical BOS | Shippable | 3.97 |  | Shippable but Stock Qty Unavailable |  | Not Applicable
501-0152 : 501-0152 : 501-0152 : 501-0152 : 501-0152_U | 501-0152 : 501-0152 : 501-0152 : 501-0152_U | Hellermann, Label, PV AC DISONNECT Rating, Variable Imprint Rating Label, NEC 2017, Qty. 1, 596-00892 | 0.95 |  | No | Electrical BOS | Shippable | 0.82 |  | Shippable but Stock Qty Unavailable |  | Not Applicable
501-0153 : 501-0153 : 501-0153 : 501-0153 : 501-0153_U | 501-0153 : 501-0153 : 501-0153 : 501-0153_U | Hellermann, Label, DC Module Rating Label, Variable Imprint Rating Label, 3.75 X 2.1", NEC 2017, Qty. 1, 596-00891 | 0.95 |  | No | Electrical BOS | Shippable | 0.82 |  | Shippable but Stock Qty Unavailable |  | Not Applicable
501-0154 : 501-0154 : 501-0154 : 501-0154 : 501-0154_U | 501-0154 : 501-0154 : 501-0154 : 501-0154_U | Hellermann, Label, WARNING: ELECTRIC SHOCK HAZARD DC VOLT PRESENT, NEC 2017, Qty. 1, 596-00879 | 1.85 |  | No | Electrical BOS | Shippable | 1.59 |  | Shippable but Stock Qty Unavailable |  | Not Applicable
501-0155 : 501-0155 : 501-0155 : 501-0155 : 501-0155_U | 501-0155 : 501-0155 : 501-0155 : 501-0155_U | Hellermann, Label, WARNING: ELECTRIC SHOCK HAZARD, 3.75 X 2", NEC 2017, Qty. 1, 596-00878 | 1.75 |  | No | Electrical BOS | Shippable | 1.5 |  | Shippable but Stock Qty Unavailable |  | Not Applicable
501-0156 | 501-0156 | SMA, DC Type 1-2 Surge Protection Module Kit 5, for Core-1 Inverter, DC_SPD_KIT5_T1T2 | 147.2 |  | No | Inverters | Soligent De-listing | 126.9 |  | De-Listing & Stock Qty Unavailable |  | Not Applicable
501-0157 | 501-0157 | SMA, AC Type 1-2 Surge Protection Module Kit 2, for Core-1 Inverter, AC_SPD_KIT2_T1T2 | 66.24 |  | No | Inverters | Soligent De-listing | 57.1 |  | De-Listing & Stock Qty Unavailable |  | Not Applicable
501-1027 | 501-1027 | Midnite Solar, Flush Mount Kit for Midnite Surge Protection Devices, Includes 18 inch metallic flex conduit and fittings, MNSPDFMB | 103 |  | No | Electrical BOS | Soligent De-listing | 0 |  | De-Listing & Stock Qty Unavailable |  | Not Applicable
501-1028 : 501-1028 : 501-1028 : 501-1028 : 501-1028_U | 501-1028 : 501-1028 : 501-1028 : 501-1028_U | Hellermann, Labels, WARNING: INVERTER OUTPUT CONNECTION. DO NOT RELOCATE THIS OVERCURRENT DEVICE, Black text on orange, Qty. 1, 596-00589 | 1.36 |  | No | Electrical BOS | Shippable | 1.17 |  | Shippable but Stock Qty Unavailable |  | Not Applicable
501-1030 : 501-1030 : 501-1030 : 501-1030 : 501-1030_U | 501-1030 : 501-1030 : 501-1030 : 501-1030_U | Hellermann, Labels, PHOTOVOLTAIC SYSTEM EQUIPPED WITH RAPID SHUTDOWN, Reflective, 5.5" X 1.75", Qty. 1, 596-00474 | 2.77 |  | No | Electrical BOS | Shippable | 2.38 |  | Shippable but Stock Qty Unavailable |  | Not Applicable
501-1033 | 501-1033 | Hellermann, Labels, DC DISCONNECT, Variable Imprint Rating Label, 1" x 3.75", Qty. 1 pack of 10, 596-00854 | 35 |  | No | Electrical BOS | Soligent De-listing | 0 |  | De-Listing & Stock Qty Unavailable |  | Not Applicable
501-1034 | 501-1034 | Hellermann, Labels, SOLAR DISCONNECT, 1" x 6.5", Qty. 1 pack of 10, 596-00674 | 37 |  | No | Electrical BOS | Soligent De-listing | 0 |  | De-Listing & Stock Qty Unavailable |  | Not Applicable
501-1037 | 501-1037 | Hellermann, Labels, WARNING: GROUNDED CONNECTORS ENERGIZED, NEC.2014. Qty. 1, 596-00498 | 1.8 |  | No | Electrical BOS | Shippable | 1.55 |  | Shippable but Stock Qty Unavailable |  | Not Applicable
501-1041 | 501-1041 | Hellermann, Labels, PHOTOVOLTAIC AC DISCONNECT, Variable Imprint Rating Label, 3.75 X 1", Qty. 1 pack of 10, 596-00853 | 35 |  | No | Electrical BOS | Soligent De-listing | 0 |  | De-Listing & Stock Qty Unavailable |  | Not Applicable
501-1042 | 501-1042 | Hellermann, Labels, PV AC DISONNECT RATING, Variable Imprint Rating Label, 3.75 X 1", Qty. 1 pack of 10, 596-00852 | 35 |  | No | Electrical BOS | Soligent De-listing | 0 |  | De-Listing & Stock Qty Unavailable |  | Not Applicable
501-1043 | 501-1043 | Hellermann, Labels, DC RATING LABEL, Variable Imprint Rating Label, 3.75 X 2", Qty. 1 pack of 10, 596-00851 | 35 |  | No | Electrical BOS | Soligent De-listing | 0 |  | De-Listing & Stock Qty Unavailable |  | Not Applicable
501-1044 | 501-1044 | Hellermann, Labels, Clear Overlaminate for Variable Imprint Rating Label, 4.2 X 2.25" Qty. 1 pack of 10, 596-00670 | 37 |  | No | Electrical BOS | Soligent De-listing | 0 |  | De-Listing & Stock Qty Unavailable |  | Not Applicable
501-1045 | 501-1045 | Hellermann, Labels, AC Module Rating Label from NEC 2011, Variable Imprint Rating Label, 4 X 2", Qty. 1 pack of 10, 596-00855 | 37 |  | No | Electrical BOS | Soligent De-listing | 0 |  | De-Listing & Stock Qty Unavailable |  | Not Applicable
501-1046 | 501-1046 | Hellermann, Labels, DC Module Rating Label from NEC 2011, Variable Imprint Rating Label, 4 X 2", Qty. 1 pack of 10, 596-00850 | 35 |  | No | Electrical BOS | Soligent De-listing | 0 |  | De-Listing & Stock Qty Unavailable |  | Not Applicable
501-1047 | 501-1047 | Hellermann, Labels, MAIN PV SYSTEM DISCONNECT, 5.5 X 1.75", Qty. 1 pack of 10, 596-00675 | 42 |  | No | Electrical BOS | Soligent De-listing | 0 |  | De-Listing & Stock Qty Unavailable |  | Not Applicable
501-1048 | 501-1048 | Hellermann, Labels, MAIN PV SYSTEM AC DISCONNECT, 5.5 X 1.75", Qty. 1 pack of 10, 596-00676 | 42 |  | No | Electrical BOS | Soligent De-listing | 0 |  | De-Listing & Stock Qty Unavailable |  | Not Applicable
501-1049 | 501-1049 | Hellermann, Labels, DO NOT DISCONNECT UNDER LOAD, 6.5 X 1", Qty. 1 pack of 10, 596-00671 | 37 |  | No | Electrical BOS | Soligent De-listing | 0 |  | De-Listing & Stock Qty Unavailable |  | Not Applicable
501-1050 | 501-1050 | Hellermann, Labels, WARNING: PHOTOVOLTAIC POWER SOURCE, 6.5 X 1", Qty. 1 pack of 10, 596-00678 | 37 |  | No | Electrical BOS | Soligent De-listing | 0 |  | De-Listing & Stock Qty Unavailable |  | Not Applicable
501-1052 | 501-1052 | Hellermann, Labels, WARNING: INVERTER OUTPUT CONNECTION. DO NOT RELOCATE THIS OVERCURRENT DEVICE, 4.125 X .75", Qty. 1 pack of 10, 596-00668 | 35 |  | No | Electrical BOS | Soligent De-listing | 0 |  | De-Listing & Stock Qty Unavailable |  | Not Applicable
501-1053 | 501-1053 | Hellermann, Labels, PHOTOVOLTAIC SYSTEM EQUIPPED WITH RAPID SHUTDOWN, Reflective, 5.5" X 1.75", Qty. 1 pack of 10, 596-00677 | 42 |  | No | Electrical BOS | Soligent De-listing | 0 |  | De-Listing & Stock Qty Unavailable |  | Not Applicable
501-1054 | 501-1054 | Hellermann, Labels, NEC-2014 Packaged Set, 12 warning labels | 19.62 |  | No | Electrical BOS | Vendor De-listing | 16.44 |  | De-Listing & Stock Qty Unavailable |  | Not Applicable
501-1057 | 501-1057 | Schneider, Surge Protection Device, 50kA, 120/240Vac, Type 1, HEPD50 | 216 |  | No | Electrical BOS | Shippable | 171.43 |  | Shippable but Stock Qty Unavailable |  | Not Applicable
510-0001 | 510-0001 | Blue Oak, Combiner Box, 12-Pole, NEMA 4X, with fuse holders , add fuses, HCB12F | 389.26 |  | No | Electrical BOS | Soligent De-listing | 0 |  | De-Listing & Stock Qty Unavailable |  | Not Applicable
510-0002 | 510-0002 | Blue Oak, Combiner Box, 8-Pole, NEMA 4X, Fuse holders Included, HCB8F | 315.26 |  | No | Electrical BOS | Soligent De-listing | 0 |  | De-Listing & Stock Qty Unavailable |  | Not Applicable
510-0003 | 510-0003 | SimpliPhi, 1000 Amp Battery Combiner, NEMA-3R BOSS.6 Enclosure, 1000A Buss Bars, BOSS-6-COMBINER-1000 | 3986.49 |  | No | Electrical BOS | Shippable | 3782.05 |  | Shippable but Stock Qty Unavailable |  | Not Applicable
510-0005 | 510-0005 | Midnite Solar, Combiner box, 60A for 3 PV breakers or 2 fuseholders, MNPV3 | 115.24 |  | No | Electrical BOS | Shippable | 110 |  | Shippable but Stock Qty Unavailable |  | Not Applicable
510-0008 | 510-0008 | Solectria, Combiner Box, 10 Circuits, 600VDC, NEMA 4, Specify Fuses, 8-15A, STRCOM10X__A | 1240 |  | No | Electrical BOS | Vendor De-listing | 0 |  | De-Listing & Stock Qty Unavailable |  | Not Applicable
510-0009 | 510-0009 | Solectria, Combiner Box, 12 Circuits, 600VDC, Powder Coated Steel Enclosure, NEMA 4, Specify Fuses, 8-15A, STRCOM-PS-12X | 878 |  | No | Electrical BOS | Soligent De-listing | 0 |  | De-Listing & Stock Qty Unavailable |  | Not Applicable
510-0010 | 510-0010 | Solectria, Combiner Box, 14 Circuits, 600VDC, NEMA 4, Specify Fuses, 8-15A, STRCOM14X__A | 1606 |  | No | Electrical BOS | Vendor De-listing | 0 |  | De-Listing & Stock Qty Unavailable |  | Not Applicable
510-0011 | 510-0011 | Solectria, Combiner Box, 16 Circuits, 600VDC, Powder Coated Steel Enclosure, NEMA 4, Specify Fuses, 8-15A, STRCOM-PS-16X | 1085 |  | No | Electrical BOS | Soligent De-listing | 0 |  | De-Listing & Stock Qty Unavailable |  | Not Applicable
510-0012 | 510-0012 | Solectria, Combiner Box, 18 Circuits, 600VDC, NEMA 4, Specify Fuses, 8-15A, STRCOM18X__A | 2018 |  | No | Electrical BOS | Vendor De-listing | 0 |  | De-Listing & Stock Qty Unavailable |  | Not Applicable
510-0013 | 510-0013 | Solectria, Combiner Box, 20 Circuits, 600VDC, Powder Coated Steel Enclosure, NEMA 4, Specify Fuses, 8-15A, STRCOM-PS-20X | 1136 |  | No | Electrical BOS | Soligent De-listing | 0 |  | De-Listing & Stock Qty Unavailable |  | Not Applicable
510-0014 | 510-0014 | Solectria, Combiner Box, 22 Circuits, 600VDC, NEMA 4, Specify Fuses, 8-15A, STRCOM22X__A | 2194 |  | No | Electrical BOS | Vendor De-listing | 0 |  | De-Listing & Stock Qty Unavailable |  | Not Applicable
510-0015 | 510-0015 | Solectria, Combiner Box, 24 Circuits, 600VDC, Powder Coated Steel Enclosure, NEMA 4, Specify Fuses, 8-15A, STRCOM-PS-24X | 1226 |  | No | Electrical BOS | Soligent De-listing | 0 |  | De-Listing & Stock Qty Unavailable |  | Not Applicable
510-0016 | 510-0016 | Solectria, Combiner Box, 13 Circuits, 600VDC, NEMA 4, Specify Fuses, 8-15A, STRCOM13X__A | 1450 |  | No | Electrical BOS | Vendor De-listing | 0 |  | De-Listing & Stock Qty Unavailable |  | Not Applicable
510-0017 | 510-0017 | SMA, Combiner Box, 6 Circuits, 90A, 600VDC, NEMA 3R, SBCB-6-3R | 418 |  | No | Inverters | Vendor De-listing | 0 |  | De-Listing & Stock Qty Unavailable |  | Not Applicable
510-0018 | 510-0018 | SMA, Combiner Box, 12 Circuits, 240A, 600VDC, NEMA 3R, SCCB 12 | 636 |  | No | Electrical BOS | Vendor De-listing | 0 |  | De-Listing & Stock Qty Unavailable |  | Not Applicable
510-0019 | 510-0019 | SMA, Combiner Box, 28 Circuits, 420A, 600VDC, NEMA 3R, SCCB 28 | 1212 |  | No | Electrical BOS | Vendor De-listing | 0 |  | De-Listing & Stock Qty Unavailable |  | Not Applicable
510-0020 | 510-0020 | SMA, Combiner Box, 52 Circuits, 416A, 600VDC, NEMA 3R, SCCB 52 | 104.43 |  | No | Electrical BOS | Vendor De-listing | 0 |  | De-Listing & Stock Qty Unavailable |  | Not Applicable
510-0021 | 510-0021 | Xantrex, Combiner box, 10 Circuits, 60VDC, NEMA 3R, 151258-01 | 33.39 |  | No | Inverters | Soligent De-listing | 0 |  | De-Listing & Stock Qty Unavailable |  | Not Applicable
510-0022 | 510-0022 | Xantrex, Combiner box, 12 Circuits, 60VDC, 151260-01 | 41.58 |  | No | Inverters | Soligent De-listing | 0 |  | De-Listing & Stock Qty Unavailable |  | Not Applicable
510-0023 | 510-0023 | Solectria, Combiner Box, 15 Circuits, 600VDC, NEMA 4, Specify Fuses, 8-15A, STRCOM15X__A | 1760 |  | No | Electrical BOS | Vendor De-listing | 0 |  | De-Listing & Stock Qty Unavailable |  | Not Applicable
510-0024 | 510-0024 | Solectria, Combiner Box, 17 Circuits, 600VDC, NEMA 4, Specify Fuses, 8-15A, STRCOM17X__A | 1976 |  | No | Electrical BOS | Vendor De-listing | 0 |  | De-Listing & Stock Qty Unavailable |  | Not Applicable
510-0025 | 510-0025 | Solectria, Combiner Box, 19 Circuits, 600VDC, NEMA 4, Specify Fuses, 8-15A, STRCOM19X__A | 2062 |  | No | Electrical BOS | Vendor De-listing | 0 |  | De-Listing & Stock Qty Unavailable |  | Not Applicable
510-0026 | 510-0026 | Solectria, Combiner Box, 21 Circuits, 600VDC, NEMA 4, Specify Fuses, 8-15A, STRCOM21X__A | 2150 |  | No | Electrical BOS | Vendor De-listing | 0 |  | De-Listing & Stock Qty Unavailable |  | Not Applicable
510-0027 | 510-0027 | Solectria, Combiner Box, 23 Circuits, 600VDC, NEMA 4, Specify Fuses, 8-15A, STRCOM23X__A | 2240 |  | No | Electrical BOS | Vendor De-listing | 0 |  | De-Listing & Stock Qty Unavailable |  | Not Applicable
510-0032 | 510-0032 | SMA, Combiner Box, 28 Circuits, 420A, 600VDC, NEMA 4, SCCB 28 NEMA 4 | 1334 |  | No | Electrical BOS | Vendor De-listing | 0 |  | De-Listing & Stock Qty Unavailable |  | Not Applicable
510-0033 | 510-0033 | Solectria, Combiner Box, 8 Circuits, 600VDC, Powder Coated Steel Enclosure, NEMA 4, Specify Fuses, 8-15A, STRCOM-PS-08X | 819 |  | No | Electrical BOS | Vendor De-listing | 0 |  | De-Listing & Stock Qty Unavailable |  | Not Applicable
510-0036 | 510-0036 | Outback, FWPV-12 Combiner box, 12 Breakers or 8 Fuse holders, NEMA 3R | 338.89 |  | No | Inverters | Shippable | 287.06 |  | Shippable but Stock Qty Unavailable | USBE100-0012 | Already Listed
510-0037 | 510-0037 | SMA, Misc Parts Charge - not inverter, Enter Quote Number and Custom Price | 0 |  | No | Inverters | Soligent De-listing | 0 |  | Not Applicable |  | Not Applicable
510-0042 | 510-0042 | SMA, Combiner Box, 12 Circuits, 240A, 600VDC, NEMA 4, SCCB 12 NEMA 4 | 940 |  | No | Electrical BOS | Vendor De-listing | 0 |  | De-Listing & Stock Qty Unavailable |  | Not Applicable
510-0043 | 510-0043 | SolaDeck, Flashed Combiner/Wire Entry Box for Comp Roofs, with 3" DIN rail & UL, 15" x 15", SD-0783-41 | 97.5 |  | No | Electrical BOS | Vendor De-listing | 0 |  | De-Listing & Stock Qty Unavailable |  | Not Applicable
510-0044 | 510-0044 | SolaDeck, Flashed Combiner/Wire Entry Box for Comp Roofs, with 6" DIN rail & UL, 15" x 15", SD-0786-41 | 97.5 |  | No | Electrical BOS | Vendor De-listing | 0 |  | De-Listing & Stock Qty Unavailable |  | Not Applicable
510-0046 | 510-0046 | SolaDeck, Combiner Busbar for 4 ER10 Terminal Blocks, 120A, with Lug for #2-14 CU wire, 0785BB | 7.41 |  | No | Electrical BOS | Shippable | 6.52 |  | Shippable but Stock Qty Unavailable |  | Not Applicable
510-0051 | 510-0051 | SolaDeck, KIT with 4 String Combiner, includes Power Block, 4 Fuse holders & 1 Busbar, for SD0783-41, 0783K |  |  | No | Electrical BOS | Soligent De-listing | 0 |  | Not Applicable |  | Not Applicable
510-0052 | 510-0052 | SolaDeck, KIT with 4 String Pass-Thru, with 8 ER10 Terminal Blocks, for SD0786-41 |  |  | No | Electrical BOS | Soligent De-listing | 0 |  | Not Applicable |  | Not Applicable
510-0053 | 510-0053 | SolaDeck, KIT,with 4 String with 4 Terminal Blocks, 4 Fuse holders & 2 Busbars, for SD0786-41, 0786K |  |  | No | Electrical BOS | Soligent De-listing | 0 |  | Not Applicable |  | Not Applicable
510-0054 | 510-0054 | Midnite Solar, Big Baby Box enclosure for 4 DIN mount Breakers, MNBIGBABY | 53.13 |  | No | Electrical BOS | Shippable | 50.71 |  | Shippable but Stock Qty Unavailable |  | Not Applicable
510-0056 | 510-0056 | Midnite Solar, Combiner box, 240A busbar for 16 Fuses, 3R, MNPV16 | 563 |  | No | Electrical BOS | Vendor De-listing | 0 |  | De-Listing & Stock Qty Unavailable |  | Not Applicable
510-0058 | 510-0058 | PV Powered, Smart String Combiner Box, 8 Circuits, NEMA 4X, 160A, 600VDC, AEI-CB-08M | 2460 |  | No | Electrical BOS | Soligent De-listing | 0 |  | De-Listing & Stock Qty Unavailable |  | Not Applicable
510-0059 | 510-0059 | PV Powered, Smart String Combiner Box, 24 Circuits, AEI-CB24M400D | 7636 |  | No | Electrical BOS | Vendor De-listing | 0 |  | De-Listing & Stock Qty Unavailable |  | Not Applicable
510-0062 | 510-0062 | Blue Oak, Disconnecting Combiner Box, 16 Pole, 180A, Fiberglass NEMA 4X, HCB16DF | 99.95 |  | No | Electrical BOS | Soligent De-listing | 0 |  | De-Listing & Stock Qty Unavailable |  | Not Applicable
510-0064 | 510-0064 | Blue Oak, DI, SCONTINUED, Disconnecting Combiner Box, 24 Pole, 180A, Steel NEMA 4, HCB24DS | 107.3 |  | No | Electrical BOS | Soligent De-listing | 0 |  | De-Listing & Stock Qty Unavailable |  | Not Applicable
510-0070 | 510-0070 | Solectria, Option, Low DCV tap. Lowers PV voltage & MPP down to 300VDC, SGI 300KW | 776 |  | No | Electrical BOS | Vendor De-listing | 0 |  | De-Listing & Stock Qty Unavailable |  | Not Applicable
510-0071 | 510-0071 | Solectria, Option, Positive Ground for SGI 225/250/266/300/500 inverter, OPT-POSGROUND-SGI | 416 |  | No | Electrical BOS | Soligent De-listing | 0 |  | De-Listing & Stock Qty Unavailable |  | Not Applicable
510-0072 | 510-0072 | PV Powered, String Combiner Box, 6 Circuits, NEMA 4X, 120A, 600VDC, PVP-SCB-6 | 37.5 |  | No | Electrical BOS | Soligent De-listing | 0 |  | De-Listing & Stock Qty Unavailable |  | Not Applicable
510-0078 | 510-0078 | Bentek, Disconnect Combiner, 9 Pole, 100A Disconnect, 600VDC, 20" x 16", Max Fuse size 25A-comes with 15A Fuse, Steel NEMA 3R/4, BTK6-0915-D100-CS | 1420.8 |  | No | Electrical BOS | Soligent De-listing | 0 |  | De-Listing & Stock Qty Unavailable |  | Not Applicable
510-0080 | 510-0080 | Bentek, Disconnect Combiner, 21 Pole, 400A Disconnect, 600VDC, 30" x 24", Max Fuse size 25A-comes with 15A Fuse, Steel NEMA 3R/4, BTK6-2115-D400-CS | 3826 |  | No | Electrical BOS | Soligent De-listing | 0 |  | De-Listing & Stock Qty Unavailable |  | Not Applicable
510-0081 | 510-0081 | Bentek, Custom Item, Enter Quote Number and Custom Price | 0 |  | No | Electrical BOS | Soligent De-listing | 0 |  | Not Applicable |  | Not Applicable
510-0085 | 510-0085 | Bentek, Combiner Box, 4 Pole, 75A, Specify 600VDC OR 1000VDC, 8" x 8", Max Fuse size 25A-comes with 15A Fuse, Fiberglass NEMA 4X, BTK610-0415-FB | 488 |  | No | Electrical BOS | Vendor De-listing | 0 |  | De-Listing & Stock Qty Unavailable |  | Not Applicable
510-0086 | 510-0086 | Bentek, Combiner Box, 8 Pole, 175A, Specify 600VDC OR 1000VDC, 12" x 12", Max Fuse size 25A-comes with 15A Fuse, Fiberglass NEMA 4X, BTK610-0815-FB | 756 |  | No | Electrical BOS | Soligent De-listing | 0 |  | De-Listing & Stock Qty Unavailable |  | Not Applicable
510-0087 | 510-0087 | Bentek, Combiner Box, 12 Pole, 175A, Specify 600VDC OR 1000VDC, 12" x 12", Max Fuse size 25A-comes with 15A Fuse, Fiberglass NEMA 4X, BTK610-1215-FB | 987 |  | No | Electrical BOS | Soligent De-listing | 0 |  | De-Listing & Stock Qty Unavailable |  | Not Applicable
510-0088 | 510-0088 | Bentek, Combiner Box, 16 Pole, 200A, Specify 600VDC OR 1000VDC, 16" x 14", Max Fuse size 25A-comes with 15A Fuse, Fiberglass NEMA 4X, BTK610-1615-FB | 1013 |  | No | Electrical BOS | Soligent De-listing | 0 |  | De-Listing & Stock Qty Unavailable |  | Not Applicable
510-0089 | 510-0089 | Bentek, Combiner Box, 24 Pole, 400A, Specify 600VDC OR 1000VDC, 24" x 16", Max Fuse size 25A-comes with 15A Fuse, Steel NEMA 3R/4, BTK610-2415-CS | 1410 |  | No | Electrical BOS | Soligent De-listing | 0 |  | De-Listing & Stock Qty Unavailable |  | Not Applicable
510-0090 | 510-0090 | Bentek, Combiner Box, 42 Pole, 400A, Specify 600VDC OR 1000VDC, 30" x 24", Max Fuse size 25A-comes with 15A Fuse, Steel NEMA 3R/4, BTK610-4215-CS | 2238 |  | No | Electrical BOS | Soligent De-listing | 0 |  | De-Listing & Stock Qty Unavailable |  | Not Applicable
510-0091 | 510-0091 | Bentek, PRODUCT CHANGE- DO NOT USE. Disconnect Combiner, 6 Pole, 55A Disconnect, 600VDC, 14" x 12", Max Fuse size 25A-comes with 15A Fuse, Fiberglass NEMA 4X, BTK6-0615-D55-FB | 1090 |  | No | Electrical BOS | Vendor De-listing | 0 |  | De-Listing & Stock Qty Unavailable |  | Not Applicable
510-0092 | 510-0092 | Bentek, Disconnect Combiner, 8 Pole, 100A Disconnect, 600VDC, 20" x 16", Max Fuse size 25A-comes with 15A Fuse, Steel NEMA 3R/4, BTK6-0815-D100-CS | 1821 |  | No | Electrical BOS | Soligent De-listing | 0 |  | De-Listing & Stock Qty Unavailable |  | Not Applicable
510-0093 | 510-0093 | Bentek, Disconnect Combiner, 16 Pole, 100A, Steel NEMA 3R/4, 600VDC, 20" x 16", add fuses, BTK6-16yy-D100-S | 2251 |  | No | Electrical BOS | Soligent De-listing | 0 |  | De-Listing & Stock Qty Unavailable |  | Not Applicable
510-0094 | 510-0094 | Bentek, Disconnect Combiner, 24 Pole, 200A Disconnect, 600VDC, 24" x 20", Max Fuse size 25A-comes with 15A Fuse, Steel NEMA 3R/4, BTK6-2415-D200-CS | 2376 |  | No | Electrical BOS | Vendor De-listing | 0 |  | De-Listing & Stock Qty Unavailable |  | Not Applicable
510-0096 | 510-0096 | Midnite Solar, Combiner box, will accept 6 -300V Breakers, MNPV12-250 | 255.92 |  | No | Electrical BOS | Shippable | 244.29 |  | Shippable but Stock Qty Unavailable |  | Not Applicable
510-0097 | 510-0097 | Midnite Solar, Combiner box, will accept 12 -300VDC Breakers High voltage, MNPV16-250 | 550 |  | No | Electrical BOS | Vendor De-listing | 0 |  | De-Listing & Stock Qty Unavailable |  | Not Applicable
510-0098 | 510-0098 | Advanced Energy, Integrated Sub-Combiner Option for AE 260TX, 10 x 150A Fuses, AE_260TX-SC-10-150 | 6260 |  | No | Electrical BOS | Vendor De-listing | 0 |  | De-Listing & Stock Qty Unavailable |  | Not Applicable
510-0099 | 510-0099 | Panasonic EverVolt, Battery Combiner Box, use when Paralleling Battery Cabinets, MB03 | 771.76 |  | No | Energy Storage | Shippable | 728.89 |  | Shippable but Stock Qty Unavailable |  | Not Applicable
510-0102 | 510-0102 | PV Powered, Smart String Combiner Box, 16 Circuits, NEMA 4X, 320A, 600VDC, AEI-CB-16M | 4118 |  | No | Electrical BOS | Soligent De-listing | 0 |  | De-Listing & Stock Qty Unavailable |  | Not Applicable
510-0103 | 510-0103 | SMA, Combiner Box, 52 Circuits, 600VDC, NEM4 | 3884 |  | No | Electrical BOS | Vendor De-listing | 0 |  | De-Listing & Stock Qty Unavailable |  | Not Applicable
510-0104 | 510-0104 | Solectria, Residential Panel Assy, for PVI 3000, 4000, 5000 or 5300 Fused DC disconnect, Unfused AC disconnect, Includes Meter and Meter Socket, Inverter sold separately, PWS-010024-FUM | 706 |  | No | Electrical BOS | Soligent De-listing | 0 |  | De-Listing & Stock Qty Unavailable |  | Not Applicable
510-0109 | 510-0109 | Solectria, Combiner Box, 6 Circuits, 600VDC, NEMA 4, Specify Fuses, 6-15A, STRCOM06X__A | 545 |  | No | Electrical BOS | Soligent De-listing | 0 |  | De-Listing & Stock Qty Unavailable |  | Not Applicable
510-0111 | 510-0111 | Square D, Gang Box Single with Square D, Gang Box Single with 3- 1/2" knockouts, 17774 | 5.97 |  | No | Electrical BOS | Soligent De-listing | 0 |  | De-Listing & Stock Qty Unavailable |  | Not Applicable
510-0112 | 510-0112 | Square D, Gang Box Blank Cover, 24279 | 1.465 |  | No | Electrical BOS | Soligent De-listing | 0 |  | De-Listing & Stock Qty Unavailable |  | Not Applicable
510-0124 | 510-0124 | Bentek, Disconnect Combiner, 16 Pole, 200A Disconnect, 600VDC, 24" x 20", Max Fuse size 25A-comes with 15A Fuse, Steel NEMA 3R/4, BTK6-1615-D200-CS | 1688 |  | No | Electrical BOS | Soligent De-listing | 0 |  | De-Listing & Stock Qty Unavailable |  | Not Applicable
510-0129 | 510-0129 | Bentek, Disconnect Combiner, 8 Pole, 100A Disconnect, 600VDC, 20" x 16", Max Fuse size 25A-comes with 15A Fuse, Fiberglass NEMA 4X, BTK6-0815-D100-FB | 1564 |  | No | Electrical BOS | Soligent De-listing | 0 |  | De-Listing & Stock Qty Unavailable |  | Not Applicable
510-0131 | 510-0131 | Midnite Solar, Combiner box, Pre-wired with 4 Panel mount TE connectors and fuseholders, MNPV4-TE | 10.95 |  | No | Electrical BOS | Vendor De-listing | 0 |  | De-Listing & Stock Qty Unavailable |  | Not Applicable
510-0133 | 510-0133 | SMA, Combiner Box, Dual Fused 6 Input, with Single Output for SB6000TLUS-12 to SB11000TLUS-12 inverters, 56A, without fuses (20A max), NEMA 3R, SBCBTL6-10 | 548.72 |  | No | Inverters | Vendor De-listing | 0 |  | De-Listing & Stock Qty Unavailable |  | Not Applicable
510-0134 | 510-0134 | Solectria, Combiner Box, 4 Circuits, 600VDC, NEMA 4, Specify Fuses, 8-15A, STRCOM04X__A | 982 |  | No | Electrical BOS | Vendor De-listing | 0 |  | De-Listing & Stock Qty Unavailable |  | Not Applicable
510-0135 | 510-0135 | Solectria, Residential Panel Assy, for PVI 1800 or 2500, Unfused DC disconnect, Unfused AC disconnect, Includes Meter and Meter Socket, Inverter sold separately, PWS-010016-UUM | 872 |  | No | Electrical BOS | Soligent De-listing | 0 |  | De-Listing & Stock Qty Unavailable |  | Not Applicable
510-0136 | 510-0136 | Solectria, Residential Panel Assy, for PVI 1800 or 2500, Fused DC disconnect, Unfused AC disconnect, Includes Meter and Meter Socket, Inverter sold separately, PWS-010016-FUM | 990 |  | No | Electrical BOS | Soligent De-listing | 0 |  | De-Listing & Stock Qty Unavailable |  | Not Applicable
510-0137 | 510-0137 | SMA, Sunny Central String-Monitor & Smart Combiner box, 24 String input (3 per Chanel), 20A Fuses, 480A Busbar, Neg Grounded, NEMA 3R, SSM-US-00, | 10758 |  | No | Electrical BOS | Vendor De-listing | 0 |  | De-Listing & Stock Qty Unavailable |  | Not Applicable
510-0138 | 510-0138 | SMA, Sunny Central String-Monitor & Smart Combiner box, 32 String input (4 per Chanel), 15A Fuses, 480A Busbar, Neg Grounded, NEMA 3R, SSM-US-10, | 11232 |  | No | Electrical BOS | Vendor De-listing | 0 |  | De-Listing & Stock Qty Unavailable |  | Not Applicable
510-0139 | 510-0139 | SMA, Sunny Central String-Monitor & Smart Combiner box, 64 String input (8 per Chanel), 8A Fuses, 512A Busbar, Neg Grounded, NEMA 3R, SSM-US-20, | 12622 |  | No | Electrical BOS | Vendor De-listing | 0 |  | De-Listing & Stock Qty Unavailable |  | Not Applicable
510-0140 | 510-0140 | SolarEdge, Combiner Box with String Level GFDI and Monitoring, 16 Input, NEMA 4, SECB-16GF-ERZ | 11354 |  | No | Electrical BOS | Vendor De-listing | 0 |  | De-Listing & Stock Qty Unavailable |  | Not Applicable
510-0141 | 510-0141 | SolarEdge, Combiner Box with String Level GFDI and Monitoring, 36 Input, NEMA 4, SECB-36GF-ERZ | 21466 |  | No | Electrical BOS | Vendor De-listing | 0 |  | De-Listing & Stock Qty Unavailable |  | Not Applicable
510-0142 | 510-0142 | SolarEdge, Combiner Box with String Level GFDI and Monitoring, 64 Input, NEMA 4, SECB-64GF-ERZ | 27760 |  | No | Electrical BOS | Vendor De-listing | 0 |  | De-Listing & Stock Qty Unavailable |  | Not Applicable
510-0143 | 510-0143 | Fronius, String Control 250/25 & Smart Combiner box, 25 String input (5 per Chanel), max 20A Fuses, 250A Busbar, Neg or Pos Grounded, NEMA 3R, 4,240,140,800 | 1945.98 |  | No | Electrical BOS | Vendor De-listing | 0 |  | De-Listing & Stock Qty Unavailable |  | Not Applicable
510-0144 | 510-0144 | SolarEdge, Combiner Box with String Level GFDI and Monitoring, 16 Input, NEMA 4X, SECB-16GF-ERZ-X | 12242 |  | No | Electrical BOS | Vendor De-listing | 0 |  | De-Listing & Stock Qty Unavailable |  | Not Applicable
510-0145 | 510-0145 | SolarEdge, Combiner Box with String Level GFDI and Monitoring, 36 Input, NEMA 4X, SECB-36GF-ERZ-X | 22846 |  | No | Electrical BOS | Vendor De-listing | 0 |  | De-Listing & Stock Qty Unavailable |  | Not Applicable
510-0146 | 510-0146 | SolarEdge, Combiner Box with String Level GFDI and Monitoring, 64 Input, NEMA 4X, SECB-64GF-ERZ-X | 29570 |  | No | Electrical BOS | Vendor De-listing | 0 |  | De-Listing & Stock Qty Unavailable |  | Not Applicable
510-0149 | 510-0149 | Bentek, Disconnect Combiner, 12 Pole, 100A Disconnect, 600VDC, 20" x 16", Max Fuse size 25A-comes with 15A Fuse, Fiberglass NEMA 3R, BTK6-1215-D100-FB | 1564 |  | No | Electrical BOS | Soligent De-listing | 0 |  | De-Listing & Stock Qty Unavailable |  | Not Applicable
510-0150 | 510-0150 | Bentek, Disconnect Combiner, 12 Pole, 100A Disconnect, 600VDC, 20" x 16", Max Fuse size 25A-comes with 15A Fuse, Fiberglass NEMA 4, BTK6-1215-D100-FB | 1564 |  | No | Electrical BOS | Soligent De-listing | 0 |  | De-Listing & Stock Qty Unavailable |  | Not Applicable
510-0151 | 510-0151 | Bentek, Disconnect Combiner, 12 Pole, 100A, Steel NEMA 3R, 600VDC Disconnect, 20" x 16", Max Fuse size 25A-comes with 15A Fuse, BTK6-12x-D100-S | 1465.2 |  | No | Electrical BOS | Vendor De-listing | 0 |  | De-Listing & Stock Qty Unavailable |  | Not Applicable
510-0152 | 510-0152 | Bentek, Disconnect Combiner, 12 Pole, 100A Disconnect, 600VDC, 20" x 16", Max Fuse size 25A-comes with 15A Fuse, Steel NEMA 4, BTK6-1215-D100-CS | 1652 |  | No | Electrical BOS | Soligent De-listing | 0 |  | De-Listing & Stock Qty Unavailable |  | Not Applicable
510-0153 | 510-0153 | Bentek, Fused Re-combiner, with 5 inputs, 200A fuses in NEMA 3R Wall-Mount enclosure, BTK6-5200 | 9876 |  | No | Electrical BOS | Soligent De-listing | 0 |  | De-Listing & Stock Qty Unavailable |  | Not Applicable
510-0154 | 510-0154 | Bentek, Fused Re-combiner, with 5 inputs, 400A fuses in NEMA 3R Wall-Mount enclosure, BTK6-5400 | 12376 |  | No | Electrical BOS | Soligent De-listing | 0 |  | De-Listing & Stock Qty Unavailable |  | Not Applicable
510-0156 | 510-0156 | Solectria, Integrated String Combiner, 8-Fuse String with disconnect, (15A fuses included, or specify), STRCOM-DISCO 8F-15A | 1654 |  | No | Electrical BOS | Vendor De-listing | 0 |  | De-Listing & Stock Qty Unavailable |  | Not Applicable
510-0157 | 510-0157 | Solectria, Option, Positively Grounded String combiner for positvely grounded systems, OPT-POSGROUND-String Combiner | 56 |  | No | Electrical BOS | Soligent De-listing | 0 |  | De-Listing & Stock Qty Unavailable |  | Not Applicable
510-0158 | 510-0158 | Bentek, Disconnect Combiner, 12 Pole, 200A Disconnect, 600VDC, 20" x 16", Max Fuse size 25A-comes with 10A Fuse, Fiberglass NEMA 4, BTK6-1210-D200-FB | 1603 |  | No | Electrical BOS | Soligent De-listing | 0 |  | De-Listing & Stock Qty Unavailable |  | Not Applicable
510-0163 | 510-0163 | Solectria, Combiner Box, 30 Circuits, 600VDC, Powder Coated Steel Enclosure, NEMA 4, Specify Fuses, 8-15A, STRCOM-PS-30X | 1348 |  | No | Electrical BOS | Soligent De-listing | 0 |  | De-Listing & Stock Qty Unavailable |  | Not Applicable
510-0164 | 510-0164 | Solectria, Option, Upgrade to Stainless Steel (316 Grade) for String Combiner, OPT-STRCOM-SS-316 | 1264 |  | No | Electrical BOS | Vendor De-listing | 0 |  | De-Listing & Stock Qty Unavailable |  | Not Applicable
510-0165 | 510-0165 | Bentek, Disconnect Combiner, 30 Pole, 400A Disconnect, 600VDC, 30" x 24", Max Fuse size 25A-comes with 15A Fuse, Steel NEMA 3R/4, BTK6-3015-D400-CS | 3738 |  | No | Electrical BOS | Soligent De-listing | 0 |  | De-Listing & Stock Qty Unavailable |  | Not Applicable
510-0178 | 510-0178 | Solectria, Integrated String Combiner, 16-Fuse String with disconnect, (15A fuses included, or specify), STRCOM-DISCO 16F-15A | 2402 |  | No | Electrical BOS | Vendor De-listing | 0 |  | De-Listing & Stock Qty Unavailable |  | Not Applicable
510-0179 | 510-0179 | Bentek, Disconnect Combiner, 24 Pole, 400A Disconnect, 600VDC, 30" x 24", Max Fuse size 25A-comes with 15A Fuse, Fiberglass NEMA 4X, BTK6-2415-D400-FB | 4488 |  | No | Electrical BOS | Soligent De-listing | 0 |  | De-Listing & Stock Qty Unavailable |  | Not Applicable
510-0180 | 510-0180 | Midnite Solar, Disconnect Combiner, 4 input 80A busbar (Add fuses & holders), 600VDC, NEMA 3R, MNPV4HV DISCO 3R-BSC | 504.9 |  | No | Electrical BOS | Shippable | 315.56 |  | Shippable but Stock Qty Unavailable |  | Not Applicable
510-0181 | 510-0181 | Midnite Solar, Disconnect Combiner, 4x15A Fused inputs, 80A, 600VDC, NEMA 3R, with SPD600, Birdhouse Compatible, MNPV4HV-DISCO 3R-DLX | 612.43 |  | No | Electrical BOS | Shippable | 588.57 |  | Shippable but Stock Qty Unavailable |  | Not Applicable
510-0182 | 510-0182 | Midnite Solar, Combiner box with disconnect handle & 3 breaker busbar, Add 300VDC or 120/240VAC DIN mount breakers, MNPV6-250 DISCO | 258.91 |  | No | Electrical BOS | Shippable | 247.14 |  | Shippable but Stock Qty Unavailable |  | Not Applicable
510-0183 | 510-0183 | Midnite Solar, Disconnect Combiner, 6x15A Fused inputs, 100A, 600VDC, NEMA 4X, with SPD600, Birdhouse Compatible, MNPV6HV Disco 4X | 933.9 |  | No | Electrical BOS | Soligent De-listing | 583.69 |  | De-Listing & Stock Qty Unavailable |  | Not Applicable
510-0184 | 510-0184 | Midnite Solar, Disconnect Combiner, Dual 4x15A Fused inputs, Dual 80A busbars field config, 600VDC, NEMA 3R, with SPD600, Birdhouse Compatible, MNPV8HV Disco 3R | 1243.99 |  | No | Electrical BOS | Soligent De-listing | 0 |  | De-Listing & Stock Qty Unavailable |  | Not Applicable
510-0185 | 510-0185 | Midnite Solar, Disconnect Combiner, Dual 4x15A Fused inputs, Dual 80A busbars field config, 600VDC, NEMA 4X, with SPD600, Birdhouse Compatible, MNPV8HV Disco 4X | 1142.9 |  | No | Electrical BOS | Vendor De-listing | 0 |  | De-Listing & Stock Qty Unavailable |  | Not Applicable
510-0186 | 510-0186 | Midnite Solar, Disconnect Combiner, Dual 8x15A Fused inputs, Dual 100A busbars field config, 600VDC NEMA 4X, with SPD600, Birdhouse Compatible, MNPV16HV-DISCO 4X | 1970.1 |  | No | Electrical BOS | Soligent De-listing | 1231.31 |  | De-Listing & Stock Qty Unavailable |  | Not Applicable
510-0187 | 510-0187 | Midnite Solar, Disconnect Combiner, 36x15A Fused inputs, 300A, 600VDC, NEMA 4X, with SPD600, Birdhouse Compatible, MNPV36HV 600 Disco 4X | 2623.929 |  | No | Electrical BOS | Vendor De-listing | 0 |  | De-Listing & Stock Qty Unavailable |  | Not Applicable
510-0188 | 510-0188 | Midnite Solar, Series Arc Fault Disconnect Combiner, 24x15A Fused inputs, 200A, 600VDC, NEMA 4x, with SPD600, Birdhouse Compatible, RS485 and Ethernet, MNPV24HVAF 4X Arc Fault | 2888 |  | No | Electrical BOS | Soligent De-listing | 0 |  | De-Listing & Stock Qty Unavailable |  | Not Applicable
510-0189 | 510-0189 | Midnite Solar, Series and Parallel Arc Fault Disconnect Combiner, 24x15A Fused inputs, 200A, 600VDC, NEMA 4x, with SPD600, Birdhouse Compatible, RS485 and Ethernet, MNPV24HVPAF 4X Arc Fault | 3438 |  | No | Electrical BOS | Soligent De-listing | 0 |  | De-Listing & Stock Qty Unavailable |  | Not Applicable
510-0191 | 510-0191 | Bentek, Disconnect Combiner, 16 Pole, 200A Disconnect, 600VDC, 20" x 16", Max Fuse size 25A-comes with 15A Fuse, Fiberglass NEMA 4X, BTK6-1615-D200-FB | 1564 |  | No | Electrical BOS | Soligent De-listing | 0 |  | De-Listing & Stock Qty Unavailable |  | Not Applicable
510-0196 | 510-0196 | Midnite Solar, Mini DC Disconnect box with 2 DIN rails & Dual 250A panel mount breakers, 250VDC, 3/8" by 1.5" Studs, MNDC250-X2 | 611.6 |  | No | Electrical BOS | Soligent De-listing | 382.25 |  | De-Listing & Stock Qty Unavailable |  | Not Applicable
510-0197 | 510-0197 | SolaDeck, Flashed Combiner/Wire Entry Box for Comp Roofs, AC/DC, with 7" DIN rail & UL, 5-position ground bar, 15" x 15", SD-0760-41 AD | 116.5 |  | No | Electrical BOS | Vendor De-listing | 0 |  | De-Listing & Stock Qty Unavailable |  | Not Applicable
510-0198 | 510-0198 | Midnite Solar, Combiner box, Pre-wired with 2 x 4 String Panel mount MC4 connectors, fuseholders & 15A fuses, 200A bus, NEMA 3R, MNPV8-MC4 | 665.5 |  | No | Electrical BOS | Soligent De-listing | 415.94 |  | De-Listing & Stock Qty Unavailable |  | Not Applicable
510-0199 | 510-0199 | PV Powered, Combiner Box, 24 Circuits, NEMA 4X, 360A, 600VDC, AEI-CB-24 | 5712 |  | No | Electrical BOS | Soligent De-listing | 0 |  | De-Listing & Stock Qty Unavailable |  | Not Applicable
510-0200 | 510-0200 | Bentek, Disconnect Combiner, 26 Pole, 400A Disconnect, 600VDC, 30" x 24", Max Fuse size 25A-comes with 15A Fuse, Steel NEMA 4, BTK26D | 3488 |  | No | Electrical BOS | Soligent De-listing | 0 |  | De-Listing & Stock Qty Unavailable |  | Not Applicable
510-0201 | 510-0201 | SolaDeck, Flashed Enclosure Pass Thru Box for Comp Roofs, AC/DC, with 6" DIN rail, ground block, 15" x 15", NEMA 3R, SD-0786-3R5 | 125 |  | No | Electrical BOS | Vendor De-listing | 0 |  | De-Listing & Stock Qty Unavailable |  | Not Applicable
510-0203 | 510-0203 | Cooper, Disconnect Combiner, 24 Poles, 245A, Fiberglass NEMA 4X, add fuses, BCBD245-24-00F | 4304 |  | No | Electrical BOS | Soligent De-listing | 0 |  | De-Listing & Stock Qty Unavailable |  | Not Applicable
510-0204 | 510-0204 | Midnite Solar, General use enclosure, 15 panel mount breakers, 5-100A, MNDC15 | 350.9 |  | No | Electrical BOS | Soligent De-listing | 219.31 |  | De-Listing & Stock Qty Unavailable |  | Not Applicable
510-0205 | 510-0205 | Bussmann, BCBCT Compact Combiner Box, 5-6 Circuits, 600VDC, NEMA 4X Fiberglass Fused with 10A fuses, BCBCT-05-10-F | 397 |  | No | Electrical BOS | Vendor De-listing | 0 |  | De-Listing & Stock Qty Unavailable |  | Not Applicable
510-0206 | 510-0206 | Bentek, Duplicate of 510-0124, Disconnect Combiner, 16 Pole, 200A Disconnect, 600VDC, 24" x 20", Max Fuse size 25A-comes with 15A Fuse, Steel NEMA3R/ 4, BTK16D | 1596.18 |  | No | Electrical BOS | Soligent De-listing | 0 |  | De-Listing & Stock Qty Unavailable |  | Not Applicable
510-0210 | 510-0210 | Solectria, Disconnect Combiner, 8x15A fused inputs, 100A, Powder Coated Steel Enclosure, NEMA 4, 600VDC, 20x16x6", DISCOM-PS-08X | 1294 |  | No | Electrical BOS | Soligent De-listing | 0 |  | De-Listing & Stock Qty Unavailable |  | Not Applicable
510-0211 | 510-0211 | Solectria, Disconnect Combiner, 12x15A fused inputs, 200A, Powder Coated Steel Enclosure, NEMA 4, 600VDC, 20x16x6", DISCOM-PS-12X | 1435 |  | No | Electrical BOS | Soligent De-listing | 0 |  | De-Listing & Stock Qty Unavailable |  | Not Applicable
510-0212 | 510-0212 | Solectria, Disconnect Combiner, 16x15A fused inputs, 225A, Powder Coated Steel Enclosure, NEMA 4, 600VDC, 24x20x6", DISCOM-PS-16X | 1482 |  | No | Electrical BOS | Soligent De-listing | 0 |  | De-Listing & Stock Qty Unavailable |  | Not Applicable
510-0213 | 510-0213 | Solectria, Disconnect Combiner, 20x15A fused inputs, 225A, Powder Coated Steel Enclosure, NEMA 4, 600VDC, 24x20x6", DISCOM-PS-20X | 1788 |  | No | Electrical BOS | Soligent De-listing | 0 |  | De-Listing & Stock Qty Unavailable |  | Not Applicable
510-0214 | 510-0214 | Solectria, Disconnect Combiner, 24x15A fused inputs, 400A, Powder Coated Steel Enclosure, NEMA 4, 600VDC, 30x24x8", DISCOM-PS-24X | 2212 |  | No | Electrical BOS | Soligent De-listing | 0 |  | De-Listing & Stock Qty Unavailable |  | Not Applicable
510-0215 | 510-0215 | Solectria, Disconnect Combiner, 30x15A fused inputs, 400A, Powder Coated Steel Enclosure, NEMA 4, 600VDC, 30x24x8", DISCOM-PS-30X | 2424 |  | No | Electrical BOS | Soligent De-listing | 0 |  | De-Listing & Stock Qty Unavailable |  | Not Applicable
510-0216 | 510-0216 | SolaDeck, AC 2 Circuit KIT, with 2 x 15A 2-pole 240VAC breakers, AC Busbar kit, 80A AC Power Block, 2 x 1/2"and 1 x 3/8" 1-hole cord grips, add SolaDeck Model 0760-41AD, 0799-MI-2-15 | 192.96 |  | No | Electrical BOS | Vendor De-listing | 178.49 |  | De-Listing & Stock Qty Unavailable |  | Not Applicable
510-0217 | 510-0217 | SolaDeck, AC 3 Circuit KIT, with 3 x 20A 2-pole 240VAC breakers, AC Busbar kit, 80A AC Power Block, 3 x 1/2" and 1 x 3/8" 1-hole cord grips, add SolaDeck Model 0760-41AD, 0799-MI-3-20 | 267.28 |  | No | Electrical BOS | Vendor De-listing | 247.24 |  | De-Listing & Stock Qty Unavailable |  | Not Applicable
510-0218 | 510-0218 | SolaDeck, AC 3 Circuit KIT, with 3 x 15A 2-pole 240VAC breakers, AC Busbar kit, 80A AC Power Block, 3 x 1/2" and 1 x 3/8" 1-hole cord grips, add SolaDeck Model 0760-41AD, 0799-MI-3-15 | 267.28 |  | No | Electrical BOS | Vendor De-listing | 247.24 |  | De-Listing & Stock Qty Unavailable |  | Not Applicable
510-0219 | 510-0219 | SolaDeck, AC 2 Circuit KIT, with 2 x 20A 2-pole 240VAC breakers, AC Busbar kit, 80A AC Power Block, 2 x 1/2" and 1 x 3/8" 1-hole cord grips, add SolaDeck Model 0760-41AD, 0799-MI-2-20 | 193.18 |  | No | Electrical BOS | Vendor De-listing | 183.27 |  | De-Listing & Stock Qty Unavailable |  | Not Applicable
510-0220 | 510-0220 | Bentek, Disconnect Combiner, 24 Pole, 400A Disconnect, 1000VDC, 30" x 24", Max Fuse size 25A-comes with 15A Fuse, Steel NEMA 3R/4, BTK10-2415-D400-CS | 3488 |  | No | Electrical BOS | Soligent De-listing | 0 |  | De-Listing & Stock Qty Unavailable |  | Not Applicable
510-0221 | 510-0221 | Bentek, Disconnect Combiner, 30 Pole, 400A Disconnect, 1000VDC, 30" x 24", Max Fuse size 25A-comes with 15A Fuse, Steel NEMA 3R/4, BTK10-3015-D400-CS | 3738 |  | No | Electrical BOS | Soligent De-listing | 0 |  | De-Listing & Stock Qty Unavailable |  | Not Applicable
510-0222 | 510-0222 | Bentek, Disconnect Combiner, 30 Pole, 250A Disconnect, 1000VDC, 30" x 24", Max Fuse size 25A-comes with 15A Fuse, Steel NEMA 3R/4, BTK10-3015-D250-CS | 2738 |  | No | Electrical BOS | Soligent De-listing | 0 |  | De-Listing & Stock Qty Unavailable |  | Not Applicable
510-0223 | 510-0223 | Advanced Energy, AE 500NX Remote PV Tie 6x350MCM, 3100008-02 | 8048 |  | No | Electrical BOS | Vendor De-listing | 0 |  | De-Listing & Stock Qty Unavailable |  | Not Applicable
510-0224 | 510-0224 | Bentek, Disconnect Combiner, 16 Pole, 250A Disconnect, 1000VDC, 20" x 24", 15A Fuse, Surge suppressor, Steel NEMA 3R/4, BTK10-1615-D250-CS-SP | 2289.74 |  | No | Electrical BOS | Soligent De-listing | 0 |  | De-Listing & Stock Qty Unavailable |  | Not Applicable
510-0225 | 510-0225 | Bentek, Disconnect Combiner for Ungrounded Arrays, Dual 16 Pole, 250A Disconnect, 1000VDC, 30" x 24", 15A Fuses included, 1000VDC Surge suppressor, Steel NEMA 4, BTK10-UNG-1615-D250-CS-SP | 4076.92 |  | No | Electrical BOS | Soligent De-listing | 0 |  | De-Listing & Stock Qty Unavailable |  | Not Applicable
510-0226 | 510-0226 | Bentek, PRODUCT CHANGE- DO NOT USE. Disconnect Combiner, 6 Pole, 55A Disconnect, 600VDC, 14" x 12", Max Fuse size 25A-comes with 15A Fuse, Powder coated steel NEMA 4, BTK6-0615-D55-CS | 1115.39 |  | No | Electrical BOS | Soligent De-listing | 0 |  | De-Listing & Stock Qty Unavailable |  | Not Applicable
510-0227 | 510-0227 | Bentek, Disconnect Combiner, 24 Pole, 250A Disconnect, 600VDC, 30" x 24", includes 15A Fuse, Steel NEMA 3R/4, BTK6-2415-D250-CS | 2243 |  | No | Electrical BOS | Soligent De-listing | 0 |  | De-Listing & Stock Qty Unavailable |  | Not Applicable
510-0228 | 510-0228 | Bentek, Disconnect Combiner, 16 Pole, 200A Disconnect, 600VDC, 20" x 16", includes 15A Fuses, Pre-Wired with 16 pairs of 6" PV Wire, MC4 , 600VDC Surge suppressor, Steel NEMA 4, BTK6-1615-D200-CS-WMC4-SP | 2682 |  | No | Electrical BOS | Soligent De-listing | 0 |  | De-Listing & Stock Qty Unavailable |  | Not Applicable
510-0229 | 510-0229 | Midnite Solar, Combiner box, 240A busbar, can hold up to 24 150VDC breakers, 3R, MNPV16-24 | 563 |  | No | Electrical BOS | Vendor De-listing | 0 |  | De-Listing & Stock Qty Unavailable |  | Not Applicable
510-0230 | 510-0230 | Midnite Solar, Disconnect Combiner, two Dual 4x15A Fused inputs (with 16 fuses), two Dual switched Pos/Neg disconnect, 600VDC, NEMA 4X, Birdhouse Compatible, MNPV16HV-DLTL 4X | 1343.2 |  | No | Electrical BOS | Soligent De-listing | 1282.14 |  | De-Listing & Stock Qty Unavailable |  | Not Applicable
510-0231 | 510-0231 | Midnite Solar, Disconnect Combiner, two Dual 2x15A Fused inputs (with 8 fuses), two Dual switched Pos/Neg disconnect, 600VDC, NEMA 4X, Birdhouse Compatible, MNPV8HV-DLTL 4X | 1034 |  | No | Electrical BOS | Soligent De-listing | 646.25 |  | De-Listing & Stock Qty Unavailable |  | Not Applicable
510-0232 | 510-0232 | Midnite Solar, Disconnect Combiner, Dual 4x15A Fused inputs, Dual 80A busbars field config, 600VDC, NEMA 3R, with SPD600, Birdhouse Compatible, Power Supply board factory installed, MNPV8HV-Disco 3R-PSB | 1127.5 |  | No | Electrical BOS | Soligent De-listing | 704.69 |  | De-Listing & Stock Qty Unavailable |  | Not Applicable
510-0233 | 510-0233 | Midnite Solar, Combiner box Pre-wired for 2 Strings, with MC4 Panel mount connectors, 2 fuseholders & 15A fuses for grounded inverters, 60A, 600VDC, NEMA 3R, MNPV2-MC4 | 258.16 |  | No | Electrical BOS | Shippable | 246.43 |  | Shippable but Stock Qty Unavailable |  | Not Applicable
510-0234 | 510-0234 | SolaDeck, Flashed Combiner/Wire Entry Box for Tile Roofs, 6” collar and soft 30" x 30" aluminum flashing, with 6" DIN rail & UL for AC & DC, SD-0766-41 AD | 367 |  | No | Electrical BOS | Soligent De-listing | 0 |  | De-Listing & Stock Qty Unavailable |  | Not Applicable
510-0235 | 510-0235 | Soladeck, DIN and Stud Mount Power Distribution Block, ABB BRU80A, White, 600V, 3x #14-4AWG and 4x #14-10AWG wire terminal combining block, 1440.080 | 31 |  | No | Electrical BOS | Soligent De-listing | 0 |  | De-Listing & Stock Qty Unavailable |  | Not Applicable
510-0236 | 510-0236 | Midnite Solar, Combiner box, Pre-wired with 4 Panel mount MC4 connectors and 4 DIN mount 1-pole 15A 150VDC Breakers, MNPV4-MC4-LV | 378 |  | No | Electrical BOS | Soligent De-listing | 0 |  | De-Listing & Stock Qty Unavailable |  | Not Applicable
510-0237 | 510-0237 | SolaDeck, Custom Quote, Enter Quote Number and Custom Price | 0 |  | No | Electrical BOS | Shippable | 0 |  | Shippable but Price & Stock Qty Unavailable |  | Not Applicable
510-0238 | 510-0238 | Solectria, Combiner Box with Arc Fault Protection, AFDI Series, 08 Circuits, 600VDC/1000VDC, Powder Coated Steel Enclosure, NEMA 4, Specify Fuses, 8-15A, ARCCOM-M-PS-08X | 3076.99 |  | No | Electrical BOS | Soligent De-listing | 0 |  | De-Listing & Stock Qty Unavailable |  | Not Applicable
510-0239 | 510-0239 | Solectria, Combiner Box with Arc Fault Protection, AFDI Series, 12 Circuits, 600VDC/1000VDC, Powder Coated Steel Enclosure, NEMA 4, Specify Fuses, 8-15A, ARCCOM-M-PS-12X | 3323.99 |  | No | Electrical BOS | Soligent De-listing | 0 |  | De-Listing & Stock Qty Unavailable |  | Not Applicable
510-0240 | 510-0240 | Solectria, Combiner Box with Arc Fault Protection, AFDI Series, 16 Circuits, 600VDC/1000VDC, Powder Coated Steel Enclosure, NEMA 4, Specify Fuses, 8-15A, ARCCOM-M-PS-16X | 3630.99 |  | No | Electrical BOS | Soligent De-listing | 0 |  | De-Listing & Stock Qty Unavailable |  | Not Applicable
510-0241 | 510-0241 | Solectria, Combiner Box with Arc Fault Protection, AFDI Series, 24 Circuits, 600VDC/1000VDC, Powder Coated Steel Enclosure, NEMA 4, Specify Fuses, 8-15A, ARCCOM-M-PS-24X | 4276.99 |  | No | Electrical BOS | Soligent De-listing | 0 |  | De-Listing & Stock Qty Unavailable |  | Not Applicable
510-0243 | 510-0243 | Bentek, Disconnect Combiner, 6 Pole, 200A Disconnect, 600VDC, 16”x14”x8”, Max Fuse size 30A-comes with 15A Fuse, Fiberglass NEMA 4X, M8 studs, BTK6-UTS-G-0615-D200-FB | 1126 |  | No | Electrical BOS | Soligent De-listing | 0 |  | De-Listing & Stock Qty Unavailable |  | Not Applicable
510-0244 | 510-0244 | Midnite Solar, Disconnect Combiner, two Dual 2x15A Fused inputs (with 8 fuses), two Dual switched Pos/Neg disconnect, 600VDC, NEMA 3R, Birdhouse Compatible, MNPV8HV-DLTL 3R | 819.39 |  | No | Electrical BOS | Shippable | 782.14 |  | Shippable but Stock Qty Unavailable |  | Not Applicable
510-0245 | 510-0245 | Solectria, Disconnect Combiner, 12x20A fused inputs (Fuses Included), 200A, Fiberglass Enclosure, NEMA 4X, 600VDC, 20x16x6", DISCOM-FG-12X | 1505.98 |  | No | Electrical BOS | Soligent De-listing | 0 |  | De-Listing & Stock Qty Unavailable |  | Not Applicable
510-0246 | 510-0246 | Yaskawa Solectria, Rapid Shut Down Combiner, External, for 1-Phase PVI3800-7600TL inverters, meets 2014 NEC rapid shutdown requirements, 10 Year Warranty, RSD-PVI-3800-7600TL | 1907.99 |  | No | Electrical BOS | Vendor De-listing | 0 |  | De-Listing & Stock Qty Unavailable |  | Not Applicable
510-0247 | 510-0247 | Outback, FWPV6 Combiner box, for up to 6 Fuse holders, Includes one ground bus bar, cable gland, and touch-safe distribution blocks, add fuse holders and fuses, FWPV6 | 163 |  | No | Inverters | Soligent De-listing | 0 |  | De-Listing & Stock Qty Unavailable |  | Not Applicable
510-0248 | 510-0248 | Outback, FWPV4-FH600 Combiner box, with 4 Fuse holders, Includes one ground bus bar, cable gland, and touch-safe distribution blocks, add fuses, FWPV4-FH600 | 323.61 |  | No | Inverters | Shippable | 274.12 |  | Shippable but Stock Qty Unavailable | USBE100-0010 | Already Listed
510-0249 | 510-0249 | Outback, FWPV6-FH600 Combiner box, with 6 Fuse holders, Includes one ground bus bar, cable gland, and touch-safe distribution blocks, add fuses, FWPV6-FH600 | 333.33 |  | No | Inverters | Shippable | 282.35 |  | Shippable but Stock Qty Unavailable | USBE100-0035 | Already Listed
510-0250 | 510-0250 | Midnite Solar, Combiner box with Envoy S included, Pre-wired with 3-pole 20A/240VAC AC dinrail circuits, NEMA3R, MNACENPR-3P20 | 1274.9 |  | No | Electrical BOS | Vendor De-listing | 0 |  | De-Listing & Stock Qty Unavailable |  | Not Applicable
510-0251 | 510-0251 | Midnite Solar, Combiner box, Pre-wired for Envoy S, with 3-pole 20A/240VAC AC dinrail circuits, NEMA3R, Envoy not Included, MNACENPR-3P20NE | 581.9 |  | No | Electrical BOS | Vendor De-listing | 0 |  | De-Listing & Stock Qty Unavailable |  | Not Applicable
510-0252 | 510-0252 | Outback, Packaged ICS Plus PV rapid shutdown and AFCI system, 6 strings, Includes (1) FWPV6-FH600-SDA combiner box, (1) RSI, (1) BKR-CTRL-DC ,(1) PNL-75-DC-RT, ICSPLUS-1 | 2420 |  | No | Inverters | Vendor De-listing | 0 |  | De-Listing & Stock Qty Unavailable |  | Not Applicable
510-0253 | 510-0253 | Outback, Packaged ICS Plus PV rapid shutdown and AFCI system, 12 strings, Includes (2) FWPV6-FH600-SDA combiner boxes, (1) RSI, (1) BKR-CTRL-DC , (1) PNL-75D-DC-RT, ICSPLUS-2 | 3740 |  | No | Inverters | Vendor De-listing | 0 |  | De-Listing & Stock Qty Unavailable |  | Not Applicable
510-0255 | 510-0255 | Outback, ICS Plus PV rapid shutdown, AFCI, Combiner box pre-wired with six 600VDC fuse holders, Includes one ground bus bar, cable gland, touch-safe distribution blocks, add fuses, FWPV6-FH600-SDA | 1446.5 |  | No | Inverters | Vendor De-listing | 0 |  | De-Listing & Stock Qty Unavailable |  | Not Applicable
510-0256 | 510-0256 | SolarEdge, Single Input Kit for 3 Phase Inverters Safety Switch, Qty. 1 pack of 5 units, DCD-3PH-1TBK | 352.16 |  | No | Inverters | Soligent De-listing | 330.6 |  | De-Listing & Stock Qty Unavailable |  | Not Applicable
510-0257 | 510-0257 | Enphase, Envoy S Standard AC Combiner box with EnvoyS included, microinverter measurements, Pre-wired with three pre-installed 2-pole 20A/240VAC AC dinrail circuits, NEMA3R, Qty. 1, XAB-120 M | 1000 |  | No | Inverters | Soligent De-listing | 0 |  | De-Listing & Stock Qty Unavailable |  | Not Applicable
510-0258 | 510-0258 | QuickMount, Q-Box, Flashed Junction Box, 5.5 X 5.75” Polycarbonate Box, 12 X 12” Aluminum Flashing, For Comp Roofs, Bronze Finish, Qty. 1, QMQB-J1-B-10 | 57.42 |  | No | Racking | Vendor De-listing | 54.19 |  | De-Listing & Stock Qty Unavailable |  | Not Applicable
510-0259 | 510-0259 | Yaskawa Solectria, Rapid Shutdown Combiner, 208-277Vac Line Powered, 600/1000Vdc, 1 MPPT Zone, 4 string, No fuses (use fuses from PVI 14-60TL) For 23-60TL Use With Fuse By-Pass Kit, Meets NEC 2014 RSD. Compatible with PVI 14-60TL inverters, Polycarbonate, RSDCOM-M-PC-1Z-4F | 1880 |  | No | Inverters | Vendor De-listing | 0 |  | De-Listing & Stock Qty Unavailable |  | Not Applicable
510-0260 | 510-0260 | Yaskawa Solectria, Rapid Shutdown Combiner, 208-277Vac Line Powered, 600/1000Vdc, 1 MPPT Zone, 5 string, No fuses (use fuses from PVI 14-60TL) For 23-60TL Use With Fuse By-Pass Kit, Meets NEC 2014 RSD. Compatible with PVI 14-60TL inverters, Polycarbonate, RSDCOM-M-PC-1Z-5F | 1890 |  | No | Inverters | Vendor De-listing | 0 |  | De-Listing & Stock Qty Unavailable |  | Not Applicable
510-0261 | 510-0261 | Yaskawa Solectria, Rapid Shutdown Combiner, 208-277Vac Line Powered, 600/1000Vdc, 2 MPPT Zones, 4 string each, No fuses (use fuses from PVI 14-60TL) For 23-60TL Use With Fuse By-Pass Kits, Meets NEC 2014 RSD. Compatible with PVI 14-60TL inverters, Fiberglass, RSDCOM-M-FG-2Z-4F | 2150 |  | No | Inverters | Vendor De-listing | 0 |  | De-Listing & Stock Qty Unavailable |  | Not Applicable
510-0262 | 510-0262 | Yaskawa Solectria, Rapid Shutdown Combiner, 208-277Vac Line Powered, 600/1000Vdc, 2 MPPT Zones, 5 string each, No fuses (use fuses from PVI 14-60TL) For 23-60TL Use With Fuse By-Pass Kits, Meets NEC 2014 RSD. Compatible with PVI 14-60TL inverters, Fiberglass, RSDCOM-M-FG-2Z-5F | 2170 |  | No | Inverters | Vendor De-listing | 0 |  | De-Listing & Stock Qty Unavailable |  | Not Applicable
510-0263 | 510-0263 | Yaskawa Solectria, Rapid Shutdown Combiner, 208-277Vac Line Powered, 600/1000Vdc, 3 MPPT Zones, 4 string each, No fuses (use fuses from PVI 14-60TL) For 23-60TL Use With Fuse By-Pass Kits, Meets NEC 2014 RSD. Compatible with PVI 14-60TL inverters, Fiberglass, RSDCOM-M-FG-3Z-4F | 3280 |  | No | Inverters | Vendor De-listing | 0 |  | De-Listing & Stock Qty Unavailable |  | Not Applicable
510-0264 | 510-0264 | Yaskawa Solectria, Rapid Shutdown Combiner, 208-277Vac Line Powered, 600/1000Vdc, 3 MPPT Zones, 5 string each, No fuses (use fuses from PVI 14-60TL) For 23-60TL Use With Fuse By-Pass Kits, Meets NEC 2014 RSD. Compatible with PVI 14-60TL inverters, Fiberglass, RSDCOM-M-FG-3Z-5F | 3300 |  | No | Inverters | Vendor De-listing | 0 |  | De-Listing & Stock Qty Unavailable |  | Not Applicable
510-0265 | 510-0265 | OutBack, ProHarvest, AC combiner splice box, NEMA4 enclosure. Includes 3 gland fittings for up to 3 inverter AC cables. Inverter AC cables must be ordered separately, PROSPL-60 | 336.6 |  | No | Inverters | Vendor De-listing | 0 |  | De-Listing & Stock Qty Unavailable |  | Not Applicable
510-0266 | 510-0266 | Midnite Solar, Battery Combiner Box, for 2 High Voltage Batteries, with Fuse Holders, & 15A Fuses, MNTPW-2 | 207.9 |  | No | Inverters | Soligent De-listing | 119.48 |  | De-Listing & Stock Qty Unavailable |  | Not Applicable
510-0267 | 510-0267 | Innovative-Solar, Rapid-Shutdown Pass-Through Box, 1000Vdc, 1 MPPT, 2 String, RS10-D1-P1-CAC | 798 |  | No | Inverters | Soligent De-listing | 0 |  | De-Listing & Stock Qty Unavailable |  | Not Applicable
510-0268 | 510-0268 | Innovative-Solar, Rapid-Shutdown Pass-Through Box, 1000Vdc, 2 MPPT, 2 String (3-4 String with Branch Connectors) Polycarbonate, RS10-D2-P1-CAC | 998 |  | No | Inverters | Soligent De-listing | 0 |  | De-Listing & Stock Qty Unavailable |  | Not Applicable
510-0269 | 510-0269 | Innovative-Solar, Rapid-Shutdown Pass-Through Box, 1000Vdc, 3 MPPT, 3 String (6 String with Branch Connectors) Polycarbonate, RS10-D3-P2-CAC | 1498 |  | No | Inverters | Soligent De-listing | 0 |  | De-Listing & Stock Qty Unavailable |  | Not Applicable
510-0270 | 510-0270 | Innovative-Solar, Rapid-Shutdown Pass-Through Box, 1000Vdc, 4 MPPT, 4 String (8 String with Branch Connectors) Polycarbonate, RS10-D4-P2-CAC | 1698 |  | No | Inverters | Soligent De-listing | 0 |  | De-Listing & Stock Qty Unavailable |  | Not Applicable
510-0271 | 510-0271 | Innovative-Solar, Rapid-Shutdown Combiner Box, 1000Vdc, 2 MPPT Output, 4 String Input per MPPT Channel, with 15A Fuses, Fiberglass, RSC10-2-4-F-15-P-X-X-D | 1990 |  | No | Inverters | Soligent De-listing | 0 |  | De-Listing & Stock Qty Unavailable |  | Not Applicable
510-0272 | 510-0272 | Innovative-Solar, Custom Item, Enter Quote Number and Custom Price | 0 |  | No | Other | Shippable | 0 |  | Not Applicable as per Item Classification |  | Not Applicable
510-0273 | 510-0273 | OutBack, SkyBox, ICS Plus, PV Rapid Shutdown Package for SkyBox, Up to Three PV Strings, Includes 1 FWPV3-FH600-S2D Shutdown Box, 1 RSI, and 1 DC Power Supply, SkyBox-RSD-1 | 0 |  | No | Other | Vendor De-listing | 0 |  | Not Applicable as per Item Classification |  | Not Applicable
510-0274 | 510-0274 | OutBack, SkyBox, ICS Plus, PV Rapid Shutdown Box for SkyBox. Pre-wired with 2 Contactors and 6, 600Vdc Fuse Holders, Up to Three PV strings, Includes: Cable Glands, Touch-Safe Distribution Blocks, 1 Ground Bus and Grounding Lug. Fuses sold separately. RSI & Power Supply sold separately, FWPV3-FH600-S2D | 0 |  | No | Other | Shippable | 0 |  | Not Applicable as per Item Classification |  | Not Applicable
510-0277 | 510-0277 | OutBack, SkyBox, ICS Plus, PV Rapid Shutdown Package for SkyBox, Up to Three PV Strings, Includes 1 FWPV3-FH600-S2D Shutdown Box, 1 RSI, and 1 DC Power Supply, SkyBox-RSD-1 | 1793 |  | No | Inverters | Soligent De-listing | 1030.46 |  | De-Listing & Stock Qty Unavailable |  | Not Applicable
510-0278 | 510-0278 | OutBack, SkyBox, ICS Plus, PV Rapid Shutdown Box for SkyBox. Pre-wired with 2 Contactors and 6, 600Vdc Fuse Holders, Up to Three PV strings, Includes: Cable Glands, Touch-Safe Distribution Blocks, 1 Ground Bus and Grounding Lug. Fuses sold separately. RSI & Power Supply sold separately, FWPV3-FH600-S2D | 1446.5 |  | No | Other | Soligent De-listing | 831.32 |  | Not Applicable as per Item Classification |  | Not Applicable
510-0281 | 510-0281 | Midnite Solar, Battery Combiner, 10 String Lithium Battery Combiner with 250A Disconnect, 80V/250A, NEMA 3R Enclosure, MNLBC-W250 | 478.16 |  | No | Electrical BOS | Shippable | 418.39 |  | Shippable but Stock Qty Unavailable |  | Not Applicable
510-0282 | 510-0282 | Midnite Solar, Disconnect Combiner, 4x15A Fused Inputs, 80A, 600VDC, NEMA 3R, with SPD600, with Power Supply Board, Birdhouse Compatible, MNPV4HV-Disco 3R-DLX-PSB | 829.4 |  | No | Electrical BOS | Soligent De-listing | 476.67 |  | De-Listing & Stock Qty Unavailable |  | Not Applicable
510-0290 | 510-0290 | EZ-Solar, Flashed Wire Entry/Junction Box for Comp Roofs, 12 X 10.5” Flashing, Polycarbonate with mounting Screws, JB-1 | 45.14 |  | No | Electrical BOS | Vendor De-listing | 42.82 |  | De-Listing & Stock Qty Unavailable |  | Not Applicable
510-0292 | 510-0292 | SnapNrack, Junction Box XL for Rail, 242-92120 | 26.29 |  | No | Racking | Shippable | 25.96 |  | Shippable but Stock Qty Unavailable |  | Not Applicable
520-0000 | 520-0000 | Schneider Electric, XW-MPPT60-150 Charge Controller, 60A, 150VDC, 12/24/48VDC, built-in GFI, Gray, RNW86510301 | 872 |  | No | Inverters | Vendor De-listing | 0 |  | De-Listing & Stock Qty Unavailable |  | Not Applicable
520-0001 | 520-0001 | Morningstar, GenStar Charge Controller, 60A, 200V Max Input, 12, 24, 48VDC, with RTS, GS-MPPT-60M-200V | 990.54 |  | No | Energy Storage | Shippable | 927.85 |  | Shippable but Stock Qty Unavailable |  | Not Applicable
520-0006 | 520-0006 | Blue Sky Energy, Power Control Board & Heatsink for SB3024i MPPT Charge Controller, 310-0017-01 | 17.5 |  | No | Electrical BOS | Soligent De-listing | 0 |  | De-Listing & Stock Qty Unavailable |  | Not Applicable
520-0010 | 520-0010 | Blue Sky Energy, MPPT Charge Controller, 30A, 24/48VDC with Display, SB3048DL | 36.8 |  | No | Electrical BOS | Soligent De-listing | 0 |  | De-Listing & Stock Qty Unavailable |  | Not Applicable
520-0019 | 520-0019 | BZ Products, MPPT250 MPPT Charge Controller, 25A, 12VDC, Flush Mount No Enclosure, MPPT250 | 225 |  | No | Electrical BOS | Soligent De-listing | 0 |  | De-Listing & Stock Qty Unavailable |  | Not Applicable
520-0020 | 520-0020 | BZ Products, MPPT250HV MPPT Charge Controller, 25A, 12VDC, 100V Input, Flush Mount No Enclosure, MPPT250HV | 250 |  | No | Electrical BOS | Soligent De-listing | 0 |  | De-Listing & Stock Qty Unavailable |  | Not Applicable
520-0021 | 520-0021 | BZ Products, MPPT500 MPPT Charge Controller, 42A, 12/24/48VDC, MPPT500 | 375 |  | No | Electrical BOS | Soligent De-listing | 0 |  | De-Listing & Stock Qty Unavailable |  | Not Applicable
520-0022 | 520-0022 | BZ Products, MPPT500HV MPPT Charge Controller, 500W, 12/24/48VDC, Voc 100V Max, Optimized for 48V, 1-BZ Product | 426 |  | No | Electrical BOS | Soligent De-listing | 0 |  | De-Listing & Stock Qty Unavailable |  | Not Applicable
520-0023 | 520-0023 | Morningstar, ProStar, PWM Charge Controller, Gen 2, 15A, 12/24VDC, PS-15 | 162 |  | No | Electrical BOS | Vendor De-listing | 0 |  | De-Listing & Stock Qty Unavailable |  | Not Applicable
520-0024 | 520-0024 | Morningstar, ProStar PWM Charge Controller, Gen 2, 15A, 12/24VDC, with LCD Monitor, PS-15M | 214 |  | No | Electrical BOS | Vendor De-listing | 0 |  | De-Listing & Stock Qty Unavailable |  | Not Applicable
520-0025 | 520-0025 | Morningstar, ProStar Charge Controller, 15A, 48V, with Meter PS15M48V | 321 |  | No | Electrical BOS | Soligent De-listing | 0 |  | De-Listing & Stock Qty Unavailable |  | Not Applicable
520-0026 | 520-0026 | Morningstar, ProStar Charge Controller, 15A, 48V, with Meter, Positive Ground, | 333 |  | No | Electrical BOS | Soligent De-listing | 0 |  | De-Listing & Stock Qty Unavailable |  | Not Applicable
520-0027 | 520-0027 | Morningstar, ProStar PWM Charge Controller, Gen 2, 30A, 12/24VDC, PS-30 | 215 |  | No | Electrical BOS | Vendor De-listing | 0 |  | De-Listing & Stock Qty Unavailable |  | Not Applicable
520-0028 | 520-0028 | Morningstar, ProStar PWM Charge Controller, Gen 2, 30A, 12/24VDC, with LCD Monitor, PS-30M | 329.99 |  | No | Electrical BOS | Vendor De-listing | 0 |  | De-Listing & Stock Qty Unavailable |  | Not Applicable
520-0029 : 520-0029 : 520-0029_U | 520-0029 : 520-0029_U | Morningstar, SunGuard Charge Controller, 4.5A, 12VDC, SG-4 | 35.14 |  | No | Energy Storage | Soligent De-listing | 32.91 |  | De-Listing & Stock Qty Unavailable |  | Not Applicable
520-0030 | 520-0030 | Morningstar, SHS Charge Controller, 10A, 12VDC, Latin America Only, SHS-10 | 67 |  | No | Electrical BOS | Soligent De-listing | 0 |  | De-Listing & Stock Qty Unavailable |  | Not Applicable
520-0031 | 520-0031 | Morningstar, SHS Charge Controller, 6A, 12VDC, Latin America Only, SHS-6 | 16.88 |  | No | Electrical BOS | Soligent De-listing | 0 |  | De-Listing & Stock Qty Unavailable |  | Not Applicable
520-0032 | 520-0032 | Morningstar, SunKeeper Charge Controller, 12A, 12VDC, SK-12 | 121 |  | No | Electrical BOS | Soligent De-listing | 0 |  | De-Listing & Stock Qty Unavailable |  | Not Applicable
520-0033 | 520-0033 | Morningstar, SunKeeper Charge Controller, 6A, 12VDC, SK6 | 33.66 |  | No | Electrical BOS | Soligent De-listing | 0 |  | De-Listing & Stock Qty Unavailable |  | Not Applicable
520-0034 : 520-0034 : 520-0034_U | 520-0034 : 520-0034_U | Morningstar, SunLight Charge/Lighting Controller, 10A, 12VDC, SL-10L-12V | 93.24 |  | No | Energy Storage | Soligent De-listing | 87.34 |  | De-Listing & Stock Qty Unavailable |  | Not Applicable
520-0035 | 520-0035 | Morningstar, SunLight Charge/Lighting Controller, 10A, 24VDC, SL-10L-24V | 162 |  | No | Electrical BOS | Soligent De-listing | 0 |  | De-Listing & Stock Qty Unavailable |  | Not Applicable
520-0036 : 520-0036 : 520-0036_U | 520-0036 : 520-0036_U | Morningstar, SunLight Charge/Lighting Controller, 20A, 12VDC, SL-20L-12V | 121.62 |  | No | Energy Storage | Soligent De-listing | 113.92 |  | De-Listing & Stock Qty Unavailable |  | Not Applicable
520-0037 : 520-0037 : 520-0037_U | 520-0037 : 520-0037_U | Morningstar, SunSaver Charge Controller, 10A, 12VDC, SS10-12V | 66.22 |  | No | Energy Storage | Soligent De-listing | 62.03 |  | De-Listing & Stock Qty Unavailable |  | Not Applicable
520-0038 : 520-0038 : 520-0038_U | 520-0038 : 520-0038_U | Morningstar, SunSaver Charge Controller, 10A, 12VDC, with Low Voltage Disconnect, SS10L-12V | 81.08 |  | No | Energy Storage | Soligent De-listing | 75.95 |  | De-Listing & Stock Qty Unavailable |  | Not Applicable
520-0039 : 520-0039 : 520-0039_U | 520-0039 : 520-0039_U | Morningstar, SunSaver Charge Controller, 10A, 24VDC, with Low Voltage Disconnect, SS10L-24V | 91.89 |  | No | Energy Storage | Soligent De-listing | 86.08 |  | De-Listing & Stock Qty Unavailable |  | Not Applicable
520-0040 : 520-0040 : 520-0040_U | 520-0040 : 520-0040_U | Morningstar, SunSaver Charge Controller, 20A, 12VDC, with Low Voltage Disconnect, SS20L-12V | 114.86 |  | No | Energy Storage | Soligent De-listing | 107.59 |  | De-Listing & Stock Qty Unavailable |  | Not Applicable
520-0041 : 520-0041 : 520-0041_U | 520-0041 : 520-0041_U | Morningstar, SunSaver Charge Controller, 20A, 24VDC, with Low Voltage Disconnect, SS-20L-24V | 118.92 |  | No | Energy Storage | Soligent De-listing | 111.39 |  | De-Listing & Stock Qty Unavailable |  | Not Applicable
520-0042 | 520-0042 | Morningstar, SunSaver Charge Controller, 6A, 12VDC, SS6-12V | 63.51 |  | No | Energy Storage | Shippable | 59.49 |  | Shippable but Stock Qty Unavailable | USCC100-0037 | Already Listed
520-0042 : 520-0042 : 520-0042_U | 520-0042 : 520-0042_U | Morningstar, SunSaver Charge Controller, 6A, 12VDC, SS6-12V | 56.76 |  | No | Energy Storage | Soligent De-listing | 53.16 |  | De-Listing & Stock Qty Unavailable |  | Not Applicable
520-0043 : 520-0043 : 520-0043_U | 520-0043 : 520-0043_U | Morningstar, SunSaver Charge Controller, 6A, 12VDC, with Low Voltage Disconnect, SS-6L-12V | 67.57 |  | No | Energy Storage | Soligent De-listing | 63.29 |  | De-Listing & Stock Qty Unavailable |  | Not Applicable
520-0044 | 520-0044 | Morningstar, SunSaver DUO Charge Controller, 25A, 12VDC, with Remote Meter, SSD-25RM | 254 |  | No | Energy Storage | Soligent De-listing | 0 |  | De-Listing & Stock Qty Unavailable |  | Not Applicable
520-0045 : 520-0045 : 520-0045_U | 520-0045 : 520-0045_U | Morningstar, TriStar Charge Controller, 45A, 12/24/48VDC, TS-45 | 187.84 |  | No | Energy Storage | Soligent De-listing | 175.95 |  | De-Listing & Stock Qty Unavailable |  | Not Applicable
520-0046 : 520-0046 : 520-0046_U | 520-0046 : 520-0046_U | Morningstar, TriStar Charge Controller, 60A, 12/24/48VDC, TS-60 | 247.3 |  | No | Energy Storage | Soligent De-listing | 231.65 |  | De-Listing & Stock Qty Unavailable |  | Not Applicable
520-0048 | 520-0048 | OutBack, Charge Controller Bracket, PS2-CCB OBSOLETE ~ | 35.41 |  | No | Electrical BOS | Soligent De-listing | 0 |  | De-Listing & Stock Qty Unavailable |  | Not Applicable
520-0050 | 520-0050 | Schneider Electric, C12 Charge Controller, 12A, 12VDC, RNWC12 | 149.58 |  | No | Inverters | Soligent De-listing | 0 |  | De-Listing & Stock Qty Unavailable |  | Not Applicable
520-0051 | 520-0051 | Schneider Electric, C35 Charge Controller, 35A, 12/24VDC, RNWC35 | 179.08 |  | No | Inverters | Vendor De-listing | 0 |  | De-Listing & Stock Qty Unavailable |  | Not Applicable
520-0052 | 520-0052 | Schneider Electric, C40 Charge Controller, 40A, 12/24/48VDC, RNWC40 | 216.98 |  | No | Inverters | Vendor De-listing | 0 |  | De-Listing & Stock Qty Unavailable |  | Not Applicable
520-0053 | 520-0053 | Schneider Electric, C60 Charge Controller, 60A, 12/24VDC, RNWC60 | 304.62 |  | No | Inverters | Vendor De-listing | 0 |  | De-Listing & Stock Qty Unavailable |  | Not Applicable
520-0058 | 520-0058 | BZ Products, Enclosure for MPPT250 and MPPT250HV MPPT Charge Controller, MPPT250/250HVBASE | 63 |  | No | Electrical BOS | Soligent De-listing | 0 |  | De-Listing & Stock Qty Unavailable |  | Not Applicable
520-0064 | 520-0064 | Steca, PR Series Solar Charger Controllers 12/24V 10A with LCD, PR 1010 | 179 |  | No | Electrical BOS | Soligent De-listing | 0 |  | De-Listing & Stock Qty Unavailable |  | Not Applicable
520-0065 | 520-0065 | Steca, PR Series Solar Charger Controllers 12/24V 15A with LCD, PR 1515 | 213 |  | No | Electrical BOS | Soligent De-listing | 0 |  | De-Listing & Stock Qty Unavailable |  | Not Applicable
520-0066 | 520-0066 | Steca, PR Series Solar Charger Controllers 12/24V 20A with LCD, PR 2020 | 249 |  | No | Electrical BOS | Soligent De-listing | 0 |  | De-Listing & Stock Qty Unavailable |  | Not Applicable
520-0067 | 520-0067 | Steca, PR Series Solar Charger Controllers, with LCD, 30A, 12/24V, PR 3030 | 339 |  | No | Electrical BOS | Soligent De-listing | 0 |  | De-Listing & Stock Qty Unavailable |  | Not Applicable
520-0068 | 520-0068 | Steca, Solarix Line Solar Charger Controllers 12V/24V 10A with out LCD, PRS 1010 | 58.73 |  | No | Electrical BOS | Soligent De-listing | 0 |  | De-Listing & Stock Qty Unavailable |  | Not Applicable
520-0070 | 520-0070 | Steca, Solarix Line Solar Charger Controllers 12V/24V 20A with out LCD, PRS 2020 | 140 |  | No | Electrical BOS | Soligent De-listing | 0 |  | De-Listing & Stock Qty Unavailable |  | Not Applicable
520-0071 | 520-0071 | Steca, Solarix Line Solar Charger Controllers 12V/24V 30A with out LCD, PRS 3030 | 185 |  | No | Electrical BOS | Soligent De-listing | 0 |  | De-Listing & Stock Qty Unavailable |  | Not Applicable
520-0079 | 520-0079 | Morningstar, ProStar, PWM Charge Controller, Gen 3, 15A, 12/24VDC, w/o Meter, PS-15 | 155.99 |  | No | Electrical BOS | Soligent De-listing | 0 |  | De-Listing & Stock Qty Unavailable |  | Not Applicable
520-0080 : 520-0080 : 520-0080_U | 520-0080 : 520-0080_U | Morningstar, ProStar PWM Charge Controller, Gen 3, 15A, 12/24VDC, with LCD Meter, PS-15M | 164.86 |  | No | Energy Storage | Soligent De-listing | 154.43 |  | De-Listing & Stock Qty Unavailable |  | Not Applicable
520-0081 : 520-0081 : 520-0081_U | 520-0081 : 520-0081_U | Morningstar, ProStar PWM Charge Controller, Gen 3, 30A, 12/24VDC, w/o Meter, PS-30 | 143.24 |  | No | Energy Storage | Soligent De-listing | 134.18 |  | De-Listing & Stock Qty Unavailable |  | Not Applicable
520-0082 : 520-0082 : 520-0082_U | 520-0082 : 520-0082_U | Morningstar, ProStar PWM Charge Controller, Gen 3, 30A, 12/24VDC, with LCD Meter, PS-30M | 197.3 |  | No | Energy Storage | Soligent De-listing | 184.81 |  | De-Listing & Stock Qty Unavailable |  | Not Applicable
520-0092 | 520-0092 | Steca, Solsum Solar Charger Controller, 10A, 12/24VDC, with Low Voltage Disconnect, Solsum 10.10F | 78 |  | No | Electrical BOS | Soligent De-listing | 0 |  | De-Listing & Stock Qty Unavailable |  | Not Applicable
520-0093 | 520-0093 | Steca, Solsum Solar Charger Controller, 8A, 12/24VDC, with Low Voltage Disconnect, Solsum 8.8F | 54 |  | No | Electrical BOS | Soligent De-listing | 0 |  | De-Listing & Stock Qty Unavailable |  | Not Applicable
520-0094 | 520-0094 | Steca, Solsum Solar Charger Controller, 6A, 12/24VDC, with Low Voltage Disconnect, Solsum 6.6F | 46 |  | No | Electrical BOS | Soligent De-listing | 0 |  | De-Listing & Stock Qty Unavailable |  | Not Applicable
520-0096 : 520-0096 : 520-0096_U | 520-0096 : 520-0096_U | Morningstar, TriStar MPPT Charge Controller, 45A, 150VDC, 12/48VDC, with RTS, TS-MPPT-45 | 504.05 |  | No | Energy Storage | Soligent De-listing | 472.15 |  | De-Listing & Stock Qty Unavailable |  | Not Applicable
520-0097 : 520-0097 : 520-0097_U | 520-0097 : 520-0097_U | Morningstar, TriStar MPPT Charge Controller, 60A, 150VDC, 12/48VDC, with RTS & Ethernet, TS-MPPT-60 | 624.32 |  | No | Energy Storage | Soligent De-listing | 584.81 |  | De-Listing & Stock Qty Unavailable |  | Not Applicable
520-0098 : 520-0098 : 520-0098_U | 520-0098 : 520-0098_U | Morningstar, TriStar LCD Digital Meter display, mounts into TS and TS-MPPT controller front plate, TS-M-2 | 104.05 |  | No | Energy Storage | Soligent De-listing | 97.47 |  | De-Listing & Stock Qty Unavailable |  | Not Applicable
520-0099 : 520-0099 : 520-0099_U | 520-0099 : 520-0099_U | Morningstar, TriStar Remote Digital Meter (for TS-MPPT) with 100' cable, TS-RM-2 | 129.73 |  | No | Energy Storage | Soligent De-listing | 121.52 |  | De-Listing & Stock Qty Unavailable |  | Not Applicable
520-0102 | 520-0102 | Midnite Solar, Classic 200, MPPT Charge Controller, 200VDC, 79A, 12-93V Battery, with BTS & LCD, Arc-fault Protection, CLASSIC 200 | 692.18 |  | No | Energy Storage | Shippable | 641.96 |  | Shippable but Stock Qty Unavailable | USCC100-0013 | Already Listed
520-0102-B | 520-0102-B | "B-Grade" Midnite Solar, Classic 200, MPPT Charge Controller, 200VDC, 79A, 12-93V Battery, with BTS & LCD, Arc-fault Protection, CLASSIC 200 | 513.66 |  | No | Energy Storage | Vendor De-listing | 487.72 |  | De-Listing & Stock Qty Unavailable |  | Not Applicable
520-0103 | 520-0103 | Midnite Solar, Classic 250, MPPT Charge Controller, 250VDC, 63A, 12-93V Battery, with BTS & LCD, Arc-fault Protection, CLASSIC 250 | 785.71 |  | No | Energy Storage | Shippable | 728.71 |  | Shippable but Stock Qty Unavailable | USCC100-0018 | Already Listed
520-0111 | 520-0111 | Outback, Control Board, 24V Vented Domestic Rplcmt Board | 330 |  | No | Inverters | Vendor De-listing | 189.66 |  | De-Listing & Stock Qty Unavailable |  | Not Applicable
520-0114 | 520-0114 | Blue Sky Energy, Auxiliary output into 20A PWM diversion charge controller, Upgrade/3024 Duo | 4.7 |  | No | Electrical BOS | Soligent De-listing | 0 |  | De-Listing & Stock Qty Unavailable |  | Not Applicable
520-0119 | 520-0119 | Schneider Electric, XW-MPPT80-600 Charge Controller, 80A, 600VDC, 48VDC, (requires a SCP to program 865-1050-01,#341-0109), Gray, 865-1032 | 2032 |  | No | Inverters | Vendor De-listing | 0 |  | De-Listing & Stock Qty Unavailable |  | Not Applicable
520-0124 | 520-0124 | Steca, Tarom PWM Solar Charge Controller, with LCD, 48V, 40A , Pos Gnd, TAROM 440 | 590 |  | No | Electrical BOS | Soligent De-listing | 0 |  | De-Listing & Stock Qty Unavailable |  | Not Applicable
520-0125 | 520-0125 | Midnite Solar, Classic Lite 150, MPPT Charge Controller, 150VDC, 96A, 12-93V Battery, with BTS, no LCD, CLASSIC LITE 150 | 1046 |  | No | Electrical BOS | Vendor De-listing | 0 |  | De-Listing & Stock Qty Unavailable |  | Not Applicable
520-0126 | 520-0126 | Midnite Solar, Classic Lite 200, MPPT Charge Controller, 200VDC, 79A, 12-93V Battery, with BTS, no LCD, CLASSIC LITE 200 | 283 |  | No | Electrical BOS | Vendor De-listing | 0 |  | De-Listing & Stock Qty Unavailable |  | Not Applicable
520-0127 | 520-0127 | Midnite Solar, Classic Lite 250, MPPT Charge Controller, 250VDC, 63A, 12-93V Battery, with BTS, no LCD, CLASSIC LITE 250 | 1199 |  | No | Electrical BOS | Vendor De-listing | 0 |  | De-Listing & Stock Qty Unavailable |  | Not Applicable
520-0128 | 520-0128 | Midnite Solar, Charge Controller Graphics Panel, MNGP | 380.99 |  | No | Electrical BOS | Soligent De-listing | 0 |  | De-Listing & Stock Qty Unavailable |  | Not Applicable
520-0129 | 520-0129 | Steca, Power Tarom 2140 Charge Controller, 50VDC, 140A, 12/24V Battery, LCD, Low Voltage Disconnect , Pos Gnd, Tarom 2140 | 826 |  | No | Electrical BOS | Vendor De-listing | 0 |  | De-Listing & Stock Qty Unavailable |  | Not Applicable
520-0130 | 520-0130 | Midnite Solar, 4kW AC Clipper, 4000 W AC Limiter for all Classic Controllers, MNCLIP4KAC | 2090 |  | No | Electrical BOS | Soligent De-listing | 1306.25 |  | De-Listing & Stock Qty Unavailable |  | Not Applicable
520-0131 | 520-0131 | Midnite Solar, 4kW DC Clipper, 4000 W DC Limiter for all Classic Controllers, MNCLIP4KDC | 2200 |  | No | Inverters | Soligent De-listing | 1222.22 |  | De-Listing & Stock Qty Unavailable |  | Not Applicable
520-0132 | 520-0132 | Outback, FM Extreme-150VDC MPPT Sealed Charge Controller, 80A, 12/24/48/60VDC, built-in GFI, FM Extreme-150Vdc | 2194 |  | No | Inverters | Vendor De-listing | 0 |  | De-Listing & Stock Qty Unavailable |  | Not Applicable
520-0134 | 520-0134 | Morningstar, TriStar MPPT Charge Controller, 60A, 600V, TS-MPPT-60-600V-48 | 1079.73 |  | No | Electrical BOS | Shippable | 998.75 |  | Shippable but Stock Qty Unavailable |  | Not Applicable
520-0135 | 520-0135 | Morningstar, TriStar MPPT Charge Controller, 60A, 600V, 48VDC, includes RTS and grounded Disconnect box TS-MPPT-60-600V-48-DB | 3006 |  | No | Electrical BOS | Soligent De-listing | 0 |  | De-Listing & Stock Qty Unavailable |  | Not Applicable
520-0137 | 520-0137 | Midnite Solar, The KID MPPT Charge Controller, 150VDC, 30A, 12-48V Battery, with LCD & wall mount bracket, White, MNKID-W | 742.99 |  | No | Electrical BOS | Soligent De-listing | 0 |  | De-Listing & Stock Qty Unavailable |  | Not Applicable
520-0138 | 520-0138 | Midnite Solar, The KID accessory kit, with swivel mount bracket, knobs, screws, 4ft flex conduit, BTS (battery temperature sensor), and four ½” connectors, Black, MNKID-ASSY-KIT-B | 138.6 |  | No | Electrical BOS | Soligent De-listing | 79.66 |  | De-Listing & Stock Qty Unavailable |  | Not Applicable
520-0139 | 520-0139 | Midnite Solar, The KID accessory kit, with swivel mount bracket, knobs, screws, 4ft flex conduit, BTS (battery temperature sensor), and four ½” connectors, White, MNKID-ASSY-KIT-W | 138.6 |  | No | Electrical BOS | Soligent De-listing | 79.66 |  | De-Listing & Stock Qty Unavailable |  | Not Applicable
520-0140 | 520-0140 | Midnite Solar, Whiz Bang Jr Current sense module, attach to a standard 50mV/500A Shunt, Use with the Classic and KID to give Amp readings, MNWBJR | 60.61 |  | No | Energy Storage | Shippable | 56.21 |  | Shippable but Stock Qty Unavailable | USCC100-0104 | Already Listed
520-0141 | 520-0141 | Morningstar, TriStar 600V LCD Digital Meter display, mounts into TS-MPPT-600V controller front plate, TS-M-2-600V | 152 |  | No | Electrical BOS | Soligent De-listing | 95 |  | De-Listing & Stock Qty Unavailable |  | Not Applicable
520-0142 | 520-0142 | Morningstar, TriStar MPPT Charge Controller, 30A, 150VDC, 12/48VDC, with RTS, TS-MPPT-30 | 532 |  | No | Electrical BOS | Soligent De-listing | 0 |  | De-Listing & Stock Qty Unavailable |  | Not Applicable
520-0143 : 520-0143 : 520-0143_U | 520-0143 : 520-0143_U | Morningstar, SunLight Charge/Lighting Controller, 20A, 24VDC, SL-20L-24V | 127.03 |  | No | Energy Storage | Soligent De-listing | 118.99 |  | De-Listing & Stock Qty Unavailable |  | Not Applicable
520-0150 | 520-0150 | Midnite Solar, 1.5kW DC Clipper, 1500 W DC Limiter for all Classic Controllers, 3 resistors 2ohms each in parallel, MNCLIP1.5KDC0.7 | 1815 |  | No | Electrical BOS | Soligent De-listing | 1134.38 |  | De-Listing & Stock Qty Unavailable |  | Not Applicable
520-0151 | 520-0151 | Midnite Solar, 1.5kW AC Clipper, 1500 W AC Limiter for all Classic Controllers, 3 resistors 2ohms each in parallel, MNCLIP1.5KAC2.0 | 1597.97 |  | No | Energy Storage | Shippable | 1478.13 |  | Shippable but Stock Qty Unavailable |  | Not Applicable
520-0153 | 520-0153 | Schneider Electric, XW-MPPT-80/600 Charge Controller, 80A, 600VDC, 24 or 48VDC, (requires an SCP or Insight to program), UL/CSA, 865-1032 | 1362.53 |  | No | Energy Storage | Shippable | 1174.6 |  | Shippable but Stock Qty Unavailable | USCC100-0005 | Already Listed
520-0154 | 520-0154 | Magnum, AC Load Diversion Controller, 4kW, 240VDC, ACLD-40 | 1383.24 |  | No | Inverters | Vendor De-listing | 0 |  | De-Listing & Stock Qty Unavailable |  | Not Applicable
520-0155 | 520-0155 | Outback, SmartHarvest MPPT Charge Controller, 20A, 100VDC, with Load Control, SCCM20-100 | 195 |  | No | Inverters | Vendor De-listing | 0 |  | De-Listing & Stock Qty Unavailable |  | Not Applicable
520-0156 | 520-0156 | Outback, SmartHarvest MPPT Charge Controller, 10A, 100VDC, with Load Control, SCCM10-100 | 120 |  | No | Inverters | Vendor De-listing | 0 |  | De-Listing & Stock Qty Unavailable |  | Not Applicable
520-0157 | 520-0157 | Outback, SmartHarvest PWM Charge Controller, 10A, 50VDC, with Load Control, SCCP10-050 | 72 |  | No | Inverters | Vendor De-listing | 0 |  | De-Listing & Stock Qty Unavailable |  | Not Applicable
520-0158 | 520-0158 | Outback, SmartHarvest PWM Charge Controller, 5A, 50VDC, with Load Control, SCCP05-050 | 63 |  | No | Inverters | Vendor De-listing | 0 |  | De-Listing & Stock Qty Unavailable |  | Not Applicable
520-0160 | 520-0160 | Morningstar, TriStar MPPT Charge Controller, 60A, 600V, 48VDC, includes RTS and grounded Disconnect box, With DC Transfer Switch, TS-MPPT-60-600V-48-DB-TR | 2967 |  | No | Electrical BOS | Vendor De-listing | 0 |  | De-Listing & Stock Qty Unavailable |  | Not Applicable
520-0161 | 520-0161 | Midnite Solar, Classic-SL-150, MPPT Charge Controller, PV only, 150VDC, 96A Max, 12-72V Battery, with LCD, GFP, BTS, No Arc-Fault or Ethernet, CLASSIC 150-SL | 1173.84 |  | No | Electrical BOS | Soligent De-listing | 0 |  | De-Listing & Stock Qty Unavailable |  | Not Applicable
520-0162 | 520-0162 | Midnite Solar, Classic-SL-200, MPPT Charge Controller, PV only, 200VDC, 79A Max, 12-72V Battery, with LCD, GFP, BTS, No Arc-Fault or Ethernet, CLASSIC 200-SL | 1187.7 |  | No | Electrical BOS | Soligent De-listing | 0 |  | De-Listing & Stock Qty Unavailable |  | Not Applicable
520-0163 | 520-0163 | Midnite Solar, Classic-SL-250, MPPT Charge Controller, PV only, 150VDC, 63A Max, 12-72V Battery, with LCD, GFP, BTS, No Arc-Fault or Ethernet, CLASSIC 250-SL | 1409 |  | No | Electrical BOS | Soligent De-listing | 0 |  | De-Listing & Stock Qty Unavailable |  | Not Applicable
520-0165 | 520-0165 | Morningstar, ProStar MPPT Charge Controller, 40A, 12/24V, 30A Load Controller, 120V max input, No Meter, PS-MPPT-40 | 604 |  | No | Electrical BOS | Soligent De-listing | 377.5 |  | De-Listing & Stock Qty Unavailable |  | Not Applicable
520-0166 : 520-0166 : 520-0166_U | 520-0166 : 520-0166_U | Morningstar, ProStar MPPT Charge Controller, 40A, 12/24V, 30A Load Controller, 120V max input, With Meter PS-MPPT40-M | 518.92 |  | No | Energy Storage | Soligent De-listing | 486.08 |  | De-Listing & Stock Qty Unavailable |  | Not Applicable
520-0167 : 520-0167 : 520-0167_U | 520-0167 : 520-0167_U | Morningstar, ProStar MPPT Charge Controller, 25A, 12/24V, 25A Load Controller, 120V max input, No Meter, PS-MPPT-25 | 337.84 |  | No | Energy Storage | Soligent De-listing | 316.46 |  | De-Listing & Stock Qty Unavailable |  | Not Applicable
520-0168 | 520-0168 | Morningstar, ProStar MPPT Charge Controller, 25A, 12/24V, 25A Load Controller, 120V max input, With Meter PS-MPPT-25-M | 444.59 |  | No | Energy Storage | Shippable | 416.46 |  | Shippable but Stock Qty Unavailable | USCC100-0026 | Already Listed
520-0168 : 520-0168 : 520-0168_U | 520-0168 : 520-0168_U | Morningstar, ProStar MPPT Charge Controller, 25A, 12/24V, 25A Load Controller, 120V max input, With Meter PS-MPPT-25-M | 416.22 |  | No | Energy Storage | Soligent De-listing | 389.87 |  | De-Listing & Stock Qty Unavailable |  | Not Applicable
520-0169 | 520-0169 | Morningstar, TriStar MPPT Charge Controller, 60A, 600V, 48VDC, includes RTS and grounded Disconnect box, With DC Transfer Switch, and pre-wired GFPD-600V, TS-MPPT-60-600V-48-DB-TR-GFPD | 1990 |  | No | Electrical BOS | Soligent De-listing | 1243.75 |  | De-Listing & Stock Qty Unavailable |  | Not Applicable
520-0170 | 520-0170 | Morningstar, Wire Box for ProStar MPPT, PS-MPPT-WB | 74 |  | No | Electrical BOS | Soligent De-listing | 0 |  | De-Listing & Stock Qty Unavailable |  | Not Applicable
520-0171 | 520-0171 | Outback, FM100-300VDC MPPT Charge Controller, 100A, 300VDC, 24/36/48Vdc, 3R enclosure, built in GFCI, FM100-300VDC | 997.86 |  | No | Inverters | Vendor De-listing | 0 |  | De-Listing & Stock Qty Unavailable |  | Not Applicable
520-0172 | 520-0172 | Schneider Electric, XW-MPPT-100/600 Charge Controller, 100A, 600VDC, 24 or 48VDC, (requires an SCP or Insight to program), UL/CSA, 865-1034 | 1552.47 |  | No | Energy Storage | Shippable | 1338.33 |  | Shippable but Stock Qty Unavailable | USCC100-0006 | Already Listed
530-0001 | 530-0001 | Square D, Circuit Breaker, QO Breaker, 10A, 120VAC, 1-Pole, for QO Load Center, 21068, QO110 | 24 |  | No | Electrical BOS | Soligent De-listing | 0 |  | De-Listing & Stock Qty Unavailable |  | Not Applicable
530-0002 | 530-0002 | Square D, Circuit Breaker, QO Breaker, 15A, 120VAC, 1-Pole, for QO Load Center, QO115 | 19 |  | No | Electrical BOS | Soligent De-listing | 0 |  | De-Listing & Stock Qty Unavailable |  | Not Applicable
530-0003 | 530-0003 | Square D, Circuit Breaker, QO Breaker, 20A, 120VAC, 1-Pole, for QO Load Center, 36717, QO120 | 14 |  | No | Electrical BOS | Soligent De-listing | 0 |  | De-Listing & Stock Qty Unavailable |  | Not Applicable
530-0004 | 530-0004 | Square D, Circuit Breaker, QO Breaker, 30A, 120VAC, 1-Pole, for QO Load Center, QO130 | 19 |  | No | Electrical BOS | Soligent De-listing | 0 |  | De-Listing & Stock Qty Unavailable |  | Not Applicable
530-0005 | 530-0005 | Square D, Circuit Breaker, QO Breaker, 40A, 120VAC, 1-Pole, for QO Load Center, QO140 | 19 |  | No | Electrical BOS | Soligent De-listing | 0 |  | De-Listing & Stock Qty Unavailable |  | Not Applicable
530-0006 | 530-0006 | Square D, Circuit Breaker, QO Breaker, 50A, 120VAC, 1-Pole, for QO Load Centers, QO150 | 20 |  | No | Electrical BOS | Soligent De-listing | 0 |  | De-Listing & Stock Qty Unavailable |  | Not Applicable
530-0007 | 530-0007 | Square D, Circuit Breaker, QO Breaker, 60A, 120VAC, 1-Pole, for QO Load Centers, 53481, QO160 | 12.46 |  | No | Electrical BOS | Soligent De-listing | 0 |  | De-Listing & Stock Qty Unavailable |  | Not Applicable
530-0008 | 530-0008 | Square D, Circuit Breaker, QO Breaker, 15A, 120/240VAC, 2-Pole, for QO Load Centers, 36957, QO215 | 42.32 |  | No | Electrical BOS | Vendor De-listing | 21.37 |  | De-Listing & Stock Qty Unavailable |  | Not Applicable
530-0014 | 530-0014 | Square D, Circuit Breaker, QO Miniature Breaker, 15A, 120VAC, 1-Pole, for QO Load Centers, QOU115 | 85 |  | No | Electrical BOS | Soligent De-listing | 0 |  | De-Listing & Stock Qty Unavailable |  | Not Applicable
530-0015 | 530-0015 | Square D, Circuit Breaker, QO Miniature Breaker, 60A, 120VAC, 1-Pole, for QO Load Centers, QOU160 | 90 |  | No | Electrical BOS | Soligent De-listing | 0 |  | De-Listing & Stock Qty Unavailable |  | Not Applicable
530-0017 | 530-0017 | Square D, Circuit Breaker, 60A, 2-Pole 120/240Vac Breaker, Type QOU, Din-Rail Mountable, QOU260 | 124.95 |  | No | Electrical BOS | Vendor De-listing | 115.57 |  | De-Listing & Stock Qty Unavailable |  | Not Applicable
530-0020 | 530-0020 | Midnite Solar, Circuit Breaker, DIN Mount, 30A, 120VAC, UL1077, MNEAC30 | 16.28 |  | No | Electrical BOS | Shippable | 16.17 |  | Shippable but Stock Qty Unavailable |  | Not Applicable
530-0021 | 530-0021 | Circuit Breaker, 50A, 277Vac 50/60Hz, DIN Mount, 1 Pole, 0.5" (13 mm) wide, DIN-50-AC-277, MNEAC50 | 16.28 |  | No | Electrical BOS | Shippable | 16.17 |  | Shippable but Stock Qty Unavailable |  | Not Applicable
530-0022 | 530-0022 | Midnite Solar, Mini DC Disconnect box with 125A breaker & din rail, 125VDC, MNDC125 | 303 |  | No | Electrical BOS | Soligent De-listing | 0 |  | De-Listing & Stock Qty Unavailable |  | Not Applicable
530-0023 | 530-0023 | Midnite Solar, Mini DC Disconnect box with 175A breaker & din rail, 125VDC, MNDC175 | 269.39 |  | No | Electrical BOS | Shippable | 257.14 |  | Shippable but Stock Qty Unavailable |  | Not Applicable
530-0025 | 530-0025 | Midnite Solar, Circuit Breaker, Panel Mount, 125A, 125VDC, 1-Pole, 1.0" Wide, 1/4" Studs, MNEDC125 | 30.29 |  | No | Electrical BOS | Soligent De-listing | 0 |  | De-Listing & Stock Qty Unavailable |  | Not Applicable
530-0035 | 530-0035 | Outback, FlexWare ROW Input/Output/Bypass, for FW250 only, 30A, 230VAC, FW-IOBD-230VAC | 379.5 |  | No | Electrical BOS | Soligent De-listing | 218.1 |  | De-Listing & Stock Qty Unavailable |  | Not Applicable
530-0037 | 530-0037 | Outback, Circuit Breaker, 10A, 150VDC, 1-Pole, 0.75" Wide, Panel Mount, PNL-10-AC/DC | 16.58 |  | No | Electrical BOS | Soligent De-listing | 14.58 |  | De-Listing & Stock Qty Unavailable |  | Not Applicable
530-0038 | 530-0038 | Outback, Circuit Breaker, 10A, 150VDC, 1-Pole, 0.5" Wide, DIN Mount, DIN-10-DC | 42.99 |  | No | Electrical BOS | Soligent De-listing | 0 |  | De-Listing & Stock Qty Unavailable |  | Not Applicable
530-0039 | 530-0039 | Outback, Circuit Breaker, 125A, 125VDC, 1-Pole, 1" Wide, Panel Mount, PNL-125-DC | 52.78 |  | No | Electrical BOS | Shippable | 50 |  | Shippable but Stock Qty Unavailable |  | Not Applicable
530-0040 | 530-0040 | Outback, Circuit Breaker, 15A, 120VAC, 1-Pole, 0.5" Wide, DIN Mount, DIN-15-AC | 42.99 |  | No | Inverters | Soligent De-listing | 0 |  | De-Listing & Stock Qty Unavailable |  | Not Applicable
530-0041 | 530-0041 | Outback, Circuit Breaker, 15A, 120/240VAC, 2-Pole, 1" Wide, DIN Mount, DIN-15D-AC | 52 |  | No | Inverters | Soligent De-listing | 0 |  | De-Listing & Stock Qty Unavailable |  | Not Applicable
530-0042 | 530-0042 | Outback, Circuit Breaker, 15A, 150VDC, 1-Pole, 0.75" Wide, Panel Mount, PNL-15-AC/DC | 33.99 |  | No | Inverters | Soligent De-listing | 0 |  | De-Listing & Stock Qty Unavailable |  | Not Applicable
530-0044 | 530-0044 | Outback, Circuit Breaker, 175A, 125VDC, 1-Pole, 1.5" Wide, Panel Mount, PNL-175-DC | 174.99 |  | No | Inverters | Soligent De-listing | 0 |  | De-Listing & Stock Qty Unavailable |  | Not Applicable
530-0045 | 530-0045 | Outback, Circuit Breaker, 1A, 125VDC, 1-Pole, 0.5" Wide, DIN Mount, DIN-1-DC | 18 |  | No | Inverters | Soligent De-listing | 0 |  | De-Listing & Stock Qty Unavailable |  | Not Applicable
530-0046 | 530-0046 | Outback, Circuit Breaker, 20A, 120VAC, 1-Pole, 0.5" Wide, DIN Mount, DIN-20-AC | 42.99 |  | No | Inverters | Soligent De-listing | 0 |  | De-Listing & Stock Qty Unavailable |  | Not Applicable
530-0047 | 530-0047 | Outback, Circuit Breaker, 20A, 120/240VAC, 2-Pole, 1" Wide, DIN Mount, DIN-20D-AC | 76.99 |  | No | Electrical BOS | Soligent De-listing | 0 |  | De-Listing & Stock Qty Unavailable |  | Not Applicable
530-0049 | 530-0049 | Outback, Circuit Breaker, 20A, 125VDC, 1-Pole, 0.5" Wide, DIN Mount, DIN-20-DC | 42.99 |  | No | Inverters | Soligent De-listing | 0 |  | De-Listing & Stock Qty Unavailable |  | Not Applicable
530-0050 | 530-0050 | Outback, Circuit Breaker, 250A, 125VDC, 1-Pole, 1.5" Wide, Panel Mount, PNL-250-DC | 174.99 |  | No | Inverters | Soligent De-listing | 0 |  | De-Listing & Stock Qty Unavailable |  | Not Applicable
530-0051 | 530-0051 | Outback, Circuit Breaker, 25A, 120/240VAC, 2-Pole, 1" Wide, DIN Mount, DIN-25D-AC | 44.44 |  | No | Electrical BOS | Shippable | 42.11 |  | Shippable but Stock Qty Unavailable |  | Not Applicable
530-0052 | 530-0052 | Outback, Circuit Breaker, 2A, 150VDC, 1-Pole, 0.5" Wide, DIN Mount, DIN-2-DC | 20 |  | No | Inverters | Soligent De-listing | 0 |  | De-Listing & Stock Qty Unavailable |  | Not Applicable
530-0053 | 530-0053 | Outback, Circuit Breaker, 30A, 277VAC, 1-Pole, 0.5" Wide, DIN Mount, DIN-30-AC-277 | 11.66 |  | No | Electrical BOS | Soligent De-listing | 0 |  | De-Listing & Stock Qty Unavailable |  | Not Applicable
530-0054 | 530-0054 | Outback, Circuit Breaker, 30A, 277/480VAC, 2-Pole, 1" Wide, DIN Mount, DIN-30D-AC-480 | 49.5 |  | No | Inverters | Soligent De-listing | 28.45 |  | De-Listing & Stock Qty Unavailable |  | Not Applicable
530-0056 | 530-0056 | Outback, Circuit Breaker, 30A, 150VDC, 1-Pole, 0.75" Wide, Panel Mount, PNL-30-AC/DC | 19.44 |  | No | Electrical BOS | Shippable | 18.42 |  | Shippable but Stock Qty Unavailable |  | Not Applicable
530-0057 | 530-0057 | Outback, Circuit Breaker, 30A, 125VDC, 1-Pole, 0.5" Wide, DIN Mount, OBB-30-125VDC-DIN | 21 |  | No | Electrical BOS | Vendor De-listing | 0 |  | De-Listing & Stock Qty Unavailable |  | Not Applicable
530-0058 | 530-0058 | Outback, Circuit Breaker, 3A, 150VDC, 1-Pole, 0.5" Wide, DIN Mount, DIN-3-DC | 42.99 |  | No | Electrical BOS | Soligent De-listing | 0 |  | De-Listing & Stock Qty Unavailable |  | Not Applicable
530-0060 | 530-0060 | Outback, Circuit Breaker, 4A, 150VDC, 1-Pole, 0.5" Wide, DIN Mount, DIN-4-DC | 42.99 |  | No | Electrical BOS | Soligent De-listing | 0 |  | De-Listing & Stock Qty Unavailable |  | Not Applicable
530-0061 | 530-0061 | Outback, Circuit Breaker, 50A, 277VAC, 1-Pole, 0.5" Wide, DIN Mount, DIN-50-AC-277 | 42.99 |  | No | Inverters | Soligent De-listing | 0 |  | De-Listing & Stock Qty Unavailable |  | Not Applicable
530-0063 | 530-0063 | Outback, Circuit Breaker, 50A, 277/480VAC, 2-Pole, 1" Wide, DIN Mount, DIN-50D-AC-480 | 58 |  | No | Inverters | Soligent De-listing | 0 |  | De-Listing & Stock Qty Unavailable |  | Not Applicable
530-0066 | 530-0066 | Outback, Circuit Breaker, 50A, 125VDC, 1-Pole, 0.50" Wide, DIN Mount, DIN-50-DC | 42.99 |  | No | Electrical BOS | Soligent De-listing | 0 |  | De-Listing & Stock Qty Unavailable |  | Not Applicable
530-0067 | 530-0067 | Outback, Circuit Breaker, 5A, 150VDC, 1-Pole, 0.75" Wide, Panel Mount, PNL-5-AC/DC | 16.58 |  | No | Electrical BOS | Soligent De-listing | 14.58 |  | De-Listing & Stock Qty Unavailable |  | Not Applicable
530-0068 | 530-0068 | Outback, Circuit Breaker, 5A, 150VDC, 1-Pole, 0.5" Wide, DIN Mount, DIN-5-DC | 42.99 |  | No | Inverters | Soligent De-listing | 0 |  | De-Listing & Stock Qty Unavailable |  | Not Applicable
530-0069 | 530-0069 | Outback, Circuit Breaker, 60A, 150VDC, 1-Pole, 0.75" Wide, Panel Mount, PNL-60-AC/DC | 31.99 |  | No | Inverters | Soligent De-listing | 0 |  | De-Listing & Stock Qty Unavailable |  | Not Applicable
530-0071 | 530-0071 | Outback, Circuit Breaker, 6A, 150VDC, 1-Pole, 0.5" Wide, DIN Mount, DIN-6-DC | 27.5 |  | No | Inverters | Soligent De-listing | 0 |  | De-Listing & Stock Qty Unavailable |  | Not Applicable
530-0073 | 530-0073 | Outback, Circuit Breaker, 8A, 150VDC, 1-Pole, 0.5" Wide, DIN Mount, DIN-8-DC | 42.99 |  | No | Electrical BOS | Soligent De-listing | 0 |  | De-Listing & Stock Qty Unavailable |  | Not Applicable
530-0074 | 530-0074 | Outback, Circuit Breaker, 9A, 150VDC, 1-Pole, 0.5" Wide, DIN Mount, DIN-9-DC | 27.5 |  | No | Inverters | Soligent De-listing | 15.8 |  | De-Listing & Stock Qty Unavailable |  | Not Applicable
530-0077 | 530-0077 | Rainshadow, Solar Circuit Breaker, 15A, 125VDC, 240VAC, Panel Mount, CD15 | 34.3 |  | No | Electrical BOS | Soligent De-listing | 0 |  | De-Listing & Stock Qty Unavailable |  | Not Applicable
530-0079 | 530-0079 | Rainshadow, Solar Circuit Breaker, 30A, 125VDC, 240VAC, Panel Mount, CD30 | 13.62 |  | No | Electrical BOS | Soligent De-listing | 0 |  | De-Listing & Stock Qty Unavailable |  | Not Applicable
530-0080 | 530-0080 | Rainshadow, Solar Circuit Breaker, 40A, 125VDC, 240VAC, Panel Mount, CD40 | 17.89 |  | No | Electrical BOS | Soligent De-listing | 0 |  | De-Listing & Stock Qty Unavailable |  | Not Applicable
530-0081 | 530-0081 | Rainshadow, Solar Circuit Breaker, 75A, 125VDC, 240VAC, Panel Mount, CD75 | 55 |  | No | Electrical BOS | Soligent De-listing | 0 |  | De-Listing & Stock Qty Unavailable |  | Not Applicable
530-0082 | 530-0082 | Xantrex, Circuit Breaker, 15A, for DC250 or DC175, CD15 ~ | 52 |  | No | Inverters | Vendor De-listing | 0 |  | De-Listing & Stock Qty Unavailable |  | Not Applicable
530-0083 | 530-0083 | Xantrex, Circuit Breaker, 20A for DC250 or DC175, CD20 | 52 |  | No | Inverters | Soligent De-listing | 0 |  | De-Listing & Stock Qty Unavailable |  | Not Applicable
530-0086 | 530-0086 | Xantrex, Circuit Breaker, Field Install, 250A, 125VDC, Qty. 1, GJ250 | 107.64 |  | No | Inverters | Soligent De-listing | 0 |  | De-Listing & Stock Qty Unavailable |  | Not Applicable
530-0087 | 530-0087 | Xantrex, Ground Fault, 1-Pole, 100A, Assembly PVGFP-CF-1 | 147.75 |  | No | Inverters | Vendor De-listing | 0 |  | De-Listing & Stock Qty Unavailable |  | Not Applicable
530-0091 | 530-0091 | Midnite Solar, Circuit Breaker, DIN Mount, 8A, 150VDC, MNEPV8 | 21.6 |  | No | Electrical BOS | Soligent De-listing | 0 |  | De-Listing & Stock Qty Unavailable |  | Not Applicable
530-0092 | 530-0092 | Outback, Circuit Breaker, 80A, 150VDC, 1-Pole, 0.75" Wide, Panel Mount, PNL-80-DC | 31.99 |  | No | Inverters | Shippable | 0 |  | Shippable but Stock Qty Unavailable | USSE100-0052 | Already Listed
530-0093 | 530-0093 | Square D, Circuit Breaker, QO Breaker, 80A, 120/240VAC, 2-Pole, for QO Load Centers, QO280 | 255 |  | No | Electrical BOS | Soligent De-listing | 0 |  | De-Listing & Stock Qty Unavailable |  | Not Applicable
530-0094 | 530-0094 | Square D, Circuit Breaker, QO Breaker, 100A, 120/240VAC, 2-Pole, for QO Load Centers, QO2100 | 181 |  | No | Electrical BOS | Soligent De-listing | 0 |  | De-Listing & Stock Qty Unavailable |  | Not Applicable
530-0095 | 530-0095 | Outback, Circuit Breaker, 10A, 277VAC, 1-Pole, 0.5" Wide, DIN Mount, DIN-10-AC-277 | 42.99 |  | No | Electrical BOS | Soligent De-listing | 0 |  | De-Listing & Stock Qty Unavailable |  | Not Applicable
530-0097 | 530-0097 | Outback, Circuit Breaker, 60A, 277VAC, 1-Pole, 0.5" Wide, DIN Mount, DIN-60-AC-277 | 42.99 |  | No | Electrical BOS | Soligent De-listing | 0 |  | De-Listing & Stock Qty Unavailable |  | Not Applicable
530-0098 | 530-0098 | Outback, Circuit Breaker, 1A, 150VDC, 1-Pole, 0.75" Wide, Panel Mount, PNL-1-AC/DC | 19.18 |  | No | Electrical BOS | Shippable | 18.42 |  | Shippable but Stock Qty Unavailable |  | Not Applicable
530-0099 | 530-0099 | Midnite Solar, Circuit Breaker, DIN Mount, 1A, 150VDC, MNEPV1 | 21.6 |  | No | Electrical BOS | Soligent De-listing | 0 |  | De-Listing & Stock Qty Unavailable |  | Not Applicable
530-0100 | 530-0100 | Midnite Solar, Circuit Breaker, DIN Mount, 2A, 150VDC, MNEPV2 | 27.1 |  | No | Electrical BOS | Soligent De-listing | 0 |  | De-Listing & Stock Qty Unavailable |  | Not Applicable
530-0101 | 530-0101 | Midnite Solar, Circuit Breaker, DIN Mount, 3A, 150VDC, MNEPV3 | 21.6 |  | No | Electrical BOS | Soligent De-listing | 0 |  | De-Listing & Stock Qty Unavailable |  | Not Applicable
530-0103 | 530-0103 | Midnite Solar, Circuit Breaker, DIN Mount, 5A, 150VDC, MNEPV5 | 21.6 |  | No | Electrical BOS | Soligent De-listing | 0 |  | De-Listing & Stock Qty Unavailable |  | Not Applicable
530-0104 | 530-0104 | Circuit Breaker, 6A, 150Vdc, DIN Mount, 1 Pole, 0.5” (13 mm) wide, DIN-6-DC, MNEPV-6 | 21.6 |  | No | Electrical BOS | Soligent De-listing | 0 |  | De-Listing & Stock Qty Unavailable |  | Not Applicable
530-0105 | 530-0105 | Midnite Solar, Circuit Breaker, DIN Mount, 7A, 150VDC, MNEPV7 | 21.6 |  | No | Electrical BOS | Soligent De-listing | 0 |  | De-Listing & Stock Qty Unavailable |  | Not Applicable
530-0106 | 530-0106 | Midnite Solar, Circuit Breaker, DIN Mount, 9A, 150VDC, MNEPV9 | 27.01 |  | No | Electrical BOS | Soligent De-listing | 11.48 |  | De-Listing & Stock Qty Unavailable |  | Not Applicable
530-0107 | 530-0107 | Midnite Solar, Circuit Breaker, DIN Mount, 12A, 150VDC, MNEPV12 | 21.6 |  | No | Electrical BOS | Soligent De-listing | 0 |  | De-Listing & Stock Qty Unavailable |  | Not Applicable
530-0111 | 530-0111 | Midnite Solar, Circuit Breaker, DIN Mount, 40A, 120VAC, UL1077, MNEAC40 | 21 |  | No | Electrical BOS | Soligent De-listing | 0 |  | De-Listing & Stock Qty Unavailable |  | Not Applicable
530-0114 | 530-0114 | Square D, Circuit Breaker, QO Breaker, 40A, 208/240VAC, 3-Pole, for 3-Ph QO Load Centers, 37747, QO340 | 240 |  | No | Electrical BOS | Soligent De-listing | 0 |  | De-Listing & Stock Qty Unavailable |  | Not Applicable
530-0115 | 530-0115 | Square D, Circuit Breaker, QO Breaker, 15A, 208/240VAC, 3-Pole, for 3-Ph QO Load Centers, 37588, QO315 | 314 |  | No | Electrical BOS | Soligent De-listing | 0 |  | De-Listing & Stock Qty Unavailable |  | Not Applicable
530-0116 | 530-0116 | Outback, Circuit Breaker, 50A, 277/480VAC, 3-Pole, 1.5" Wide, DIN Mount, DIN-50T-AC-480 | 77 |  | No | Inverters | Soligent De-listing | 44.25 |  | De-Listing & Stock Qty Unavailable |  | Not Applicable
530-0118 | 530-0118 | Circuit Breaker, 50A, 277/480Vac 50/60Hz, DIN Mount, 2 Pole, 1.0" (26 mm) wide, DIN-50D-AC-480, MNEAC50QZD-2P | 41.25 |  | No | Electrical BOS | Soligent De-listing | 25.78 |  | De-Listing & Stock Qty Unavailable |  | Not Applicable
530-0119 | 530-0119 | Outback, PV Ground-Fault Detector Interrupter Breaker, 80A, 150VDC, 1-pole, Panel Mount, PNL-GFDI-80 | 93.06 |  | No | Electrical BOS | Shippable | 88.16 |  | Shippable but Stock Qty Unavailable |  | Not Applicable
530-0120 | 530-0120 | Outback, PV Ground-Fault Detector Interrupter Breaker, 80A, 150VDC, 2-pole, Panel Mount , PNL-GFDI-80D | 116.67 |  | No | Electrical BOS | Shippable | 110.53 |  | Shippable but Stock Qty Unavailable |  | Not Applicable
530-0121 | 530-0121 | Outback, PV Ground-Fault Detector Interrupter Breaker, 80A, 150VDC, 4-pole, Panel Mount, PNL-GFDI-80Q | 157.33 |  | No | Inverters | Shippable | 135.63 |  | Shippable but Stock Qty Unavailable | USSE100-0063 | Already Listed
530-0124 | 530-0124 | Enphase, Enpower 150A Main/Load Breaker, 25kAIC, CSR2150N, BRK-150A-2P-240V | 172.67 |  | No | Energy Storage | Shippable | 150.58 |  | Shippable but Stock Qty Unavailable |  | Not Applicable
530-0125 | 530-0125 | Enphase, Enpower 125A Main/Load Breaker, 25kAIC, CSR2125N, BRK-125A-2P-240V | 172.67 |  | No | Energy Storage | Shippable | 150.58 |  | Shippable but Stock Qty Unavailable |  | Not Applicable
530-0128 | 530-0128 | Square D, Custom Item, Enter Quote Number and Custom Price | 0 |  | No | Electrical BOS | Shippable | 0 |  | Shippable but Price & Stock Qty Unavailable |  | Not Applicable
530-0129 | 530-0129 | Square D, Circuit Breaker, QO Breaker, 25A, 120/240VAC, 2-Pole, for QO Load Centers, QO225 | 54 |  | No | Electrical BOS | Soligent De-listing | 0 |  | De-Listing & Stock Qty Unavailable |  | Not Applicable
530-0130 | 530-0130 | Square D, Circuit Breaker, QO Breaker, 35A, 120/240VAC, 2-Pole, for QO Load Centers, QO235 | 62 |  | No | Electrical BOS | Soligent De-listing | 0 |  | De-Listing & Stock Qty Unavailable |  | Not Applicable
530-0131 | 530-0131 | Enphase, Enpower 60A Encharge/Combiner Breaker, 10kAIC, Eaton BR260, BRK-60A-2P-240V | 40 |  | No | Inverters | Soligent De-listing | 22.99 |  | De-Listing & Stock Qty Unavailable |  | Not Applicable
530-0134 | 530-0134 | Magnum, Circuit Breaker, AC 30A, Dual pole QOU, BR-AC30D | 62.1 |  | No | Inverters | Soligent De-listing | 35.69 |  | De-Listing & Stock Qty Unavailable |  | Not Applicable
530-0135 | 530-0135 | Magnum, Circuit Breaker, AC 60A, Single pole QOU, BR-AC60S | 36 |  | No | Inverters | Soligent De-listing | 0 |  | De-Listing & Stock Qty Unavailable |  | Not Applicable
530-0136 | 530-0136 | Magnum, Circuit Breaker, DC 75A, back mount, BR-DC75-BM | 65.7 |  | No | Inverters | Soligent De-listing | 37.76 |  | De-Listing & Stock Qty Unavailable |  | Not Applicable
530-0138 | 530-0138 | Magnum, Circuit Breaker, DC 175A, front mount 3/8 bolt, BR-DC175 | 112 |  | No | Inverters | Soligent De-listing | 0 |  | De-Listing & Stock Qty Unavailable |  | Not Applicable
530-0139 | 530-0139 | Magnum, Circuit Breaker, DC 250A, front mount 3/8 bolts, BR-DC250 | 101.21 |  | No | Electrical BOS | Shippable | 97.32 |  | Shippable but Stock Qty Unavailable |  | Not Applicable
530-0140 | 530-0140 | Enphase, Enpower 40A Encharge/Combiner Breaker, 10kAIC, Eaton BR240, BRK-40A-2P-240V-B | 24 |  | No | Inverters | Shippable | 0 |  | Shippable but Stock Qty Unavailable |  | Not Applicable
530-0141 | 530-0141 | Enphase, Enpower 20A Encharge/Combiner Breaker, 10kAIC, Eaton BR220, BRK-20A-2P-240V | 13.81 |  | No | Energy Storage | Soligent De-listing | 12.95 |  | De-Listing & Stock Qty Unavailable |  | Not Applicable
530-0142 | 530-0142 | Enphase, Enpower 30A Encharge/Combiner Breaker, 10kAIC, Eaton BR230, BRK-30A-2P-240V-B | 24 |  | No | Inverters | Shippable | 20.69 |  | Shippable but Stock Qty Unavailable |  | Not Applicable
530-0143 | 530-0143 | Circuit Breaker, 90A DC for Apollo T80 Regulator, DC90 | 59.83 |  | No | Electrical BOS | Soligent De-listing | 0 |  | De-Listing & Stock Qty Unavailable |  | Not Applicable
530-0144 | 530-0144 | Outback, 50A AC Disconnect Dual in/output Bypass, PS2AC50D | 215.96 |  | No | Electrical BOS | Vendor De-listing | 0 |  | De-Listing & Stock Qty Unavailable |  | Not Applicable
530-0145 | 530-0145 | Outback, 60A 120VAC AC Disconnect, indoor enclosure, PS-AC60 | 79.05 |  | No | Electrical BOS | Vendor De-listing | 0 |  | De-Listing & Stock Qty Unavailable |  | Not Applicable
530-0146 | 530-0146 | Enphase, Enpower 10A Encharge/Combiner Breaker, 10kAIC, Eaton BR210, BRK-10A-2P-240V | 20 |  | No | Inverters | Soligent De-listing | 0 |  | De-Listing & Stock Qty Unavailable |  | Not Applicable
530-0147 | 530-0147 | Square D, 15A, 2-Pole Breaker, Qty.1, HOM215 | 12.75 |  | No | Electrical BOS | Shippable | 12.42 |  | Shippable but Stock Qty Unavailable |  | Not Applicable
530-0148 | 530-0148 | Enphase, Enpower 15A Encharge/Combiner Breaker, 10kAIC, Eaton BR215, BRK-15A-2-240V | 14.91 |  | No | Energy Storage | Soligent De-listing | 12.85 |  | De-Listing & Stock Qty Unavailable |  | Not Applicable
530-0150 | 530-0150 | Square D, 20A, 2-Pole Breaker for ACS3 or ACS4 | 28 |  | No | Electrical BOS | Soligent De-listing | 0 |  | De-Listing & Stock Qty Unavailable |  | Not Applicable
530-0151 | 530-0151 | Square D, 40A, 2-Pole Breaker, Qty.1, HOM240 | 15 |  | No | Electrical BOS | Soligent De-listing | 14.62 |  | De-Listing & Stock Qty Unavailable |  | Not Applicable
530-0154 | 530-0154 | Square D, Circuit Breaker, 60A, 2-Pole 120/240Vac Breaker, Type QOU, Din-Rail Mountable, QOU260 | 124.95 |  | No | Electrical BOS | Vendor De-listing | 115.57 |  | De-Listing & Stock Qty Unavailable |  | Not Applicable
530-0155 | 530-0155 | Square D, 80A, 2-Pole breaker, 240V, for HOM20L125RB | 122 |  | No | Electrical BOS | Soligent De-listing | 0 |  | De-Listing & Stock Qty Unavailable |  | Not Applicable
530-0159 | 530-0159 | Xantrex, DC Conduit Box, Long SW Plus with 250A Breaker | 38.5 |  | No | Inverters | Soligent De-listing | 0 |  | De-Listing & Stock Qty Unavailable |  | Not Applicable
530-0160 | 530-0160 | Schneider Electric, Circuit Breaker, 250A, 160VDC, Qty. 1, 865-1065 | 22.99 |  | No | Inverters | Vendor De-listing | 0 |  | De-Listing & Stock Qty Unavailable |  | Not Applicable
530-0162 : 530-0162 : 530-0162 : 530-0162_U | 530-0162 : 530-0162 : 530-0162_U | Schneider Electric, Circuit Breaker, 60A, 160VDC, 1-Pole, Panel Mount, For XW PDP, Qty. 1, 865-DCBRK-60 | 49.13 |  | No | Electrical BOS | Shippable | 47.24 |  | Shippable but Stock Qty Unavailable |  | Not Applicable
530-0163 : 530-0163 : 530-0163 : 530-0163_U | 530-0163 : 530-0163 : 530-0163_U | Schneider Electric, Circuit Breaker, 80A, 125VDC, 1-Pole, Panel Mount, For XW PDP, Qty. 1, 865-DCBRK-80 | 49.13 |  | No | Electrical BOS | Shippable | 47.24 |  | Shippable but Stock Qty Unavailable |  | Not Applicable
530-0165 | 530-0165 | Midnite Solar, Circuit Breaker, DIN Mount, 60A, 277VAC, 2-Pole, UL1077, MNEAC60QZD-2P | 47 |  | No | Electrical BOS | Soligent De-listing | 0 |  | De-Listing & Stock Qty Unavailable |  | Not Applicable
530-0167 | 530-0167 | Midnite Solar, Circuit Breaker, 60A 125VDC panel mount, MNEDC60 | 11.22 |  | No | Electrical BOS | Vendor De-listing | 0 |  | De-Listing & Stock Qty Unavailable |  | Not Applicable
530-0168 | 530-0168 | Midnite Solar, Circuit Breaker, Panel Mount, 70A, 150VDC, 1-Pole, 0.75" Wide, 1/4" Studs, MNEDC70 | 20.2 |  | No | Electrical BOS | Shippable | 19.29 |  | Shippable but Stock Qty Unavailable |  | Not Applicable
530-0169 | 530-0169 | Midnite Solar, Circuit Breaker, Panel Mount, 90A, 150VDC, 1-Pole, 0.75" Wide, 1/4" Studs, MNEDC90 | 24.2 |  | No | Electrical BOS | Soligent De-listing | 0 |  | De-Listing & Stock Qty Unavailable |  | Not Applicable
530-0170 | 530-0170 | Midnite Solar, Circuit Breaker, DIN Mount, 50A, 300VDC, 1-Pole, 1.0" Wide, UL489 Listed, MNEPV50-300 | 34.42 |  | No | Electrical BOS | Shippable | 32.86 |  | Shippable but Stock Qty Unavailable |  | Not Applicable
530-0173 | 530-0173 | Outback, DC Breaker, 40A, 125-VDC, DC40 | 15.98 |  | No | Electrical BOS | Vendor De-listing | 0 |  | De-Listing & Stock Qty Unavailable |  | Not Applicable
530-0176 | 530-0176 | Outback, Breaker, Panel with Enclosure 60A 120/240 60hz | 35.7 |  | No | Electrical BOS | Vendor De-listing | 0 |  | De-Listing & Stock Qty Unavailable |  | Not Applicable
530-0178 | 530-0178 | Outback, Bypass Breaker Assembly, 100A Quad PS4 | 239.22 |  | No | Electrical BOS | Vendor De-listing | 0 |  | De-Listing & Stock Qty Unavailable |  | Not Applicable
530-0179 | 530-0179 | Outback, Breaker, Bus bar included with PS2DC175,250 | 1.03 |  | No | Electrical BOS | Vendor De-listing | 0 |  | De-Listing & Stock Qty Unavailable |  | Not Applicable
530-0180 | 530-0180 | Circuit Breaker, AC 30A 2Pole for use with ACS3&4, 37245 | 31.12 |  | No | Electrical BOS | Soligent De-listing | 0 |  | De-Listing & Stock Qty Unavailable |  | Not Applicable
530-0184 | 530-0184 | Square D, AC Disconnect, 60A, 240VAC, 2-Pole/indoor, Fused, 49650, D222N | 184 |  | No | Electrical BOS | Soligent De-listing | 0 |  | De-Listing & Stock Qty Unavailable |  | Not Applicable
530-0188 | 530-0188 | Square D, Disconnect, NEMA 3R, 100A, 600VDC, 3-Pole, View Window, HU363RBVW | 1740 |  | No | Electrical BOS | Vendor De-listing | 0 |  | De-Listing & Stock Qty Unavailable |  | Not Applicable
530-0189 | 530-0189 | Square D, 125A 3R Load Center 240V, 12/24 Circuit, Main Lug, HOM1224L125PRB | 169.83 |  | No | Electrical BOS | Shippable | 165.47 |  | Shippable but Stock Qty Unavailable |  | Not Applicable
530-0192 | 530-0192 | Square D, Disconnect, NEMA 3R, 30A, 600VDC, 3-Pole, View Window, HU361RBVW | 810 |  | No | Electrical BOS | Soligent De-listing | 0 |  | De-Listing & Stock Qty Unavailable |  | Not Applicable
530-0193 | 530-0193 | Square D, Disconnect, NEMA 3R, 60A, 600VDC, 3-Pole, View Window, HU362RBVW | 343.37 |  | No | Electrical BOS | Soligent De-listing | 0 |  | De-Listing & Stock Qty Unavailable |  | Not Applicable
530-0197 | 530-0197 | Square D, 15A, 1-Pole Breaker, Qty.1, HOM115 | 7.05 |  | No | Electrical BOS | Shippable | 6.2 |  | Shippable but Stock Qty Unavailable |  | Not Applicable
530-0198 | 530-0198 | Outback, Circuit Breaker, 30A, 120/240VAC, 2-Pole, 1.5" Wide, Panel Mount , 1/4" Studs, PNL-30D-AC-120/240 | 56.16 |  | No | Electrical BOS | Shippable | 53.95 |  | Shippable but Stock Qty Unavailable |  | Not Applicable
530-0202 | 530-0202 | Eaton, Circuit Breaker, BR Breaker, 80A, 240VAC, 2-Pole, for Enphase IQ Combiner+, and Enpower Smart Switch, BR280 | 72.5 |  | No | Electrical BOS | Vendor De-listing | 0 |  | De-Listing & Stock Qty Unavailable |  | Not Applicable
530-0205 | 530-0205 | Inverter Bypass Switch 60A Max.UL, | 204 |  | No | Electrical BOS | Soligent De-listing | 0 |  | De-Listing & Stock Qty Unavailable |  | Not Applicable
530-0206 | 530-0206 | Xantrex, Circuit Breaker, Panel Mount SW or XW, 60A, 160VDC, CD60, Qty. 1 | 14.78 |  | No | Inverters | Soligent De-listing | 0 |  | De-Listing & Stock Qty Unavailable |  | Not Applicable
530-0207 | 530-0207 | Midnite Solar, Circuit Breaker, DIN Mount, 30A, 300VDC, 1-Pole, 1.0" Wide, MNEPV30-300 | 20.78 |  | No | Electrical BOS | Soligent De-listing | 19.08 |  | De-Listing & Stock Qty Unavailable |  | Not Applicable
530-0209 | 530-0209 | Midnite Solar, Circuit Breaker, Panel Mount, 80A, 300VDC, 1-Pole, 1.5" Wide, 1/4" Studs, MNEDC80-300 | 48.4 |  | No | Electrical BOS | Soligent De-listing | 0 |  | De-Listing & Stock Qty Unavailable |  | Not Applicable
530-0211 | 530-0211 | Outback, Circuit Breaker, 30A, 250VAC, 1-Pole, 0.75" Wide, Panel Mount, PNL-30-AC | 22 |  | No | Inverters | Soligent De-listing | 12.64 |  | De-Listing & Stock Qty Unavailable |  | Not Applicable
530-0212 | 530-0212 | Midnite Solar, Circuit Breaker, DIN Mount, 30A, 2-pole, 120/240VAC, UL1077, MNEAC30-2P | 34.05 |  | No | Electrical BOS | Shippable | 32.5 |  | Shippable but Stock Qty Unavailable |  | Not Applicable
530-0216 | 530-0216 | Magnum, Circuit Breaker, 10A/250V DIN Mount, BR-PV10-DIN | 67.5 |  | No | Electrical BOS | Soligent De-listing | 42.19 |  | De-Listing & Stock Qty Unavailable |  | Not Applicable
530-0217 | 530-0217 | Magnum, Circuit Breaker, 15A/250V DIN Mount, BR-PV15-DIN | 67.5 |  | No | Electrical BOS | Soligent De-listing | 42.19 |  | De-Listing & Stock Qty Unavailable |  | Not Applicable
530-0218 | 530-0218 | Magnum, Circuit Breaker, 20A/250V DIN Mount, BR-PV20-DIN | 67.5 |  | No | Electrical BOS | Soligent De-listing | 42.19 |  | De-Listing & Stock Qty Unavailable |  | Not Applicable
530-0219 | 530-0219 | Magnum, Circuit Breaker, 30A/250V DIN Mount, BR-PV30-DIN | 67.5 |  | No | Electrical BOS | Soligent De-listing | 42.19 |  | De-Listing & Stock Qty Unavailable |  | Not Applicable
530-0220 | 530-0220 | Magnum, Circuit Breaker, 40A/250V DIN Mount, BR-PV40-DIN | 48.65 |  | No | Electrical BOS | Soligent De-listing | 46.15 |  | De-Listing & Stock Qty Unavailable |  | Not Applicable
530-0221 | 530-0221 | Magnum, Circuit Breaker, 50A/250V DIN Mount, BR-PV50-DIN | 72 |  | No | Electrical BOS | Soligent De-listing | 45 |  | De-Listing & Stock Qty Unavailable |  | Not Applicable
530-0222 | 530-0222 | Outback, Circuit Breaker, 50A, 250VAC, 1-Pole, 0.75" Wide, Panel Mount, PNL-50-AC-250 | 22 |  | No | Electrical BOS | Soligent De-listing | 12.64 |  | De-Listing & Stock Qty Unavailable |  | Not Applicable
530-0223 | 530-0223 | Outback, Circuit Breaker, 40A, 300VDC, 1-Pole, 0.75" Wide, Panel Mount, PNL-40-300VDC | 58.9 |  | No | Electrical BOS | Shippable | 56.58 |  | Shippable but Stock Qty Unavailable |  | Not Applicable
530-0224 | 530-0224 | Outback, Circuit Breaker, 40A, 300VDC, 2-Pole, 1.5" Wide, Panel Mount, PNL-40D-300VDC | 82.5 |  | No | Electrical BOS | Soligent De-listing | 47.41 |  | De-Listing & Stock Qty Unavailable |  | Not Applicable
530-0227 | 530-0227 | Outback, Circuit Breaker, 80A, 300VDC, 2-Pole, 1.5" Wide, Panel Mount, PNL-80D-300VDC | 88 |  | No | Electrical BOS | Soligent De-listing | 50.57 |  | De-Listing & Stock Qty Unavailable |  | Not Applicable
530-0229 | 530-0229 | Eaton-Cutler Hammer, Circuit Breaker, BR Breaker, 20A, 240VAC, 2-Pole, 18-C-H BR220 | 17.46 |  | No | Electrical BOS | Soligent De-listing | 0 |  | De-Listing & Stock Qty Unavailable |  | Not Applicable
530-0231 | 530-0231 | Square D, 25A, 2-Pole Breaker, Qty.1, 18-SQUARED HOM225 | 13.78 |  | No | Electrical BOS | Shippable | 13.08 |  | Shippable but Stock Qty Unavailable |  | Not Applicable
530-0233 | 530-0233 | Eaton-Cutler Hammer, CSR Circuit Breaker, 200A, 240VAC, 2-Pole, for Enpower Smart Switch, 15-BRK-200A-2P-240V | 100.41 |  | No | Electrical BOS | Soligent De-listing | 95.26 |  | De-Listing & Stock Qty Unavailable |  | Not Applicable
530-0235 | 530-0235 | Eaton, Circuit Breaker, BR Breaker, 10A, 240VAC, 2-Pole, for Enphase IQ Combiner+, and Enpower Smart Switch, BR210 | 12.78 |  | No | Electrical BOS | Shippable | 12.45 |  | Shippable but Stock Qty Unavailable |  | Not Applicable
530-0236 | 530-0236 | Eaton-Cutler Hammer, Circuit Breaker, BR Breaker, 15A, 240VAC, 1P, BR115, 0038-2980 | 5.7 |  | No | Electrical BOS | Shippable | 5.01 |  | Shippable but Stock Qty Unavailable |  | Not Applicable
530-0237 | 530-0237 | Eaton-Cutler Hammer, Circuit Breaker, BR Breaker, 20A, 240VAC, 1P, BR120, 0038-2986 | 5.7 |  | No | Electrical BOS | Shippable | 5.01 |  | Shippable but Stock Qty Unavailable |  | Not Applicable
530-0238 | 530-0238 | Eaton-Cutler Hammer, Circuit Breaker, CH Breaker, 100A, 240VAC, 2P, CH2100, 0003-5712 | 62.8 |  | No | Electrical BOS | Shippable | 51.67 |  | Shippable but Stock Qty Unavailable |  | Not Applicable
530-0239 | 530-0239 | Eaton-Cutler Hammer, Circuit Breaker, CH Breaker, 125A, 240VAC, 2P, CH2125, 0003-5883 | 132.2 |  | No | Electrical BOS | Shippable | 108.77 |  | Shippable but Stock Qty Unavailable |  | Not Applicable
530-0242 | 530-0242 | Eaton-Cutler Hammer, Circuit Breaker, CH Breaker, 80A, 240VAC, 2P, CH280, 0057-7941 | 121.85 |  | No | Electrical BOS | Shippable | 100.25 |  | Shippable but Stock Qty Unavailable |  | Not Applicable
530-0243 | 530-0243 | Enphase, Eaton Type Br Circuit Breaker Hold-DOwn | 14.62 |  | No | Energy Storage | Soligent De-listing | 14.43 |  | De-Listing & Stock Qty Unavailable |  | Not Applicable
530-0819 | 530-0819 | Midnite Solar, Mini DC Disconnect box with 250A breaker & din rail, 125VDC, MNDC250PLUS | 397.1 |  | No | Electrical BOS | Soligent De-listing | 248.19 |  | De-Listing & Stock Qty Unavailable |  | Not Applicable
530-0821 | 530-0821 | Square D, Circuit Breaker, QO Breaker, 20A, 208/240VAC, 3-Pole, for 3-Ph QO Load Centers, 37644, QO320 | 306 |  | No | Electrical BOS | Soligent De-listing | 0 |  | De-Listing & Stock Qty Unavailable |  | Not Applicable
530-0823 | 530-0823 | Midnite Solar, Circuit Breaker, DIN Mount, 15A, 120/240VAC, 2-pole, UL489A, MNEAC15-2 | 41.25 |  | No | Electrical BOS | Soligent De-listing | 25.78 |  | De-Listing & Stock Qty Unavailable |  | Not Applicable
530-0824 | 530-0824 | Midnite Solar, Circuit Breaker with Remote Trip, Panel Mount, 175A, 125VDC, 1-Pole, 1.5" Wide, 3/8" Studs, MNEDC175RT | 152.9 |  | No | Electrical BOS | Soligent De-listing | 95.56 |  | De-Listing & Stock Qty Unavailable |  | Not Applicable
530-1086 | 530-1086 | SolaDeck, Circuit Breaker, ABB midget breaker, 20A, 120/240VAC, 2-pole, DIN Mount, for Soladeck0760-41AD, 1455.2 | 108 |  | No | Electrical BOS | Soligent De-listing | 0 |  | De-Listing & Stock Qty Unavailable |  | Not Applicable
530-1087 | 530-1087 | SolaDeck, Circuit Breaker, ABB midget breaker, 15A, 120/240VAC, 2-pole, DIN Mount, for Soladeck0760-41AD, 1455.15 | 108 |  | No | Electrical BOS | Soligent De-listing | 0 |  | De-Listing & Stock Qty Unavailable |  | Not Applicable
530-1088 : 530-1088 : 530-1088 : 530-1088_U | 530-1088 : 530-1088 : 530-1088_U | Schneider Electric, Circuit Breaker, 100A, 125VDC, 1-Pole, Panel Mount, For XW PDP, Qty. 1, 865-DCBRK-100 | 55.73 |  | No | Electrical BOS | Shippable | 53.59 |  | Shippable but Stock Qty Unavailable |  | Not Applicable
530-1089 | 530-1089 | Midnite Solar, Circuit Breaker, DIN Mount, 16A, 600VDC, 1-pole, 2.0" Wide, MNEPV16-600 | 137.5 |  | No | Electrical BOS | Soligent De-listing | 85.94 |  | De-Listing & Stock Qty Unavailable |  | Not Applicable
530-1090 | 530-1090 | MidNite Solar, Circuit Breaker, DIN Mount, 20A, 600VDC, with Remote Trip feature, 1-pole, 2.0" Wide, MNEPV20-600RT | 113.74 |  | No | Electrical BOS | Shippable | 108.57 |  | Shippable but Stock Qty Unavailable |  | Not Applicable
530-1093 | 530-1093 | Midnite Solar, Mini DC Disconnect box with 175A breaker & din rail, 125VDC, MNDC175PLUS | 397.1 |  | No | Electrical BOS | Soligent De-listing | 248.19 |  | De-Listing & Stock Qty Unavailable |  | Not Applicable
530-1095 | 530-1095 | Midnite Solar, Mini DC Disconnect box with 125A breaker & din rail, 125VDC, Left hand breaker version, MNDC125-L | 303 |  | No | Electrical BOS | Soligent De-listing | 0 |  | De-Listing & Stock Qty Unavailable |  | Not Applicable
530-1096 | 530-1096 | Midnite Solar, Circuit Breaker, Panel Mount, 60A, 300VDC, 1-Pole, 1.5" Wide, 1/4" Studs, MNEDC60-300 | 48.4 |  | No | Electrical BOS | Soligent De-listing | 27.82 |  | De-Listing & Stock Qty Unavailable |  | Not Applicable
530-1097 | 530-1097 | Outback, Circuit Breaker, Relay-trip, 75A, 300VDC, 1-Pole, Panel Mount, PNL-75-DC-RT | 101.2 |  | No | Electrical BOS | Soligent De-listing | 58.16 |  | De-Listing & Stock Qty Unavailable |  | Not Applicable
530-1098 | 530-1098 | Outback, Circuit Breaker, Relay-trip, 75A, 300VDC, 2-Pole, Panel Mount, PNL-75D-DC-RT | 165 |  | No | Inverters | Soligent De-listing | 94.83 |  | De-Listing & Stock Qty Unavailable |  | Not Applicable
530-1099 | 530-1099 | Outback, Circuit Breaker, Relay-trip, 75A, 300VDC, 4-Pole, Panel Mount, PNL-75Q-DC-RT | 274.8 |  | No | Inverters | Soligent De-listing | 157.93 |  | De-Listing & Stock Qty Unavailable |  | Not Applicable
530-1100 | 530-1100 | Schneider Electric, Circuit Breaker, 60A, 160VDC, 1-Pole, Panel Mount, For XW PDP, Qty. 1, 865-DCBRK-60 | 64.9 |  | No | Inverters | Soligent De-listing | 37.3 |  | De-Listing & Stock Qty Unavailable |  | Not Applicable
530-1101 | 530-1101 | Schneider Electric, Circuit Breaker, 80A, 125VDC, 1-Pole, Panel Mount, For XW PDP, Qty. 1, 865-DCBRK-80 | 64.9 |  | No | Inverters | Soligent De-listing | 37.3 |  | De-Listing & Stock Qty Unavailable |  | Not Applicable
530-1102 | 530-1102 | Schneider Electric, Circuit Breaker, 100A, 125VDC, 1-Pole, Panel Mount, For XW PDP, Qty. 1, 865-DCBRK-100 | 73.7 |  | No | Inverters | Soligent De-listing | 46.06 |  | De-Listing & Stock Qty Unavailable |  | Not Applicable
530-1103 : 530-1103 : 530-1103 : 530-1103 : 530-1103_U | 530-1103 : 530-1103 : 530-1103 : 530-1103_U | Schneider Electric, Circuit Breaker, 125A, 125VDC, 1-Pole, Panel Mount, For XW PDP, Qty. 1, 865-DCBRK-125 | 55.73 |  | No | Electrical BOS | Shippable | 53.59 |  | Shippable but Stock Qty Unavailable |  | Not Applicable
530-1104 | 530-1104 | SolarEdge, 40A Breaker for StorEdge Backup Interface, Qty.1, CB-UPG-40-01 | 32.53 |  | No | Energy Storage | Shippable | 28.05 |  | Shippable but Stock Qty Unavailable |  | Not Applicable
530-1108 | 530-1108 | Enphase, 15A 2 Pole Breaker for IQ Combiner 4n for use with Hold Down Kit, Eaton BR215B, BRK-15A-2P-240V-B | 27.69 |  | No | Energy Storage | Shippable | 21.69 |  | Shippable but Stock Qty Unavailable |  | Not Applicable
530-1110 | 530-1110 | Enphase 20A/40A Quad breaker, 10kAIC, for IQ System Controller 2.0 with Gen-Set, BQC220240, BRK-20A40A-4P-240V | 38.67 |  | No | Energy Storage | Shippable | 36.25 |  | Shippable but Stock Qty Unavailable |  | Not Applicable
530-1111 | 530-1111 | Enphase, Eaton Type Br Circuit Breaker Hold-DOwn | 15 |  | No | Energy Storage | Soligent De-listing | 14.43 |  | De-Listing & Stock Qty Unavailable |  | Not Applicable
530-1114 | 530-1114 | Eaton, Circuit Breaker, BR Breaker, 35A, 240VAC, 2-Pole, BR235 | 18.34 |  | No | Electrical BOS | Shippable | 14.72 |  | Shippable but Stock Qty Unavailable |  | Not Applicable
530-1120 | 530-1120 | Eaton BR Breaker Hold Down Kit, C-H BREQS125 | 7 |  | No | Electrical BOS | Shippable | 6.64 |  | Shippable but Stock Qty Unavailable |  | Not Applicable
530-1126 | 530-1126 | Eaton, Circuit Breaker, CHF Breaker, 60A, 240VAC, 2-Pole, CHF260 | 0.15 |  | No | Electrical BOS | Shippable | 0.12 |  | Shippable but Stock Qty Unavailable |  | Not Applicable
540-0007 | 540-0007 | Ferraz, Midget Fuse, ATM, 1A, 600VAC/600VDC, ATM1, 38194 | 11 |  | No | Electrical BOS | Soligent De-listing | 0 |  | De-Listing & Stock Qty Unavailable |  | Not Applicable
540-0009 | 540-0009 | Ferraz, Midget Fuse, ATM, 15A, 600VAC/600VDC, ATM15 | 11 |  | No | Electrical BOS | Soligent De-listing | 0 |  | De-Listing & Stock Qty Unavailable |  | Not Applicable
540-0012 | 540-0012 | Ferraz, Midget Fuse, ATM, 8A, 600VAC/600VDC, ATM8 | 3.81 |  | No | Electrical BOS | Soligent De-listing | 0 |  | De-Listing & Stock Qty Unavailable |  | Not Applicable
540-0013 | 540-0013 | Littelfuse Fuse, for Square D, DC Disconnect, 15A, 600VDC, IDSR-15 | 12.6 |  | No | Electrical BOS | Soligent De-listing | 0 |  | De-Listing & Stock Qty Unavailable |  | Not Applicable
540-0014 | 540-0014 | Littelfuse Fuse, for Square D, DC Disconnect, 20A, 600VDC, IDSR-20 | 31 |  | No | Electrical BOS | Soligent De-listing | 0 |  | De-Listing & Stock Qty Unavailable |  | Not Applicable
540-0015 | 540-0015 | Littelfuse Fuse, for Square D, DC Disconnect, 30A, 600VDC, IDSR-30 | 35 |  | No | Electrical BOS | Soligent De-listing | 0 |  | De-Listing & Stock Qty Unavailable |  | Not Applicable
540-0016 | 540-0016 | Littlelfuse Fuse, for Square D, DC Disconnect, 40A, 600VDC, IDSR-40 | 47.84 |  | No | Electrical BOS | Soligent De-listing | 0 |  | De-Listing & Stock Qty Unavailable |  | Not Applicable
540-0017 | 540-0017 | Littelfuse Fuse, for Square D, DC Disconnect, 60A, 600VDC, IDSR-60 | 72.8 |  | No | Electrical BOS | Soligent De-listing | 0 |  | De-Listing & Stock Qty Unavailable |  | Not Applicable
540-0019 | 540-0019 | Ferraz, Fuse for Square D, AC Disconnect, TR, 125A, 240VAC, TR125R | 43 |  | No | Electrical BOS | Soligent De-listing | 0 |  | De-Listing & Stock Qty Unavailable |  | Not Applicable
540-0021 | 540-0021 | Ferraz, Fuse for Square D, AC Disconnect, TR, 20A, 250VAC, TR20R | 5.3 |  | No | Electrical BOS | Shippable | 4.67 |  | Shippable but Stock Qty Unavailable |  | Not Applicable
540-0024 | 540-0024 | Ferraz, Fuse for Square D, AC Disconnect, TR, 40A, 250VAC, TR40R | 3.39 |  | No | Electrical BOS | Soligent De-listing | 0 |  | De-Listing & Stock Qty Unavailable |  | Not Applicable
540-0026 | 540-0026 | Ferraz, Fuse for Square D, DC Disconnect, TRS, 100A, 600VAC/600VDC, TRS100R | 65 |  | No | Electrical BOS | Soligent De-listing | 0 |  | De-Listing & Stock Qty Unavailable |  | Not Applicable
540-0027 | 540-0027 | Ferraz, Fuse for Square D, DC Disconnect, TRS, 10A, 600VAC/600VDC, TRS10R | 11 |  | No | Electrical BOS | Soligent De-listing | 0 |  | De-Listing & Stock Qty Unavailable |  | Not Applicable
540-0028 | 540-0028 | Ferraz, Fuse for Square D, DC Disconnect, TRS, 125A, 600VAC/600VDC, TRS125R | 22.87 |  | No | Electrical BOS | Soligent De-listing | 0 |  | De-Listing & Stock Qty Unavailable |  | Not Applicable
540-0029 | 540-0029 | Ferraz, Fuse for Square D, DC Disconnect, TRS, 12A, 600VAC/600VDC, TRS12R | 22 |  | No | Electrical BOS | Soligent De-listing | 0 |  | De-Listing & Stock Qty Unavailable |  | Not Applicable
540-0030 | 540-0030 | Ferraz, Fuse for Square D, DC Disconnect, TRS, 150A, 600VAC/600VDC, TRS150R | 141 |  | No | Electrical BOS | Soligent De-listing | 0 |  | De-Listing & Stock Qty Unavailable |  | Not Applicable
540-0031 | 540-0031 | Ferraz, Fuse for Square D, DC Disconnect, TRS, 30A, 600VAC/300VDC, TRS30R | 19 |  | No | Electrical BOS | Soligent De-listing | 0 |  | De-Listing & Stock Qty Unavailable |  | Not Applicable
540-0033 | 540-0033 | Ferraz, Fuse for Square D, DC Disconnect, TRS, 60A, 600VAC/300VDC, TRS60R | 33 |  | No | Electrical BOS | Soligent De-listing | 0 |  | De-Listing & Stock Qty Unavailable |  | Not Applicable
540-0034 | 540-0034 | Ferraz, Fuse for Square D, DC Disconnect, TRS, 80A, 600VAC/300VDC, TRS80R | 67 |  | No | Electrical BOS | Soligent De-listing | 0 |  | De-Listing & Stock Qty Unavailable |  | Not Applicable
540-0036 | 540-0036 | Ferraz, Fuse for Square D, DC Disconnect, TRS, 9A, 600VAC/600VDC, TRS9R | 9.62 |  | No | Electrical BOS | Soligent De-listing | 0 |  | De-Listing & Stock Qty Unavailable |  | Not Applicable
540-0051 | 540-0051 | Ferraz, Fuse for Square D, DC Disconnect, TRS, 75A, 600VAC/300VDC, TRS75R | 80 |  | No | Electrical BOS | Soligent De-listing | 0 |  | De-Listing & Stock Qty Unavailable |  | Not Applicable
540-0054 | 540-0054 | Ferraz, Fuse for Square D, DC Disconnect, TRS, 40A, 600VAC/300VDC, TRS40R | 24 |  | No | Electrical BOS | Soligent De-listing | 0 |  | De-Listing & Stock Qty Unavailable |  | Not Applicable
540-0055 | 540-0055 | Ferraz, Fuse for Square D, DC Disconnect, TRS, 200A, 600VAC/600VDC, TRS200R | 138 |  | No | Electrical BOS | Soligent De-listing | 0 |  | De-Listing & Stock Qty Unavailable |  | Not Applicable
540-0058 | 540-0058 | Ferraz, Fuse for Square D, AC Disconnect, TR, 15A, 300VAC, TR15R | 9 |  | No | Electrical BOS | Soligent De-listing | 0 |  | De-Listing & Stock Qty Unavailable |  | Not Applicable
540-0059 | 540-0059 | Ferraz, Fuse for Square D, AC Disconnect, TR, 200A, 250VAC, TR200R | 67 |  | No | Electrical BOS | Soligent De-listing | 0 |  | De-Listing & Stock Qty Unavailable |  | Not Applicable
540-0060 | 540-0060 | Ferraz, Fuse for Square D, AC Disconnect, TR, 80A, 250VAC, TR80R | 20 |  | No | Electrical BOS | Soligent De-listing | 0 |  | De-Listing & Stock Qty Unavailable |  | Not Applicable
540-0061 | 540-0061 | Ferraz, Midget Fuse, ATM, 2A, 600VAC/600VDC, ATM2 | 1.8 |  | No | Electrical BOS | Soligent De-listing | 0 |  | De-Listing & Stock Qty Unavailable |  | Not Applicable
540-0063 | 540-0063 | Ferraz, Fuse for Square D, DC Disconnect, TRS, 400A, 600VAC/600VDC, TRS400R | 202 |  | No | Electrical BOS | Soligent De-listing | 0 |  | De-Listing & Stock Qty Unavailable |  | Not Applicable
540-0067 | 540-0067 | Ferraz, Fuse for Square D, AC Disconnect, TR, 350A, 250VAC, TR350R | 13.29 |  | No | Electrical BOS | Soligent De-listing | 0 |  | De-Listing & Stock Qty Unavailable |  | Not Applicable
540-0068 | 540-0068 | Outback, 300A Class T Fuse Block, OBTFB-300 | 119.99 |  | No | Electrical BOS | Soligent De-listing | 0 |  | De-Listing & Stock Qty Unavailable |  | Not Applicable
540-0069 | 540-0069 | Outback, 400A Class T Fuse Block, OBTFB-400 | 93.5 |  | No | Inverters | Soligent De-listing | 0 |  | De-Listing & Stock Qty Unavailable |  | Not Applicable
540-0070 | 540-0070 | Ferraz, Midget Fuse, ATM, 20A, 600VAC/600VDC, ATM20A | 17 |  | No | Electrical BOS | Soligent De-listing | 0 |  | De-Listing & Stock Qty Unavailable |  | Not Applicable
540-0071 | 540-0071 | Magnum, 200A Fuse Block Assembly, 32VDC, Class ANL, ME-200F | 47.2 |  | No | Inverters | Soligent De-listing | 0 |  | De-Listing & Stock Qty Unavailable |  | Not Applicable
540-0072 | 540-0072 | Magnum, 300A Fuse Block Assembly, 48VDC, Class T, ME-300F | 73.43 |  | No | Inverters | Shippable | 68.84 |  | Shippable but Stock Qty Unavailable |  | Not Applicable
540-0073 | 540-0073 | Magnum, 400A Fuse Block Assembly, 48VDC, Class T, ME-400F | 103.5 |  | No | Inverters | Soligent De-listing | 59.48 |  | De-Listing & Stock Qty Unavailable |  | Not Applicable
540-0074 | 540-0074 | Magnum, 125A Fuse Block Assembly, 32VDC, Class ANL, ME-125F | 47.2 |  | No | Inverters | Soligent De-listing | 0 |  | De-Listing & Stock Qty Unavailable |  | Not Applicable
540-0075 | 540-0075 | Ferraz, Fuse Reducer, 60A-30A, R632 | 27 |  | No | Electrical BOS | Soligent De-listing | 0 |  | De-Listing & Stock Qty Unavailable |  | Not Applicable
540-0077 | 540-0077 | Ferraz, Fuse for Solectria, Subcombiner, R, 150A, 600VDC, 600VAC, A6D150R | 186 |  | No | Electrical BOS | Soligent De-listing | 0 |  | De-Listing & Stock Qty Unavailable |  | Not Applicable
540-0079 | 540-0079 | Ferraz, Fuse for Solectria, Subcombiner, R, 100A, 600VDC, 600VAC, A6D100R | 93 |  | No | Electrical BOS | Soligent De-listing | 0 |  | De-Listing & Stock Qty Unavailable |  | Not Applicable
540-0080 | 540-0080 | Soladeck, PMF Touch-Safe Fuse Holder DIN mount for ATM, KLM & KLKD Midget fuse, 32A, 600VDC, 1452 | 8.56 |  | No | Electrical BOS | Soligent De-listing | 0 |  | De-Listing & Stock Qty Unavailable |  | Not Applicable
540-0081 | 540-0081 | Bussmann, Midget Fuse, 1A, 1000VDC, PV-1A10F | 5.89 |  | No | Electrical BOS | Soligent De-listing | 0 |  | De-Listing & Stock Qty Unavailable |  | Not Applicable
540-0082 | 540-0082 | Bussmann, Midget Fuse, 2A, 1000VDC, PV-2A10F | 5 |  | No | Electrical BOS | Soligent De-listing | 0 |  | De-Listing & Stock Qty Unavailable |  | Not Applicable
540-0083 | 540-0083 | Bussmann, Midget Fuse, 3A, 1000VDC, PV-3A10F | 5.89 |  | No | Electrical BOS | Shippable | 0 |  | Shippable but Stock Qty Unavailable |  | Not Applicable
540-0084 | 540-0084 | Bussmann, Midget Fuse, 4A, 1000VDC, PV-4A10F | 4.12 |  | No | Electrical BOS | Soligent De-listing | 0 |  | De-Listing & Stock Qty Unavailable |  | Not Applicable
540-0085 | 540-0085 | Bussmann, Midget Fuse, 5A, 1000VDC, PV-5A10F | 4.46 |  | No | Electrical BOS | Soligent De-listing | 0 |  | De-Listing & Stock Qty Unavailable |  | Not Applicable
540-0086 | 540-0086 | Bussmann, Midget Fuse, 6A, 1000VDC, PV-6A10F | 5.89 |  | No | Electrical BOS | Soligent De-listing | 0 |  | De-Listing & Stock Qty Unavailable |  | Not Applicable
540-0087 | 540-0087 | Bussmann, Midget Fuse, 8A, 1000VDC, PV-8A10F | 5 |  | No | Electrical BOS | Soligent De-listing | 0 |  | De-Listing & Stock Qty Unavailable |  | Not Applicable
540-0089 | 540-0089 | Bussmann, Midget Fuse, 12A, 1000VDC, PV-12A10F | 5.89 |  | No | Electrical BOS | Soligent De-listing | 0 |  | De-Listing & Stock Qty Unavailable |  | Not Applicable
540-0091 | 540-0091 | Bussmann, Touch-Safe Fuse Holder DIN mount for PV-(amp rating) A10F, ATM, KLM& KLKD Midget Fuses, 30A, 600VAC/600VDC, CHM1DU | 6.51 |  | No | Electrical BOS | Shippable | 0 |  | Shippable but Stock Qty Unavailable |  | Not Applicable
540-0099 | 540-0099 | Siemens, Neutral /(-) terminal kits for Disconnect, 30A neutral kit, HN612 | 11.01 |  | No | Electrical BOS | Soligent De-listing | 0 |  | De-Listing & Stock Qty Unavailable |  | Not Applicable
540-0100 | 540-0100 | Siemens, Neutral / (-) terminal kits for Disconnect, 60 and 100A neutral kit, HN623 | 59 |  | No | Electrical BOS | Soligent De-listing | 0 |  | De-Listing & Stock Qty Unavailable |  | Not Applicable
540-0101 | 540-0101 | Bussmann, Limitron Fast-Acting Fuse, 15A, 600VDC, KLM-15 | 5.23 |  | No | Electrical BOS | Soligent De-listing | 0 |  | De-Listing & Stock Qty Unavailable |  | Not Applicable
540-0103 | 540-0103 | Xantrex, Fuse, 15A, Mini Ceramic Fuse for ACB ~ | 0.66 |  | No | Inverters | Vendor De-listing | 0 |  | De-Listing & Stock Qty Unavailable |  | Not Applicable
540-0104 | 540-0104 | Midnite Solar, Touch Safe Fuse Holder, 600VDC, 30A max. DIN rail | 9.42 |  | No | Electrical BOS | Soligent De-listing | 0 |  | De-Listing & Stock Qty Unavailable |  | Not Applicable
540-0106 | 540-0106 | Outback, Fuse 10A, 600VDC, Qty. 1, OBF-10-600VDC | 2 |  | No | Inverters | Soligent De-listing | 0 |  | De-Listing & Stock Qty Unavailable |  | Not Applicable
540-0107 | 540-0107 | SMA, Fuse 20A. KLKD-20 Fuse, 600VDC, KLKD-20 | 4.51 |  | No | Electrical BOS | Soligent De-listing | 0 |  | De-Listing & Stock Qty Unavailable |  | Not Applicable
540-0108 | 540-0108 | SMA, Fuse 30A KLKD-30 or ATM30, 600Vdc | 11 |  | No | Inverters | Vendor De-listing | 0 |  | De-Listing & Stock Qty Unavailable |  | Not Applicable
540-0109 | 540-0109 | Outback, Touch Safe Fuse Holder-30A, 600VDC | 67.99 |  | No | Electrical BOS | Soligent De-listing | 0 |  | De-Listing & Stock Qty Unavailable |  | Not Applicable
540-0111 | 540-0111 | SMA, Fuse 10A, KLKD-10A, 600VDC, KLKD10 | 0.34 |  | No | Electrical BOS | Soligent De-listing | 0 |  | De-Listing & Stock Qty Unavailable |  | Not Applicable
540-0114 | 540-0114 | SMA, Fuse 15A for SB DC Disconnects | 11 |  | No | Inverters | Soligent De-listing | 0 |  | De-Listing & Stock Qty Unavailable |  | Not Applicable
540-0115 | 540-0115 | SMA, Fuse 20A combiner fuse | 2.73 |  | No | Electrical BOS | Soligent De-listing | 0 |  | De-Listing & Stock Qty Unavailable |  | Not Applicable
540-0120 | 540-0120 | Deltec, Fuse Block with 175A Class T Fuse, with clear cover and 3/8” Stud and Hex Nut, FB1-175T | 79 |  | No | Electrical BOS | Soligent De-listing | 0 |  | De-Listing & Stock Qty Unavailable |  | Not Applicable
540-0121 | 540-0121 | Deltec, Fuse Block with 175A Class T Fuse, Clamp Style, CFB1-175 | 69.71 |  | No | Electrical BOS | Soligent De-listing | 0 |  | De-Listing & Stock Qty Unavailable |  | Not Applicable
540-0125 | 540-0125 | Ferraz, Fuse 50A for use with 60A Disconnect, TRS50R | 18 |  | No | Electrical BOS | Soligent De-listing | 0 |  | De-Listing & Stock Qty Unavailable |  | Not Applicable
540-0131 | 540-0131 | Xantrex, Fuse 400A, Class T | 25.44 |  | No | Inverters | Soligent De-listing | 0 |  | De-Listing & Stock Qty Unavailable |  | Not Applicable
540-0135 | 540-0135 | Midnite Solar, Breaker Busbar, 6 fingers space at 13mm intervals, two box lugs to accommodate #14-1/0 AWG wire, MNPV6 BREAKER BUSBAR | 21 |  | No | Electrical BOS | Soligent De-listing | 0 |  | De-Listing & Stock Qty Unavailable |  | Not Applicable
540-0139 | 540-0139 | Midget Fuse 30A 600V, 4XC46 | 0.69 |  | No | Electrical BOS | Soligent De-listing | 0 |  | De-Listing & Stock Qty Unavailable |  | Not Applicable
540-0141 | 540-0141 | Fuse Block for Midget 5-30A | 6 |  | No | Electrical BOS | Soligent De-listing | 0 |  | De-Listing & Stock Qty Unavailable |  | Not Applicable
540-0144 | 540-0144 | SMA, Fuse 8A Fuse 600VDC Fuse KLKD-8 or ATM 8, KLKD8 | 0.23 |  | No | Electrical BOS | Soligent De-listing | 0 |  | De-Listing & Stock Qty Unavailable |  | Not Applicable
540-0145 | 540-0145 | SMA, Fuse 10A FuseBussman KLDK-10 Fuse, 600VDC, ATM10 | 2.59 |  | No | Electrical BOS | Soligent De-listing | 0 |  | De-Listing & Stock Qty Unavailable |  | Not Applicable
540-0148 | 540-0148 | SMA, Fuse 15A KLKD-15 (or ATM15) Fuse, 600VDC | 6.56 |  | No | Electrical BOS | Soligent De-listing | 0 |  | De-Listing & Stock Qty Unavailable |  | Not Applicable
540-0149 | 540-0149 | SMA, Fuse 2A, 600VDC Fuse KLKD-2 or ATM 2 | 5 |  | No | Electrical BOS | Vendor De-listing | 0 |  | De-Listing & Stock Qty Unavailable |  | Not Applicable
540-0150 | 540-0150 | SolarEdge, Optional DC Fusing, 6x25A Fuses + Holders Kit for 3PH DC Safety Switch, DCD-3PH-6FHK-S1 | 307.56 |  | No | Electrical BOS | Soligent De-listing | 176.76 |  | De-Listing & Stock Qty Unavailable |  | Not Applicable
540-0163 | 540-0163 | SMA, Sunny Boy REPLACEMENT Disconnect, Transformerless (unfused), for 8000TL/9000TL/10000TL-US-10 Inverters (without AFCI), DC-DISCONTLUS-10(Replacement) | 10 |  | No | Electrical BOS | Vendor De-listing | 0 |  | De-Listing & Stock Qty Unavailable |  | Not Applicable
540-0167 | 540-0167 | Ferraz, Fuse for Square D, AC Disconnect, TR, 250A, 250VAC, TR250R | 156 |  | No | Electrical BOS | Soligent De-listing | 0 |  | De-Listing & Stock Qty Unavailable |  | Not Applicable
540-0169 | 540-0169 | Advanced Energy, Combiner Fuse, 600V, Select Amp. rating (5A, 6A, 7A, 8A, 10A, 12A, 15A, 20A, 25A, or 30A), AEI-CBF-600V-XX | 8 |  | No | Electrical BOS | Soligent De-listing | 0 |  | De-Listing & Stock Qty Unavailable |  | Not Applicable
540-0170 | 540-0170 | Bussmann, Solar Fuse, 35A, 600VDC, PVS-R-35 | 54 |  | No | Electrical BOS | Soligent De-listing | 0 |  | De-Listing & Stock Qty Unavailable |  | Not Applicable
540-0171 | 540-0171 | Siemens, Class R Fuse Clip Kit for Disconnect, 60A, 600V, 3-Pole Kit, HR62 | 48 |  | No | Electrical BOS | Soligent De-listing | 0 |  | De-Listing & Stock Qty Unavailable |  | Not Applicable
540-0172 | 540-0172 | Ferraz, Fuse for Square D, AC Disconnect, TR, 125A, 250VAC, TR125R | 49.38 |  | No | Electrical BOS | Soligent De-listing | 0 |  | De-Listing & Stock Qty Unavailable |  | Not Applicable
540-0173 | 540-0173 | Ferraz Fuse, for Square D, DC Disconnect, 20A, 600VDC, TRS20RID | 16.4 |  | No | Electrical BOS | Soligent De-listing | 0 |  | De-Listing & Stock Qty Unavailable |  | Not Applicable
540-0174 | 540-0174 | Ferraz, Fuse for Square D, AC Disconnect, TR, 25A, 250VAC, TR25R, 2720 | 6 |  | No | Electrical BOS | Soligent De-listing | 0 |  | De-Listing & Stock Qty Unavailable |  | Not Applicable
540-0175 | 540-0175 | Ferraz, Fuse for Square D, AC Disconnect, TR, 35A, 250VAC, TR35R, 62488 | 12 |  | No | Electrical BOS | Soligent De-listing | 0 |  | De-Listing & Stock Qty Unavailable |  | Not Applicable
540-0176 | 540-0176 | Ferraz, Fuse for Square D, AC Disconnect, TR, 50A, 250VAC, TR50R, 43385 | 12 |  | No | Electrical BOS | Soligent De-listing | 0 |  | De-Listing & Stock Qty Unavailable |  | Not Applicable
540-0177 | 540-0177 | Bussmann Fuse, Low Peak Class J, Time Delay, 200A, 600VDC, LPJ-200SP, 53266 | 190 |  | No | Electrical BOS | Vendor De-listing | 118.75 |  | De-Listing & Stock Qty Unavailable |  | Not Applicable
540-0178 | 540-0178 | Bussmann Fuse, Low Peak Class J, Time Delay, 150A, 600VDC, LPJ-150SP, 209626 | 190 |  | No | Electrical BOS | Vendor De-listing | 118.75 |  | De-Listing & Stock Qty Unavailable |  | Not Applicable
540-0179 | 540-0179 | Midnite Solar, Cat5 USE-2 Cable, Shielded, Double insulated, UV resisrant, Direct burial, 600V, must use to connect combiner to Birdhouse, MNCAT5-600 | 2.25 |  | No | Electrical BOS | Soligent De-listing | 0.96 |  | De-Listing & Stock Qty Unavailable |  | Not Applicable
540-0180 | 540-0180 | SMA, Fuse 1A, 600VDC Fuse, Qty. 1, KLKD-1 | 14.99 |  | No | Inverters | Vendor De-listing | 0 |  | De-Listing & Stock Qty Unavailable |  | Not Applicable
540-0181 | 540-0181 | Ferraz, Fuse for Square D, AC Disconnect, TR, 225A, 250VAC, TR225R | 78.59 |  | No | Electrical BOS | Vendor De-listing | 72.7 |  | De-Listing & Stock Qty Unavailable |  | Not Applicable
540-0182 | 540-0182 | ABB, Accessory, Fuse kit for connecting six strings to UNO-7.6/8.6, 12 fuse holders with 12A fuses included, FUSE-KIT-UNO-7.6-8.6 | 232 |  | No | Electrical BOS | Soligent De-listing | 0 |  | De-Listing & Stock Qty Unavailable |  | Not Applicable
540-0183 | 540-0183 | SMA, DC fuse for Sunny Island battery ROW inverters, for 6 fuses sizes 63A - 250A, 3 SI connections & 4 charge controller connections, for SI 3.0/4.4/6.0H/8.0H, Not UL listed, BATFUSE-B.03 | 2711 |  | No | Electrical BOS | Vendor De-listing | 0 |  | De-Listing & Stock Qty Unavailable |  | Not Applicable
540-0184 | 540-0184 | Shoals Technologies, Custom Quote, Enter Quote Number and Custom Price | 0 |  | No | Electrical BOS | Shippable | 0 |  | Shippable but Price & Stock Qty Unavailable |  | Not Applicable
540-0185 | 540-0185 | Midnite Solar, Busbar, for MNPV12 combiner, 1/8", up to six 150VDC circuit breakers or five touch safe fuse holders, Cannot be used with 300VDC circuit breakers, 200A, includes 2/0 box lug & hardware, MNPV12-BUSBAR | 39 |  | No | Electrical BOS | Soligent De-listing | 0 |  | De-Listing & Stock Qty Unavailable |  | Not Applicable
540-0186 | 540-0186 | Bussmann, Custom Quote, Enter Quote Number and Custom Price | 0 |  | No | Electrical BOS | Shippable | 0 |  | Shippable but Price & Stock Qty Unavailable |  | Not Applicable
540-0187 | 540-0187 | Bussmann, Custom Quote, Enter Quote Number and Custom Price | 0 |  | No | Electrical BOS | Shippable | 0 |  | Shippable but Price & Stock Qty Unavailable |  | Not Applicable
540-0188 | 540-0188 | SolarEdge,Optional DC fusing for use with P-800 Optimizers, FLD 30 x 25A Fuses for Ext. Power 3-Ph Inv, Kit, 30 25A fuses, DCD, FLD-DCD-FUSE-S1 | 429.99 |  | No | Inverters | Soligent De-listing | 0 |  | De-Listing & Stock Qty Unavailable |  | Not Applicable
540-0192 | 540-0192 | Littlefuse Fuse, 100A/600V-RK5, Fuse Qty.1, 15-FLSR100 | 42.27 |  | No | Electrical BOS | Shippable | 40.1 |  | Shippable but Stock Qty Unavailable |  | Not Applicable
540-0193 | 540-0193 | Edison, ECNR 175, 175A Class RK5 Time Delay Fuse, 250Vac, Qty. 1, 0003-6774 | 54.23 |  | No | Electrical BOS | Special Order | 47.72 |  | Not Applicable |  | Not Applicable
540-0195 | 540-0195 | Littlefuse, FLNR050ID, 175A Class RK5 Time Delay Fuse w/ Indication, 250Vac, Qty. 1, 0068-0190 |  |  | No |  |  | 0 |  | Not Applicable as per Item Classification |  | Not Applicable
540-0196 | 540-0196 | Littlefuse, FLNR050ID, 175A Class RK5 Time Delay Fuse w/ Indication, 250Vac, Qty. 1, 0068-0190 | 17.56 |  | No | Electrical BOS | Shippable | 15.45 |  | Shippable but Stock Qty Unavailable |  | Not Applicable
540-0199 | 540-0199 | Littelfuse Fuse, 70A, Class RK5, 250V, FLNR070ID | 26.57 |  | No | Electrical BOS | Shippable | 25.21 |  | Shippable but Stock Qty Unavailable |  | Not Applicable
540-0200 | 540-0200 | Littelfuse Fuse, 80A, Class RK5, 250V, FLNR080ID | 26.57 |  | No | Electrical BOS | Soligent De-listing | 25.21 |  | De-Listing & Stock Qty Unavailable |  | Not Applicable
540-0204 | 540-0204 | 50A Class RK5 Time Delay Cartridge Fuse, IND, 250Vac, FLNR050ID | 12.58 |  | No | Electrical BOS | Soligent De-listing | 11.94 |  | De-Listing & Stock Qty Unavailable |  | Not Applicable
540-0206 | 540-0206 | 80A Class RK5 Time Delay Cartridge Fuse, IND, 250Vac, FLNR080 | 28.05 |  | No | Electrical BOS | Shippable | 26.62 |  | Shippable but Stock Qty Unavailable |  | Not Applicable
550-0006 | 550-0006 | J-Box to MC Output Connector, with 1/2" Strain Relief, | 20.53 |  | No | Electrical BOS | Soligent De-listing | 0 |  | De-Listing & Stock Qty Unavailable |  | Not Applicable
550-0008 | 550-0008 | Heyco, Strain Relief, Cord Grip, 2-Hole, 1/2", Nylon NPT (No locknut), 5.2mm holes for USE-2, Qty. 1, M3231GAE | 2 |  | No | Electrical BOS | Vendor De-listing | 0 |  | De-Listing & Stock Qty Unavailable |  | Not Applicable
550-0009 | 550-0009 | Die Co, Cable Clips, Galvanized, Qty. 100, DCS-897-M565 Clip | 10 |  | No | Electrical BOS | Soligent De-listing | 0 |  | De-Listing & Stock Qty Unavailable |  | Not Applicable
550-0013 | 550-0013 | USE-2 Cable, 10AWG, 7-strand 600VDC, Black, 1000' spool, 01-USE2-10X-BLK(1000) | 436 |  | No | Electrical BOS | Soligent De-listing | 0 |  | De-Listing & Stock Qty Unavailable |  | Not Applicable
550-0014 | 550-0014 | USE-2 Cable, 10AWG, 7-strand 600VDC, Black, 2500' spool, 01-USE2-10X-BLK(2500) | 1090 |  | No | Electrical BOS | Soligent De-listing | 0 |  | De-Listing & Stock Qty Unavailable |  | Not Applicable
550-0015 | 550-0015 | Multi-Contact, MC3 Connector, with Boot for 3 to 5mm OD, Female (+), 32.0000UR | 2.99 |  | No | Electrical BOS | Vendor De-listing | 0 |  | De-Listing & Stock Qty Unavailable |  | Not Applicable
550-0016 | 550-0016 | Multi-Contact, MC3 Connector, with Boot for 3 to 5mm OD, Male (-), 32.0001UR | 1.38 |  | No | Electrical BOS | Vendor De-listing | 0 |  | De-Listing & Stock Qty Unavailable |  | Not Applicable
550-0017 | 550-0017 | Multi-Contact, Branch Connector, MC3, 1 Female/2 Male, 32.0008UR | 27 |  | No | Electrical BOS | Vendor De-listing | 0 |  | De-Listing & Stock Qty Unavailable |  | Not Applicable
550-0021 | 550-0021 | Multi-Contact, UL Labels, "Do Not Disconnect Under Load", UL LABELS | 0.07 |  | No | Electrical BOS | Soligent De-listing | 0 |  | De-Listing & Stock Qty Unavailable |  | Not Applicable
550-0023 | 550-0023 | USE-2 Cable, 10AWG, 7-strand with MC3, 600VDC, 6', 19-JMC3MF10USEB6006 | 12.22 |  | No | Electrical BOS | Soligent De-listing | 0 |  | De-Listing & Stock Qty Unavailable |  | Not Applicable
550-0024 | 550-0024 | USE-2 Cable, 10AWG, 7-strand with MC3, 600VDC, 15', 19-JMC3MF10USEB6015 | 16 |  | No | Electrical BOS | Soligent De-listing | 0 |  | De-Listing & Stock Qty Unavailable |  | Not Applicable
550-0025 | 550-0025 | USE-2 Cable, 10AWG, 7-strand with MC3, 600VDC, 25', STG.HRJ.10MC3.25 | 22 |  | No | Electrical BOS | Soligent De-listing | 0 |  | De-Listing & Stock Qty Unavailable |  | Not Applicable
550-0026 | 550-0026 | USE-2 Cable, 10AWG, 7-strand with MC3, 600VDC, 30', STG.HRJ.10MC3.30 | 11.72 |  | No | Electrical BOS | Soligent De-listing | 0 |  | De-Listing & Stock Qty Unavailable |  | Not Applicable
550-0027 | 550-0027 | USE-2 Cable, 10AWG, 7-strand with MC3, 600VDC, 50', STG.HRJ.10MC3.50 | 36 |  | No | Electrical BOS | Soligent De-listing | 0 |  | De-Listing & Stock Qty Unavailable |  | Not Applicable
550-0028 | 550-0028 | USE-2 Cable, 10AWG, 7-strand with MC3, 600VDC, 100', STG.HRJ.10MC3.100 | 63 |  | No | Electrical BOS | Soligent De-listing | 0 |  | De-Listing & Stock Qty Unavailable |  | Not Applicable
550-0029 | 550-0029 | TE Connectivity, SolarLok Plug with Machined Pin, 5.5-8mm OD,10AWG, PV Wire, Female Neg(Blue), 18-5-1394462-6 | 4.2 |  | No | Electrical BOS | Soligent De-listing | 0 |  | De-Listing & Stock Qty Unavailable |  | Not Applicable
550-0030 | 550-0030 | TE Connectivity, SolarLok Plug with Machined Pin, 5.5-8mm OD,10AWG, PV Wire, Male Neutral, 18-6-1394461-4 | 4.2 |  | No | Electrical BOS | Soligent De-listing | 0 |  | De-Listing & Stock Qty Unavailable |  | Not Applicable
550-0031 | 550-0031 | Wiley Electronics, Cable Clip for Modules, Stainless Steel, for 10AWG USE-2, Qty. 100, WEEB-ACC | 63.85 |  | No | Electrical BOS | Soligent De-listing | 60.58 |  | De-Listing & Stock Qty Unavailable |  | Not Applicable
550-0033 | 550-0033 | Multi-Contact, Type 1 MC3, Assembly Tool, Bench Mounted | 285 |  | No | Electrical BOS | Soligent De-listing | 0 |  | De-Listing & Stock Qty Unavailable |  | Not Applicable
550-0034 | 550-0034 | USE-2 Cable, 10AWG, 7-strand 600VDC, Black, by the foot,01-USE2-10X-BLK(1) | 1 |  | No | Electrical BOS | Soligent De-listing | 0 |  | De-Listing & Stock Qty Unavailable |  | Not Applicable
550-0036 | 550-0036 | USE-2 Cable, 10AWG, 7-strand 600VDC, black, 3000' spool, 10-7-3000-sgl | 1662 |  | No | Electrical BOS | Soligent De-listing | 0 |  | De-Listing & Stock Qty Unavailable |  | Not Applicable
550-0038 | 550-0038 | Grainger, Short Barrel Lug, 6AWG, 5/16 in, 3LL58 | 1.84 |  | No | Electrical BOS | Soligent De-listing | 0 |  | De-Listing & Stock Qty Unavailable |  | Not Applicable
550-0039 | 550-0039 | Multi-Contact, Crimping Pliers for MC4 Latching Connectors, 32.6020-19100 | 978 |  | No | Electrical BOS | Vendor De-listing | 0 |  | De-Listing & Stock Qty Unavailable |  | Not Applicable
550-0042 | 550-0042 | Multi-Contact, Optional Locking Collar for MC4 Latching Connector, PV-SSH4 | 2 |  | No | Electrical BOS | Soligent De-listing | 0 |  | De-Listing & Stock Qty Unavailable |  | Not Applicable
550-0044 | 550-0044 | Connector Adapter, MC4 Female(+) to MC3 Male(-) PV-A-KBT4/KST3, UN1330, Purchase as a set with #550-0045, 19-AMC4FMC3M10USEB66 | 11.99 |  | No | Electrical BOS | Vendor De-listing | 0 |  | De-Listing & Stock Qty Unavailable |  | Not Applicable
550-0045 | 550-0045 | Connector Adapter, MC4 Male(-) to MC3 Female(+) PV-A-KBT3/KST4, UN1331, STG.HRA.12MC4MMC3F.6, Purchase as a set with #550-0044. | 11.99 |  | No | Electrical BOS | Vendor De-listing | 0 |  | De-Listing & Stock Qty Unavailable |  | Not Applicable
550-0046 | 550-0046 | Grainger, Short Barrel Lug, 6AWG, 1/4 in, 3LL41 | 5 |  | No | Electrical BOS | Soligent De-listing | 0 |  | De-Listing & Stock Qty Unavailable |  | Not Applicable
550-0047 | 550-0047 | USE-2 Cable, 10AWG, 7-strand with MC4, 600VDC, 50', 19-JMC4MF10USEB6050 | 35 |  | No | Electrical BOS | Soligent De-listing | 0 |  | De-Listing & Stock Qty Unavailable |  | Not Applicable
550-0050 | 550-0050 | USE-2 Cable, 10AWG, 7-strand with MC4, 600VDC, 100', 19-JMC4MF10USEB6100 | 63 |  | No | Electrical BOS | Soligent De-listing | 0 |  | De-Listing & Stock Qty Unavailable |  | Not Applicable
550-0051 | 550-0051 | USE-2 Cable, 10AWG, 7-strand with MC4, 600VDC, 30', 19-JMC4MF10USEB6030 | 24 |  | No | Electrical BOS | Soligent De-listing | 0 |  | De-Listing & Stock Qty Unavailable |  | Not Applicable
550-0053 | 550-0053 | USE-2 Cable, 10AWG, 7-strand with MC4, 600VDC, 15', 19-JMC4MF10USEB6015 | 17 |  | No | Electrical BOS | Soligent De-listing | 0 |  | De-Listing & Stock Qty Unavailable |  | Not Applicable
550-0055 | 550-0055 | USE-2 Cable, 10AWG, 7-strand with MC4, 600VDC, 6', 19-JMC4MF10USEB6006 | 12.22 |  | No | Electrical BOS | Soligent De-listing | 0 |  | De-Listing & Stock Qty Unavailable |  | Not Applicable
550-0057 | 550-0057 | PV Wire, 10AWG, UL4703 , 600VDC, Black, 2500' spool, 01-PV-1007X-DJ-BLK-6(2500) | 1218 |  | No | Electrical BOS | Soligent De-listing | 0 |  | De-Listing & Stock Qty Unavailable |  | Not Applicable
550-0058 | 550-0058 | Multi-Contact, MC3 Connector Die for MC4 Crimping Pliers, PV-ES-CZM-16100 | 155.08 |  | No | Electrical BOS | Soligent De-listing | 0 |  | De-Listing & Stock Qty Unavailable |  | Not Applicable
550-0059 | 550-0059 | Multi-Contact, MC3 Connector Locator for MC4 Crimping Pliers, PV-LOC-A | 20.82 |  | No | Electrical BOS | Soligent De-listing | 0 |  | De-Listing & Stock Qty Unavailable |  | Not Applicable
550-0063 | 550-0063 | Wiley Electronics, Cable Clip for Modules, Stainless Steel, for PV Wire, Qty. 100, ACC-PV | 63.61 |  | No | Electrical BOS | Soligent De-listing | 60.35 |  | De-Listing & Stock Qty Unavailable |  | Not Applicable
550-0072 | 550-0072 | Power Panel Component, Grainger, Short Barrel Lug, 2AWG, 1/4 in, 3LL43 | 0 |  | No | Electrical BOS | Soligent De-listing | 0 |  | Not Applicable |  | Not Applicable
550-0073 | 550-0073 | Power Panel Component, Grainger, High-Leverage Cable Cutter, 9.5", Up to 2/0AWG, 5LE28 | 0 |  | No | Electrical BOS | Soligent De-listing | 0 |  | Not Applicable |  | Not Applicable
550-0086 | 550-0086 | TE Connectivity, SolarLok Crimping Handtool and Locator for Machined Pins, 10AWG, CSV10, 1-1579004-2 | 424 |  | No | Electrical BOS | Soligent De-listing | 0 |  | De-Listing & Stock Qty Unavailable |  | Not Applicable
550-0087-B | 550-0087-B | "B-Grade" USE-2 Cable, 10AWG, 19-strand 600VDC, Black, 500' spool, 01-USE2-10X-BLK(500) | 80.9 |  | No | Electrical BOS | Vendor De-listing | 76.82 |  | De-Listing & Stock Qty Unavailable |  | Not Applicable
550-0088-B | 550-0088-B | "B-Grade" PV Wire, 10AWG, UL4703 , 600VDC, Black, 500' spool, 01-PV-1007X-DJ-BLK-6(500) | 230 |  | No | Electrical BOS | Soligent De-listing | 0 |  | De-Listing & Stock Qty Unavailable |  | Not Applicable
550-0090 | 550-0090 | Connector Adapter, TE Female(-) to MC4 Female(+), 6-1394462-3 to 32.0014P0001-UR, Use-2, 18-MC4FTEFM10U6 | 6.12 |  | No | Electrical BOS | Soligent De-listing | 0 |  | De-Listing & Stock Qty Unavailable |  | Not Applicable
550-0093 | 550-0093 | USE-2 Cable, 10AWG, 7-strand with TE Female Negative & Male Neutral, 600VDC, 15', 19-JTEFMMN10USEB015 | 19 |  | No | Electrical BOS | Soligent De-listing | 0 |  | De-Listing & Stock Qty Unavailable |  | Not Applicable
550-0094 | 550-0094 | USE-2 Cable, 10AWG, 7-strand with TE Female Negative & Male Neutral, 600VDC, 25' | 24 |  | No | Electrical BOS | Soligent De-listing | 0 |  | De-Listing & Stock Qty Unavailable |  | Not Applicable
550-0095 | 550-0095 | USE-2 Cable, 10AWG, 7-strand with TE Female Negative & Male Neutral, 600VDC, 30', 19-JTEFMMN10USEB030 | 30.2 |  | No | Electrical BOS | Soligent De-listing | 0 |  | De-Listing & Stock Qty Unavailable |  | Not Applicable
550-0096 | 550-0096 | USE-2 Cable, 10AWG, 7-strand with TE Female Negative & Male Neutral, 600VDC, 50', 19-JTEFMMN10USEB050 | 39 |  | No | Electrical BOS | Soligent De-listing | 0 |  | De-Listing & Stock Qty Unavailable |  | Not Applicable
550-0097 | 550-0097 | USE-2 Cable, 10AWG, 7-strand with TE Female Negative & Male Neutral, 600VDC, 100', 19-JTEFMMN10USEB0100 | 67 |  | No | Electrical BOS | Soligent De-listing | 0 |  | De-Listing & Stock Qty Unavailable |  | Not Applicable
550-0098 | 550-0098 | Heyco, Strain Relief, Cord Grip, 13-Hole, 1-1/4," Nylon NPT (No locknut), 4.5mm holes for USE-2, Qty. 1, M4524GBG, 550-0098 | 10.8 |  | No | Electrical BOS | Soligent De-listing | 0 |  | De-Listing & Stock Qty Unavailable |  | Not Applicable
550-0100 | 550-0100 | Shoals Technologies, MC3 locking clamshell, black, STG.CS.3.B | 0.21 |  | No | Electrical BOS | Soligent De-listing | 0 |  | De-Listing & Stock Qty Unavailable |  | Not Applicable
550-0101 | 550-0101 | Shoals Technologies, Branch Connector, MC3, 2 Female/1 Male, 32.0009UR, STG.ICU.FFM.MC3 | 14 |  | No | Electrical BOS | Vendor De-listing | 0 |  | De-Listing & Stock Qty Unavailable |  | Not Applicable
550-0102 | 550-0102 | Shoals Technologies, Branch Connector, MC3, 1 Female/2 Male, 32.0008UR, STG.ICU.MMF.MC3 | 14 |  | No | Electrical BOS | Vendor De-listing | 0 |  | De-Listing & Stock Qty Unavailable |  | Not Applicable
550-0103 | 550-0103 | Shoals Technologies, Branch Connector, MC4, PV-AZS4, 1000VDC, 1 Female/2 Male, 32.0018, STG.ICU.FMM.MC4 | 21 |  | No | Electrical BOS | Vendor De-listing | 0 |  | De-Listing & Stock Qty Unavailable |  | Not Applicable
550-0104 | 550-0104 | Shoals Technologies, Branch Connector, MC4, PV-AZB4, 1000VDC, 1 Male/2 Female, 32.0019, STG.ICU.MFF.MC4 | 21 |  | No | Electrical BOS | Vendor De-listing | 0 |  | De-Listing & Stock Qty Unavailable |  | Not Applicable
550-0106 | 550-0106 | Rennsteig, Pro Kit, MC3/MC4, with Crimping Pliers, Stripper, Cutter, Dies, Locators, & case, 624-105-02 | 1175 |  | No | Electrical BOS | Soligent De-listing | 0 |  | De-Listing & Stock Qty Unavailable |  | Not Applicable
550-0108 | 550-0108 | Rennsteig, Locator Only, MC3, for Crimping Pliers, Solar AWG 14/12/10, 624 194 0 01 | 52.11 |  | No | Electrical BOS | Soligent De-listing | 0 |  | De-Listing & Stock Qty Unavailable |  | Not Applicable
550-0110 | 550-0110 | Rennsteig, Locator Only, TE, for Crimping Pliers, Solar AWG 16/14/12/10, 624 817 0 01 | 114.64 |  | No | Electrical BOS | Soligent De-listing | 0 |  | De-Listing & Stock Qty Unavailable |  | Not Applicable
550-0111 | 550-0111 | Rennsteig, Die Set Only, TE, for Crimping Pliers, Solar AWG 16/14/12/10, 624 817 3 0 | 375 |  | No | Electrical BOS | Soligent De-listing | 0 |  | De-Listing & Stock Qty Unavailable |  | Not Applicable
550-0112 | 550-0112 | Rennsteig, Locator Only, MC4, for Crimping Pliers, Solar AWG 14/12/10, 624 570 0 01 | 73.27 |  | No | Electrical BOS | Shippable | 67.77 |  | Shippable but Stock Qty Unavailable |  | Not Applicable
550-0113 | 550-0113 | Rennsteig, Die Set Only, MC4, for Crimping Pliers, Solar AWG 14/12/10, 624 570 3 0 | 151.53 |  | No | Electrical BOS | Shippable | 140.16 |  | Shippable but Stock Qty Unavailable |  | Not Applicable
550-0114 | 550-0114 | Rennsteig, Die Set Only, MC3, for Crimping Pliers, Solar AWG 14/12/10, 624 194 3 0 | 104.17 |  | No | Electrical BOS | Soligent De-listing | 0 |  | De-Listing & Stock Qty Unavailable |  | Not Applicable
550-0120 | 550-0120 | Gridlock, Accessory, Crimping Tool Kit, GL-Kit | 190.81 |  | No | Electrical BOS | Soligent De-listing | 0 |  | De-Listing & Stock Qty Unavailable |  | Not Applicable
550-0121 | 550-0121 | Gridlock, Accessory, Communication cable for cellular dialer, GL-Comm | 144.48 |  | No | Electrical BOS | Soligent De-listing | 0 |  | De-Listing & Stock Qty Unavailable |  | Not Applicable
550-0123 | 550-0123 | TE Connectivity, SolarLok Plug with Machined Pin, 5.5-8mm OD,10AWG, PV Wire, Female Positive (Red), 18-5-1394462-5 | 4.2 |  | No | Electrical BOS | Soligent De-listing | 0 |  | De-Listing & Stock Qty Unavailable |  | Not Applicable
550-0124 | 550-0124 | TE Connectivity, Replacement Part, SolarLok Screw-Machined Pin, 10AWG, Male, 1987280-4 | 1 |  | No | Electrical BOS | Soligent De-listing | 0 |  | De-Listing & Stock Qty Unavailable |  | Not Applicable
550-0125 | 550-0125 | TE Connectivity, Replacement Part, SolarLok Screw-Machined Pin, 10AWG, Female, 18-1987281-3 | 1.42 |  | No | Electrical BOS | Soligent De-listing | 0 |  | De-Listing & Stock Qty Unavailable |  | Not Applicable
550-0126 | 550-0126 | TE Connectivity, SolarLok Plug with Machined Pin, 4.5-6mm OD,10AWG, USE-2, Female Negative (Blue), 18-6-1394462-4 | 4.2 |  | No | Electrical BOS | Soligent De-listing | 0 |  | De-Listing & Stock Qty Unavailable |  | Not Applicable
550-0127 | 550-0127 | TE Connectivity, SolarLok Plug with Machined Pin, 4.5-6mm OD,10AWG, USE-2, Male Neutral, 18-7-1394461-5 | 1.58 |  | No | Electrical BOS | Soligent De-listing | 1.48 |  | De-Listing & Stock Qty Unavailable |  | Not Applicable
550-0128 | 550-0128 | TE Connectivity, SolarLok Plug with Machined Pin, 4.5-6mm OD,10AWG, USE-2, Female Positive (Red), 18-6-1394462-3 | 4.2 |  | No | Electrical BOS | Soligent De-listing | 0 |  | De-Listing & Stock Qty Unavailable |  | Not Applicable
550-0130 | 550-0130 | TE Connectivity, Connector Dust Cover for Male Cable Coupler, 1987419-1 |  |  | No | Electrical BOS | Soligent De-listing | 0 |  | Not Applicable |  | Not Applicable
550-0131 | 550-0131 | TE Connectivity, Locking Collar, NEC/UL certified, 2106207-1 | 0.45 |  | No | Electrical BOS | Soligent De-listing | 0 |  | De-Listing & Stock Qty Unavailable |  | Not Applicable
550-0132 | 550-0132 | Panasonic EverVolt, Cable (Wire 6' Flexible), Inverter to Battery, PLSCA-500-1025 | 161.33 |  | No | Energy Storage | Shippable | 134.44 |  | Shippable but Stock Qty Unavailable |  | Not Applicable
550-0134 | 550-0134 | Heyco, Strain Relief, Cord Grip, 13-Hole, 1-1/4" Nylon NPT with metal locknut, 5.5mm holes for USE-2, Skinned, Qty. 1, M4524GBM-SM, 550-0134 | 13.1 |  | No | Electrical BOS | Soligent De-listing | 0 |  | De-Listing & Stock Qty Unavailable |  | Not Applicable
550-0135 | 550-0135 | Heyco, Strain Relief Locknut, 1/2" Nylon NPT, Qty. 1, 8463, 550-0135 | 0.26 |  | No | Electrical BOS | Soligent De-listing | 0 |  | De-Listing & Stock Qty Unavailable |  | Not Applicable
550-0145 | 550-0145 | Hellermann, Edge clip with Zip Tie for PV wires, 12-24, Qty 10, 156-00591 | 12 |  | No | Electrical BOS | Soligent De-listing | 0 |  | De-Listing & Stock Qty Unavailable |  | Not Applicable
550-0152 | 550-0152 | Multi-Contact, Wire Pair for Yingli panel, 10' no/MC | 15 |  | No | Electrical BOS | Soligent De-listing | 0 |  | De-Listing & Stock Qty Unavailable |  | Not Applicable
550-0153 | 550-0153 | Strain Relief, 2" Electrical | 4.98 |  | No | Electrical BOS | Soligent De-listing | 0 |  | De-Listing & Stock Qty Unavailable |  | Not Applicable
550-0154 | 550-0154 | Heat Shrink Tube 2/0 4' | 5.38 |  | No | Electrical BOS | Soligent De-listing | 0 |  | De-Listing & Stock Qty Unavailable |  | Not Applicable
550-0155 | 550-0155 | Heat Shrink Tube 4/0 4' | 9.91 |  | No | Electrical BOS | Soligent De-listing | 0 |  | De-Listing & Stock Qty Unavailable |  | Not Applicable
550-0157 | 550-0157 | SMA, 2 pair 24ga. Sheilded UV Resistant Wire | 0.11 |  | No | Electrical BOS | Soligent De-listing | 0 |  | De-Listing & Stock Qty Unavailable |  | Not Applicable
550-0158 | 550-0158 | MC Cable, 10ga. 5' with Pair of MC3 connectors, WRMC05 | 0.47 |  | No | Electrical BOS | Soligent De-listing | 0 |  | De-Listing & Stock Qty Unavailable |  | Not Applicable
550-0163 | 550-0163 | MC Cable, 10ga. 10' with pair of Locking connectors | 4.4 |  | No | Electrical BOS | Soligent De-listing | 0 |  | De-Listing & Stock Qty Unavailable |  | Not Applicable
550-0164 | 550-0164 | Use# 550-0024, MC Cable, 10ga. 15' with pair of MC3 connectors | 0.33 |  | No | Electrical BOS | Soligent De-listing | 0 |  | De-Listing & Stock Qty Unavailable |  | Not Applicable
550-0169 | 550-0169 | MC Cable, 10ga. 20' with pair of Locking MC4 connectors | 33 |  | No | Electrical BOS | Soligent De-listing | 0 |  | De-Listing & Stock Qty Unavailable |  | Not Applicable
550-0180 | 550-0180 | MC Cable, 10ga. 60' with pair of Locking MC4 connectors | 5.68 |  | No | Electrical BOS | Soligent De-listing | 0 |  | De-Listing & Stock Qty Unavailable |  | Not Applicable
550-0184 | 550-0184 | MC Cable, 10ga. 70' with pair of Locking MC4 connectors | 1.46 |  | No | Electrical BOS | Soligent De-listing | 0 |  | De-Listing & Stock Qty Unavailable |  | Not Applicable
550-0187 | 550-0187 | MC Cable, 10ga. 80' with pair of Locking MC4 connectors | 1.72 |  | No | Electrical BOS | Soligent De-listing | 0 |  | De-Listing & Stock Qty Unavailable |  | Not Applicable
550-0188 | 550-0188 | MC Cable, 10ga. 90' with pair of MC3 connectors ~ | 23.94 |  | No | Electrical BOS | Soligent De-listing | 0 |  | De-Listing & Stock Qty Unavailable |  | Not Applicable
550-0199 | 550-0199 | Cable, Sun Resist, 16 ga. /2 conductor, 2A-1602 | 0.34 |  | No | Electrical BOS | Soligent De-listing | 0 |  | De-Listing & Stock Qty Unavailable |  | Not Applicable
550-0200 | 550-0200 | Wire 8 ga. /2 conductor output cable | 0.96 |  | No | Electrical BOS | Soligent De-listing | 0 |  | De-Listing & Stock Qty Unavailable |  | Not Applicable
550-0202 | 550-0202 | Wire 10 ga. USE-2, with line mark | 0.19 |  | No | Electrical BOS | Soligent De-listing | 0 |  | De-Listing & Stock Qty Unavailable |  | Not Applicable
550-0203 | 550-0203 | USE-2 Cable, 10AWG, 7-strand 600VDC, White, by the foot, 01-USE2-10X-WHT | 0.34 |  | No | Electrical BOS | Soligent De-listing | 0 |  | De-Listing & Stock Qty Unavailable |  | Not Applicable
550-0204 | 550-0204 | Wire 4 ga. UV resist Dir. Burial | 0.61 |  | No | Electrical BOS | Soligent De-listing | 0 |  | De-Listing & Stock Qty Unavailable |  | Not Applicable
550-0207 | 550-0207 | Wire 18 ga. 3 pair twisted Trimet. Up to 300' | 0.73 |  | No | Electrical BOS | Soligent De-listing | 0 |  | De-Listing & Stock Qty Unavailable |  | Not Applicable
550-0210 | 550-0210 | Quick Cable, Copper Lug 1/0, with 3/8" Hole, Qty. 1, 906845 | 0.23 |  | No | Electrical BOS | Soligent De-listing | 0 |  | De-Listing & Stock Qty Unavailable |  | Not Applicable
550-0211 | 550-0211 | Quick Cable, Lug for 1/0 cable - Tinned, Qty. 1, 550-0211 | 0.46 |  | No | Electrical BOS | Soligent De-listing | 0 |  | De-Listing & Stock Qty Unavailable |  | Not Applicable
550-0212 | 550-0212 | Quick Cable, Crimp Lug 1 ga. 13/32' Hole, Qty. 1, 906835 | 0.34 |  | No | Electrical BOS | Soligent De-listing | 0 |  | De-Listing & Stock Qty Unavailable |  | Not Applicable
550-0213 | 550-0213 | Quick Cable, Lug for 2/0 cable - Tinned, Qty. 1, 550-0213 | 3.23 |  | No | Electrical BOS | Soligent De-listing | 0 |  | De-Listing & Stock Qty Unavailable |  | Not Applicable
550-0215 | 550-0215 | Interstate Batteries, Battery Interconnect Cable 10" #4AWG( BLACK ), 7410-025 | 6 |  | No | Electrical BOS | Soligent De-listing | 0 |  | De-Listing & Stock Qty Unavailable |  | Not Applicable
550-0216 | 550-0216 | Interstate Batteries, Battery Interconnect Cable 12" #4AWG, 12GSC | 1.79 |  | No | Electrical BOS | Soligent De-listing | 0 |  | De-Listing & Stock Qty Unavailable |  | Not Applicable
550-0220 | 550-0220 | Submersible cable, 10ga. 3 Conductor + Ground | 1.44 |  | No | Electrical BOS | Soligent De-listing | 0 |  | De-Listing & Stock Qty Unavailable |  | Not Applicable
550-0231 | 550-0231 | Xantrex, Conduit Box for TR series inverters. | 324 |  | No | Inverters | Vendor De-listing | 0 |  | De-Listing & Stock Qty Unavailable |  | Not Applicable
550-0251 | 550-0251 | Heyco, Strain Relief, Cord Grip, 6-Hole, 1" Nylon NPT thread (No locknut), 6.5mm holes for USE10-1, Qty. 1, M8437GAL | 10 |  | No | Electrical BOS | Soligent De-listing | 0 |  | De-Listing & Stock Qty Unavailable |  | Not Applicable
550-0252 | 550-0252 | Heyco, Strain Relief, Cord Grip, 2-Hole, 1/2" Nylon NPT with locknut, for USE-2, Qty. 1, M3231GAG with Locknut | 5 |  | No | Electrical BOS | Vendor De-listing | 0 |  | De-Listing & Stock Qty Unavailable |  | Not Applicable
550-0254 | 550-0254 | THHN/MTW, 6 AWG, Black, 500’, 19 Strand, 600V, Republic Wire | 250 |  | No | Electrical BOS | Soligent De-listing | 227.27 |  | De-Listing & Stock Qty Unavailable |  | Not Applicable
550-0255 | 550-0255 | THHN/MTW, 6 AWG, Red, 500’, 19 Strand, 600V, Republic Wire | 250 |  | No | Electrical BOS | Soligent De-listing | 227.27 |  | De-Listing & Stock Qty Unavailable |  | Not Applicable
550-0257 | 550-0257 | THHN/MTW, 6 AWG, Green, 500’, 19 Strand, 600V, Republic Wire | 250 |  | No | Electrical BOS | Soligent De-listing | 227.27 |  | De-Listing & Stock Qty Unavailable |  | Not Applicable
550-0261 | 550-0261 | THHN/THWN-2/MTW, 3/0 AWG, Black, 2500’, 19 Strand, 600V, CerroWire, 12-5401M | 11315 |  | No | Electrical BOS | Soligent De-listing | 0 |  | De-Listing & Stock Qty Unavailable |  | Not Applicable
550-0262 | 550-0262 | Bare Armored Ground Cable, 4 AWG Stranded Armored, 250’, AFC, 1303-42-00 4-1 | 436.11 |  | No | Electrical BOS | Soligent De-listing | 396.46 |  | De-Listing & Stock Qty Unavailable |  | Not Applicable
550-0264 | 550-0264 | THHN/THWN-2, 6 AWG, Red, 500’ 600V, United Copper | 399.8 |  | No | Electrical BOS | Soligent De-listing | 0 |  | De-Listing & Stock Qty Unavailable |  | Not Applicable
550-0265 | 550-0265 | THHN/THWN-2, 6 AWG, White, 500’ 600V, Encore | 399.8 |  | No | Electrical BOS | Soligent De-listing | 0 |  | De-Listing & Stock Qty Unavailable |  | Not Applicable
550-0266 | 550-0266 | THHN/THWN-2, 6 AWG, Green, 500’ 600V, United Copper | 399.8 |  | No | Electrical BOS | Soligent De-listing | 0 |  | De-Listing & Stock Qty Unavailable |  | Not Applicable
550-0267 | 550-0267 | THHN/THWN-2, 8 AWG, Red, 500’ 600V, Encore | 259.9 |  | No | Electrical BOS | Soligent De-listing | 0 |  | De-Listing & Stock Qty Unavailable |  | Not Applicable
550-0268 | 550-0268 | THHN/MTW, 8 AWG, Black, 500’, 19 Strand, 600V, Republic Wire | 219.7 |  | No | Electrical BOS | Soligent De-listing | 188.31 |  | De-Listing & Stock Qty Unavailable |  | Not Applicable
550-0269 | 550-0269 | THHN/MTW, 8 AWG, Green, 500’, 19 Strand, 600V, Republic Wire | 426.47 |  | No | Electrical BOS | Vendor De-listing | 0 |  | De-Listing & Stock Qty Unavailable |  | Not Applicable
550-0270 | 550-0270 | THHN/MTW, 8 AWG, Black, 500’, 19 Strand, 600V, Republic Wire |  |  | No | Electrical BOS | Soligent De-listing | 0 |  | Not Applicable |  | Not Applicable
550-0271 | 550-0271 | THHN/MTW, 8 AWG, Green, 500’, 19 Strand, 600V, Republic Wire |  |  | No | Electrical BOS | Soligent De-listing | 0 |  | Not Applicable |  | Not Applicable
550-0281 | 550-0281 | Output Cable kit 72" Grey Flex NEC Cond. | 17.63 |  | No | Electrical BOS | Soligent De-listing | 0 |  | De-Listing & Stock Qty Unavailable |  | Not Applicable
550-0282 | 550-0282 | OutBack, ProHarvest, Gateway 120V AC Cable with AC Plug. 6ft (1ea). Includes Gateway compatible plug at one end and grounded US AC plug at the other, CBL-GW120A-6 | 24.99 |  | No | Electrical BOS | Vendor De-listing | 0 |  | De-Listing & Stock Qty Unavailable |  | Not Applicable
550-0283 | 550-0283 | OutBack, ProHarvest, Gateway 277V AC Cable with AC Plug. 6ft. Includes Gateway compatible plug at one end and is unterminated at the other, CBL-GW277A-6 | 170.99 |  | No | Electrical BOS | Vendor De-listing | 0 |  | De-Listing & Stock Qty Unavailable |  | Not Applicable
550-0284 | 550-0284 | OutBack, ProHarvest, Gateway RJ45 Cable. 6ft suitable for use with ProHarvest Gateway, CBL-RJ45-6 | 97.99 |  | No | Electrical BOS | Vendor De-listing | 0 |  | De-Listing & Stock Qty Unavailable |  | Not Applicable
550-0291 | 550-0291 | THHN/THWN-2, 10 AWG Red Stranded, 500’ Spool, 600V, 01-THHN-10X-Red | 186.04 |  | No | Electrical BOS | Soligent De-listing | 181.27 |  | De-Listing & Stock Qty Unavailable |  | Not Applicable
550-0292 | 550-0292 | THHN/THWN-2, 10 AWG White Stranded, 500’ Spool, 600V, 01-THHN-10X-WHT | 186.04 |  | No | Electrical BOS | Soligent De-listing | 181.27 |  | De-Listing & Stock Qty Unavailable |  | Not Applicable
550-0293 | 550-0293 | THHN/THWN-2, 10 AWG Green Stranded, 500’ Spool, 600V, 01-THHN-10X-GRN | 186.04 |  | No | Electrical BOS | Soligent De-listing | 181.27 |  | De-Listing & Stock Qty Unavailable |  | Not Applicable
550-0299 | 550-0299 | SnapNrack, Smart Clip II, Wire Management Clip, 232-01173 | 0.38 |  | No | Racking | Shippable | 0.29 |  | Shippable but Stock Qty Unavailable | USMS100-0691 | Already Listed
550-0300 | 550-0300 | SnapNrack, Smart Clip XL, Wire Management Clip, 232-01176 | 0.54 |  | No | Racking | Shippable | 0.42 |  | Shippable but Stock Qty Unavailable |  | Not Applicable
550-0302 | 550-0302 | Offset Nipple 3/4" Electrical | 1.65 |  | No | Electrical BOS | Soligent De-listing | 0 |  | De-Listing & Stock Qty Unavailable |  | Not Applicable
550-0310 | 550-0310 | Zep Solar, Wire Clip Type A, updated, ZSII / ZSIII, Qty. 1, 850-1203-001 | 0.59 |  | No | Electrical BOS | Soligent De-listing | 0 |  | De-Listing & Stock Qty Unavailable |  | Not Applicable
550-0322 | 550-0322 | Outback, Plate Slide Breaker By-pass, 4 x 4 FW, 304-0018-1 | 0.83 |  | No | Electrical BOS | Soligent De-listing | 0 |  | De-Listing & Stock Qty Unavailable |  | Not Applicable
550-0338 | 550-0338 | Wiley Electronics, Cable Clip for Rails, Stainless Steel, for 1 Enphase AC Cable (14.0mm) or 2 Cables (9.3 - 11.0mm) Qty. 100, ACC-R2 | 83.05 |  | No | Electrical BOS | Soligent De-listing | 78.79 |  | De-Listing & Stock Qty Unavailable |  | Not Applicable
550-0339 | 550-0339 | Wiley Electronics, Cable Clip for Rails, Stainless Steel, for 1 to 4 PV wires (6.8-7.2mm), Qty. 100, ACC-R4 | 83.05 |  | No | Electrical BOS | Soligent De-listing | 78.79 |  | De-Listing & Stock Qty Unavailable |  | Not Applicable
550-0342 | 550-0342 | Nine Fasteners, Cable Clip for Module Frame, Stainless Steel, 1 or 2 USE-2 Wires (up to 5.8mm), Qty. 100, DCS-1306 | 20.95 |  | No | Electrical BOS | Soligent De-listing | 19.87 |  | De-Listing & Stock Qty Unavailable |  | Not Applicable
550-0345 | 550-0345 | Nine Fasteners, Cable Clip for Module Frame, Stainless Steel, 1 or 2 PV Wires (up to 7.7mm), Qty. 100, DCS-1307 | 27.03 |  | No | Electrical BOS | Soligent De-listing | 25.64 |  | De-Listing & Stock Qty Unavailable |  | Not Applicable
550-0353 | 550-0353 | USE-2 Cable, 10AWG, 7-strand 600VDC, White, 1000' spool, 01-USE2-10X-WHT | 526 |  | No | Electrical BOS | Soligent De-listing | 0 |  | De-Listing & Stock Qty Unavailable |  | Not Applicable
550-0354 | 550-0354 | USE-2 Cable, 10AWG, 7-strand 600VDC, White, 2500' spool, 01-USE2-10X-WHT | 1314 |  | No | Electrical BOS | Soligent De-listing | 0 |  | De-Listing & Stock Qty Unavailable |  | Not Applicable
550-0358 | 550-0358 | Outback, FLEXware MATE3 Flat Mount Wall Plate - with mounting screws, FW-MB3-F | 31.53 |  | No | Inverters | Soligent De-listing | 27.18 |  | De-Listing & Stock Qty Unavailable |  | Not Applicable
550-0359 | 550-0359 | Outback, FLEXware MATE3 Surface Mount Wall Bracket - with mounting screws and bushing, FW-MB3-S | 48.61 |  | No | Inverters | Shippable | 44.87 |  | Shippable but Stock Qty Unavailable | USMS100-0244 | Already Listed
550-0361 | 550-0361 | Connector Adapter Pair, SMK Female(+) to MC4 Male(-) and SMK Male(-) to MC4 Female(+), 10" | 3.49 |  | No | Electrical BOS | Vendor De-listing | 0 |  | De-Listing & Stock Qty Unavailable |  | Not Applicable
550-0362 | 550-0362 | Rennsteig, Crimping Pliers, MC3, with Dies & Locator, Solar AWG 14/12/10, R624 194 3 1 | 564 |  | No | Electrical BOS | Soligent De-listing | 0 |  | De-Listing & Stock Qty Unavailable |  | Not Applicable
550-0363 | 550-0363 | Rennsteig, Crimping Pliers, TE (TE Solarlok), with Dies & Locator, Solar AWG 14/12/10, R624 817 3 1 | 695 |  | No | Electrical BOS | Soligent De-listing | 0 |  | De-Listing & Stock Qty Unavailable |  | Not Applicable
550-0364 | 550-0364 | Rennsteig, Crimping Pliers, Wieland, with Dies & Locator, Solar AWG 12/10/8, R624 073-1 3 16 | 679 |  | No | Electrical BOS | Soligent De-listing | 0 |  | De-Listing & Stock Qty Unavailable |  | Not Applicable
550-0365 | 550-0365 | Rennsteig, Crimping Pliers, H4, with Dies & Locator, Solar AWG 14/12/10/8, R624 1194 3 1 | 337.39 |  | No | Electrical BOS | Shippable | 312.09 |  | Shippable but Stock Qty Unavailable |  | Not Applicable
550-0366 | 550-0366 | Rennsteig, Crimping Pliers, SMK, with Dies & Locator, Solar AWG 14/12, R624 1188 3 1 | 461.96 |  | No | Electrical BOS | Soligent De-listing | 0 |  | De-Listing & Stock Qty Unavailable |  | Not Applicable
550-0367 | 550-0367 | Rennsteig, Multi-function Tool, MC4, 12AWG, Cut-Strip-Crimp with Dies & Locator, R624 004 3 1 | 417.73 |  | No | Electrical BOS | Shippable | 386.4 |  | Shippable but Stock Qty Unavailable |  | Not Applicable
550-0368 | 550-0368 | Rennsteig, Pro Kit, TE (TE Solarlok), with Crimping Pliers, Stripper, Cutter, Dies, Locators, & case, R624-105-03 | 1013 |  | No | Electrical BOS | Soligent De-listing | 0 |  | De-Listing & Stock Qty Unavailable |  | Not Applicable
550-0369 | 550-0369 | Rennsteig, Pro Kit, MC4/MC3/TE (TE Solarlok), with Crimping Pliers, Stripper, Cutter, Dies, Locators, & case, R624-105-06 | 1687 |  | No | Electrical BOS | Soligent De-listing | 0 |  | De-Listing & Stock Qty Unavailable |  | Not Applicable
550-0370 | 550-0370 | Rennsteig, Pro Kit, MC4/H4/MC3, with Crimping Pliers, Stripper, Cutter, Dies, Locators, & case, R624-105-15 | 1631 |  | No | Electrical BOS | Soligent De-listing | 0 |  | De-Listing & Stock Qty Unavailable |  | Not Applicable
550-0371 | 550-0371 | Rennsteig, Pro Kit, MC3/MC4/Wieland, with Crimping Pliers, Stripper, Cutter, Dies, Locators, & case, R624-105-16 | 1631 |  | No | Electrical BOS | Soligent De-listing | 0 |  | De-Listing & Stock Qty Unavailable |  | Not Applicable
550-0372 | 550-0372 | Rennsteig, Pro Kit, MC4/H4/Wieland, with Crimping Pliers, Stripper, Cutter, Dies, Locators, & case, R624-105-17 | 620.7 |  | No | Electrical BOS | Soligent De-listing | 0 |  | De-Listing & Stock Qty Unavailable |  | Not Applicable
550-0373 | 550-0373 | Rennsteig, Solar Crimp Set, Crimping Pliers & Case without Dies or Locators, R624 105-12 | 314 |  | No | Electrical BOS | Soligent De-listing | 0 |  | De-Listing & Stock Qty Unavailable |  | Not Applicable
550-0374 | 550-0374 | Rennsteig, Solar Crimp Set, MC4/H4/Wieland, Crimping Pliers with Dies, Locators, & case, R624 105-18 | 1391 |  | No | Electrical BOS | Soligent De-listing | 0 |  | De-Listing & Stock Qty Unavailable |  | Not Applicable
550-0375 | 550-0375 | Rennsteig, Solar Crimp Set, MC3/MC4/H4, Crimping Pliers with Dies, Locators, & case, R624 105-20 | 1391 |  | No | Electrical BOS | Soligent De-listing | 0 |  | De-Listing & Stock Qty Unavailable |  | Not Applicable
550-0376 | 550-0376 | Rennsteig, Die Set Only, H4, for Crimping Pliers, Solar AWG 14/12/10, R624 1194 3 0 | 273 |  | No | Electrical BOS | Soligent De-listing | 0 |  | De-Listing & Stock Qty Unavailable |  | Not Applicable
550-0377 | 550-0377 | Rennsteig, Locator Only, H4, for Crimping Pliers, Solar AWG 14/12/10, R624 1194 0 01 | 136 |  | No | Electrical BOS | Soligent De-listing | 0 |  | De-Listing & Stock Qty Unavailable |  | Not Applicable
550-0378 | 550-0378 | Rennsteig, Die Set Only, Wieland, for Crimping Pliers, Solar AWG 12/10/8, R624 073-1 3 0 | 319 |  | No | Electrical BOS | Soligent De-listing | 0 |  | De-Listing & Stock Qty Unavailable |  | Not Applicable
550-0379 | 550-0379 | Rennsteig, Locator Only, Wieland, for Crimping Pliers, Solar AWG 16/14/12/10/8, R624 071 0 16 | 211 |  | No | Electrical BOS | Soligent De-listing | 0 |  | De-Listing & Stock Qty Unavailable |  | Not Applicable
550-0380 | 550-0380 | Rennsteig, Die Set Only, SMK, for Crimping Pliers, Solar AWG 14/12, R624 1188 3 0 | 231 |  | No | Electrical BOS | Soligent De-listing | 0 |  | De-Listing & Stock Qty Unavailable |  | Not Applicable
550-0381 | 550-0381 | Rennsteig, Locator Only, SMK, for Crimping Pliers, Solar AWG 14/12, R624 1188 0 01 | 130 |  | No | Electrical BOS | Soligent De-listing | 0 |  | De-Listing & Stock Qty Unavailable |  | Not Applicable
550-0382 : 550-0382_U | 550-0382_U | IronRidge, Wire Clip, for XRS & XRL, for (10) 5mm panel wires, or (1) MC4, (1) Enphase wire and (1) dual Enphase wire, PVC plastic, Qty. 1 bag of 20 pieces, 29-4000-077 | 9.85 |  | No | Racking | Shippable | 9.3 |  | Shippable but Stock Qty Unavailable |  | Not Applicable
550-0383 | 550-0383 | PV Wire, 10AWG, UL4703 with H4, 600VDC, 6', 19-JH4MF10PVDB6006 | 12.93 |  | No | Electrical BOS | Soligent De-listing | 0 |  | De-Listing & Stock Qty Unavailable |  | Not Applicable
550-0385 | 550-0385 | PV Wire, 10AWG, UL4703 with H4, 600VDC, 25', 550-0385 | 23.6 |  | No | Electrical BOS | Soligent De-listing | 0 |  | De-Listing & Stock Qty Unavailable |  | Not Applicable
550-0389 | 550-0389 | Hellermann, Cable Tie and Edge Clip, 50lb, 7.9", EC4A Panel Thickness .04"- .12", Qty. 1, PA66UV Tie, HIRHS MNT, 156-00635 | 1.49 |  | No | Electrical BOS | Soligent De-listing | 0 |  | De-Listing & Stock Qty Unavailable |  | Not Applicable
550-0390 | 550-0390 | Hellermann, Cable Tie and Edge Clip, 50lb, 7.9", EC4B Panel Thickness .04" -.12", Qty. 1, PA66UV Tie, HIRHS MNT, 156-00588 | 1.49 |  | No | Electrical BOS | Soligent De-listing | 0 |  | De-Listing & Stock Qty Unavailable |  | Not Applicable
550-0391 | 550-0391 | Hellermann, Cable Tie and Edge Clip, 50lb, 7.9", EC5A Panel Thickness .04"- .12", Qty. 1, PA66UV Tie, HIRHS MNT, 156-00589 | 1 |  | No | Electrical BOS | Soligent De-listing | 0 |  | De-Listing & Stock Qty Unavailable |  | Not Applicable
550-0392 | 550-0392 | Hellermann, Cable Tie and Edge Clip, 50lb, 7.9", EC5B Panel Thickness .04"- .12", Qty. 1, PA66UV Tie, HIRHS MNT, 156-00468 | 1 |  | No | Electrical BOS | Soligent De-listing | 0 |  | De-Listing & Stock Qty Unavailable |  | Not Applicable
550-0393 | 550-0393 | Hellermann, Cable Tie and Edge Clip, 50lb, 7.9", EC19 Panel Thickness .12 "-.24", Qty. 1, PA66UV Tie, HIRHS MNT, 156-00590 | 1 |  | No | Electrical BOS | Soligent De-listing | 0 |  | De-Listing & Stock Qty Unavailable |  | Not Applicable
550-0394 | 550-0394 | Hellermann, Cable Tie and Edge Clip, 50lb, 7.9", EC20 Panel Thickness .12" -.24", Qty. 1, PA66UV Tie, HIRHS MNT, 156-00591 | 0.34 |  | No | Electrical BOS | Soligent De-listing | 0 |  | De-Listing & Stock Qty Unavailable |  | Not Applicable
550-0395 | 550-0395 | Hellermann, Cable Tie and Edge Clip, 50lb, 7.9", EC23 Panel Thickness .12" -.24", Qty. 1, PA66UV Tie, HIRHS MNT, 156-00592 | 1.07 |  | No | Electrical BOS | Vendor De-listing | 0.9 |  | De-Listing & Stock Qty Unavailable |  | Not Applicable
550-0396 | 550-0396 | Hellermann, Cable Tie and Edge Clip, 50lb, 7.9", EC24 Panel Thickness .12" -.24", Qty. 1, PA66UV Tie, HIRHS Mount, 156-00593 | 1 |  | No | Electrical BOS | Soligent De-listing | 0 |  | De-Listing & Stock Qty Unavailable |  | Not Applicable
550-0397 | 550-0397 | Hellermann, Cable Tie, 30 lb, 5.9", Max. Bun. Dia. 1.38", PA66UV Stabilized, Black, Qty. 1, T30R0UVC2, 112-03060 | 0.33 |  | No | Electrical BOS | Soligent De-listing | 0 |  | De-Listing & Stock Qty Unavailable |  | Not Applicable
550-0398 | 550-0398 | Hellermann, Cable Tie, 50 lb, 7.9", Max. Bun. Dia. 1.97", PA66UV Stabilized, Black, Qty. 1, T50R0UVC2, 112-05060 | 1 |  | No | Electrical BOS | Soligent De-listing | 0 |  | De-Listing & Stock Qty Unavailable |  | Not Applicable
550-0399 | 550-0399 | Hellermann, Cable Tie, 50 lb, 15.35", Max. Bun. Dia. 4.33", PA66UV Stabilized, Black, Qty. 1, T50L0UVC2, 112-05460 | 0.5 |  | No | Electrical BOS | Soligent De-listing | 0.47 |  | De-Listing & Stock Qty Unavailable |  | Not Applicable
550-0400 | 550-0400 | Hellermann, Cable Tie, 120 lb. 15.24" Max. Bun. Dia. 4.13"" , PA66UV Stabilized, Black, Qty. 1, T120R0UVC2, 111-00400 | 3 |  | No | Electrical BOS | Soligent De-listing | 0 |  | De-Listing & Stock Qty Unavailable |  | Not Applicable
550-0403 | 550-0403 | SMK Connector Assembly for 6.7 - 7.3mm OD, 14-12AWG, Female (+) Socket & Pin, CCT9901-2451FSZ and CTA9111-0201F |  |  | No | Electrical BOS | Soligent De-listing | 0 |  | Not Applicable |  | Not Applicable
550-0404 | 550-0404 | SMK Connector Assembly for 6.7 - 7.3mm OD, 14-12AWG, Male (-) Plug & Pin, CCT9901-2351FSZ and CTA9111-0101F |  |  | No | Electrical BOS | Soligent De-listing | 0 |  | Not Applicable |  | Not Applicable
550-0405 | 550-0405 | PV Wire, 12 AWG, UL4703 with SMK, 600VDC, 6', 19-JSMKMF12PVDB6006 | 18 |  | No | Electrical BOS | Vendor De-listing | 0 |  | De-Listing & Stock Qty Unavailable |  | Not Applicable
550-0406 | 550-0406 | PV Wire, 12 AWG, UL4703 with SMK, 600VDC, 15', 19-JSMKMF12PVDB6015 | 17 |  | No | Electrical BOS | Soligent De-listing | 0 |  | De-Listing & Stock Qty Unavailable |  | Not Applicable
550-0407 | 550-0407 | PV Wire, 12 AWG, UL4703 with SMK, 600VDC, 25', 19-JSMKMF12PVDB6025 | 23 |  | No | Electrical BOS | Soligent De-listing | 0 |  | De-Listing & Stock Qty Unavailable |  | Not Applicable
550-0408 | 550-0408 | PV Wire, 12 AWG, UL4703 with SMK, 600VDC, 30', 19-JSMKMF12PVDB6030 | 26 |  | No | Electrical BOS | Soligent De-listing | 0 |  | De-Listing & Stock Qty Unavailable |  | Not Applicable
550-0409 | 550-0409 | PV Wire, 12 AWG, UL4703 with SMK, 600VDC, 50', 19-JSMKMF12PVDB6050 | 40 |  | No | Electrical BOS | Soligent De-listing | 0 |  | De-Listing & Stock Qty Unavailable |  | Not Applicable
550-0410 | 550-0410 | PV Wire, 12 AWG, UL4703 with SMK, 600VDC, 100', 19-JSMKMF12PVDB6100 | 70 |  | No | Electrical BOS | Soligent De-listing | 0 |  | De-Listing & Stock Qty Unavailable |  | Not Applicable
550-0411 | 550-0411 | PV Wire, 12 AWG, UL4703, 7 Strand Cu, Black, 0.28" (7mm) OD, for SMK connectors, 12 7/BC PV OVERSIZED Double Pass, by the foot, 01-PV-12X-DJ-BLK-6OS | 0.21 |  | No | Electrical BOS | Vendor De-listing | 0 |  | De-Listing & Stock Qty Unavailable |  | Not Applicable
550-0412 | 550-0412 | SMK Replacement Pin for 14-12 AWG wire, Male, CTA9111-0111F Plug Terminal | 1.09 |  | No | Electrical BOS | Soligent De-listing | 0 |  | De-Listing & Stock Qty Unavailable |  | Not Applicable
550-0413 | 550-0413 | SMK Replacement Pin for 14-12 AWG wire, Female, CTA9111-0211F Socket Terminal | 1 |  | No | Electrical BOS | Soligent De-listing | 0 |  | De-Listing & Stock Qty Unavailable |  | Not Applicable
550-0414 | 550-0414 | SMK Replacement Housing for 6.7 to 7.3mm OD wire, Male, CCT9901-2351FSZ Plug Full Lock | 3.43 |  | No | Electrical BOS | Soligent De-listing | 0 |  | De-Listing & Stock Qty Unavailable |  | Not Applicable
550-0415 | 550-0415 | SMK Replacement Housing for 6.7 to 7.3mm OD wire, Female, CCT9901-2451FSZ Socket Full Lock | 3.43 |  | No | Electrical BOS | Soligent De-listing | 0 |  | De-Listing & Stock Qty Unavailable |  | Not Applicable
550-0418 | 550-0418 | Connector Adapter Pair, H4 Female(+) to MC4 Male(-) and H4 Male(-) to MC4 Female(+), 6" |  |  | No | Electrical BOS | Soligent De-listing | 0 |  | Not Applicable |  | Not Applicable
550-0419 | 550-0419 | Connector Adapter Pair, TE Female(-) to MC4 Female(+) and TE Male(Neutral) to MC4 Male(-), 6" |  |  | No | Electrical BOS | Soligent De-listing | 0 |  | Not Applicable |  | Not Applicable
550-0420 | 550-0420 | Connector Adapter Pair, MC3 Female(+) to MC4 Male(-) and MC3 Male(-) to MC4 Female(+), 6" |  |  | No | Electrical BOS | Soligent De-listing | 0 |  | Not Applicable |  | Not Applicable
550-0421 | 550-0421 | Connector Adapter, TE Female(-) to MC4 Female(+), 5-1394462-6 to 32.0016P0001, PV Wire, Purchase as a set with #550-0137, 19-AMC4FTEFM10PVDB66 | 8.49 |  | No | Electrical BOS | Soligent De-listing | 0 |  | De-Listing & Stock Qty Unavailable |  | Not Applicable
550-0422 | 550-0422 | Connector Adapter, H4 Male(-) to SMK Female(+), H4CMC6DI to CCT9901-2451FSZ and CTA9111-0211FF, 550-0422 | 14 |  | No | Electrical BOS | Soligent De-listing | 0 |  | De-Listing & Stock Qty Unavailable |  | Not Applicable
550-0423 | 550-0423 | Connector Adapter, H4 Female(+) to SMK Male(-), H4CFC6DI, to CCT9901-2351FSZ & CTA9111-0111F, 550-0423 | 3.73 |  | No | Electrical BOS | Soligent De-listing | 0 |  | De-Listing & Stock Qty Unavailable |  | Not Applicable
550-0424 | 550-0424 | Connector Adapter, H4 Male(-) to MC4 Female(+), H4CMC6DI to 32.0016P0001, Purchase as a set with #550-0425, 19-AMC4FH4M10DPVB66 | 4.7 |  | No | Electrical BOS | Shippable | 4.13 |  | Shippable but Stock Qty Unavailable |  | Not Applicable
550-0425 | 550-0425 | Connector Adapter, H4 Female(+) to MC4 Male(-), H4CFC6D to 32.0017P0001, Purchase as a set with #550-0424, 19-AMC4MH4F10PVDB66 | 5.17 |  | No | Electrical BOS | Vendor De-listing | 4.03 |  | De-Listing & Stock Qty Unavailable |  | Not Applicable
550-0426 | 550-0426 | Rennsteig, Solar Crimp Set, MC4/H4/SMK, Crimping Pliers with Dies, Locators, & case, locator for SMK (AWG12/14) MC4(AWG10/12/14) H4(AWG8/10/12/14), 624 105-33 | 1368 |  | No | Electrical BOS | Soligent De-listing | 0 |  | De-Listing & Stock Qty Unavailable |  | Not Applicable
550-0428 | 550-0428 | UniRac, SM(E) Five wire clip, Qty. 1, 008007S | 0.24 |  | No | Electrical BOS | Vendor De-listing | 0 |  | De-Listing & Stock Qty Unavailable |  | Not Applicable
550-0429 | 550-0429 | Connector Adapter, TE Female(-)(Blue) to H4 Female(+), H4CFC6DI to 5-1394462-6, Purchase as a set with #550-0431, 19-AH4FTEFM10PVDB66 | 10.99 |  | No | Electrical BOS | Soligent De-listing | 0 |  | De-Listing & Stock Qty Unavailable |  | Not Applicable
550-0430 | 550-0430 | Connector Adapter, TE Female(-)(Blue) to SMK Female(+) Socket & Pin, 5-1394462-6 to CCT9901-2451FSZ and CTA9111-0201, Purchase as a set with #550-0432. | 15 |  | No | Electrical BOS | Soligent De-listing | 0 |  | De-Listing & Stock Qty Unavailable |  | Not Applicable
550-0431 | 550-0431 | Connector Adapter, TE Male(0) to H4 Male(-), H4CMC6DI to 6-1394461-4, Purchase as a set with #550-0429, 19-AH4MTEMN10PVDB66 | 6.2 |  | No | Electrical BOS | Soligent De-listing | 0 |  | De-Listing & Stock Qty Unavailable |  | Not Applicable
550-0432 | 550-0432 | Connector Adapter, TE Male(0) to SMK Male(-) Plug & Pin, 6-1394461-4 to CCT9901-2351FSZ and CTA9111-0101F, Purchase as a set with #550-0430. | 15 |  | No | Electrical BOS | Soligent De-listing | 0 |  | De-Listing & Stock Qty Unavailable |  | Not Applicable
550-0433 | 550-0433 | Connector Adapter Pair, TE Female(-) to H4 Female(+) and TE Male(0) to H4 Male(-), 6" |  |  | No | Electrical BOS | Soligent De-listing | 0 |  | Not Applicable |  | Not Applicable
550-0434 | 550-0434 | Connector Adapter Pair, TE Female(-) to SMK Female(+) and TE Male(0) to SMK Male(-), 6" |  |  | No | Electrical BOS | Soligent De-listing | 0 |  | Not Applicable |  | Not Applicable
550-0435 | 550-0435 | Connector Adapter, SMK Female(+) to MC4 Male (-), 18-CCT9901-2453F to 32.0017P0001-UR , 6", 10 AWG PV Wire, 19-AMC4MSMKF10PVS6 | 8.49 |  | No | Electrical BOS | Soligent De-listing | 0 |  | De-Listing & Stock Qty Unavailable |  | Not Applicable
550-0436 | 550-0436 | Connector Adapter, SMK Male(-) to MC4 Female(+),CCT9901-2353F to 32.0016P0001, 6", 10 AWG PV Wire, 19-AMC4FSMKM10PVS6 | 8.49 |  | No | Electrical BOS | Soligent De-listing | 0 |  | De-Listing & Stock Qty Unavailable |  | Not Applicable
550-0437 | 550-0437 | Heyco, Strain Relief, Cord Grip, 2-Hole, 1/2" Nylon NPT with metal locknut, 5.2mm holes for USE-2, Qty. 1, M3231GAE, 550-0437 | 1.58 |  | No | Electrical BOS | Shippable | 1.39 |  | Shippable but Stock Qty Unavailable |  | Not Applicable
550-0438 | 550-0438 | Heyco, Strain Relief, Cord Grip, 13-Hole, 1-1/4" Nylon NPT with metal locknut, 4.5mm holes for USE-2, Qty. 1, M4524GBG, 550-0438 | 14 |  | No | Electrical BOS | Soligent De-listing | 0 |  | De-Listing & Stock Qty Unavailable |  | Not Applicable
550-0439 | 550-0439 | Multi-Contact, MC4 panel mount Connector for #10/12 AWG wire, Female (+), PV-ADBP4/6, 32.0056P0001 | 10 |  | No | Electrical BOS | Vendor De-listing | 0 |  | De-Listing & Stock Qty Unavailable |  | Not Applicable
550-0440 | 550-0440 | Multi-Contact, MC4 panel mount Connector for #10/12 AWG wire, Male (-), PV-ADSP4/6, 32.0057P0001 | 8 |  | No | Electrical BOS | Vendor De-listing | 0 |  | De-Listing & Stock Qty Unavailable |  | Not Applicable
550-0441 | 550-0441 | Titan, DO NOT USE - WRONG ITEM TYPE. Custom Cable, by the foot, Enter Quote Number and Custom Price | 0 |  | No | Electrical BOS | Soligent De-listing | 0 |  | Not Applicable |  | Not Applicable
550-0442 | 550-0442 | Outback, FLEXware MATE2 Mounting Bracket - with moutning screws and bushings, FW-MB2 | 62.99 |  | No | Electrical BOS | Soligent De-listing | 0 |  | De-Listing & Stock Qty Unavailable |  | Not Applicable
550-0443 | 550-0443 | Connector Adapter, H4 Male to SMK Female, (H4CM4DT to CCT9901-2451F & CTA9111-0201), 12awg 600V fine stranded PV Wire (224780), 19-AH4MSMKF12PVDB66 | 9.56 |  | No | Electrical BOS | Soligent De-listing | 0 |  | De-Listing & Stock Qty Unavailable |  | Not Applicable
550-0444 | 550-0444 | Connector Adapter, H4 Female to SMK Male, (H4CF4DT to CCT9901-2351F & CTA9111-0101) 12awg 600V fine stranded PV Wire (224780), 19-AH4FSMKM12PVDB66 | 9.56 |  | No | Electrical BOS | Vendor De-listing | 0 |  | De-Listing & Stock Qty Unavailable |  | Not Applicable
550-0445 | 550-0445 | Rennsteig, Crimping Pliers, SMK, with Dies & Locator, Solar AWG 14/12/10, R624 1188 3 1 -with 10AWG | 578 |  | No | Electrical BOS | Soligent De-listing | 0 |  | De-Listing & Stock Qty Unavailable |  | Not Applicable
550-0446 | 550-0446 | Rennsteig, Die Set Only, SMK, for Crimping Pliers, Solar AWG 14/12/10, R624 1188 3 0 | 288 |  | No | Electrical BOS | Soligent De-listing | 0 |  | De-Listing & Stock Qty Unavailable |  | Not Applicable
550-0447 | 550-0447 | Rennsteig, Locator Only, SMK, for Crimping Pliers, Solar AWG 14/12/10, R624 1188 0 01 | 136 |  | No | Electrical BOS | Soligent De-listing | 0 |  | De-Listing & Stock Qty Unavailable |  | Not Applicable
550-0448 | 550-0448 | Heyco, Sunbundler Stainless Steel Wire Cable Tie, 12" Long, 1/16" Diameter, Black, Qty. 1, S6412, 550-0448 | 0.5 |  | No | Electrical BOS | Shippable | 0.44 |  | Shippable but Stock Qty Unavailable |  | Not Applicable
550-0449 | 550-0449 | IronRidge, BRM E/W Wire Management Clips, Snap-in Cable Ties, UV Resistant, Qty. 100, BRM-WCL-EW | 34 |  | No | Electrical BOS | Vendor De-listing | 0 |  | De-Listing & Stock Qty Unavailable |  | Not Applicable
550-0450 | 550-0450 | Zep Solar, Wire Clip, AC/DC, ZSII / ZSIII, Qty. 1, 850-1222-001 | 0.71 |  | No | Electrical BOS | Soligent De-listing | 0 |  | De-Listing & Stock Qty Unavailable |  | Not Applicable
550-0451 | 550-0451 | TE Connectivity, Replacement Part, SolarLok Screw-Machined Pin, 14AWG, Male, 1987280-3 | 0.47 |  | No | Electrical BOS | Soligent De-listing | 0 |  | De-Listing & Stock Qty Unavailable |  | Not Applicable
550-0452 | 550-0452 | Heyco, Heyclip Maxrunner-12 Cable Clip, (Min. Order Qty. 100pc, Dropship only) Wire management clip for up to 12 cables with wire diameters ranging from .20" (5,2 mm) to .28" (7,2 mm), Black, Qty. 1, S6403, 550-0452 | 2.38 |  | No | Electrical BOS | Shippable | 2.09 |  | Shippable but Stock Qty Unavailable |  | Not Applicable
550-0452_U | 550-0452_U | Heyco, Heyclip Maxrunner-12 Cable Clip, (Min. Order Qty. 100pc, Dropship only) Wire management clip for up to 12 cables with wire diameters ranging from .20" (5,2 mm) to .28" (7,2 mm), Black, Qty. 1, S6403, 550-0452 | 2.38 |  | No | Electrical BOS | Shippable | 2.09 |  | Shippable but Stock Qty Unavailable |  | Not Applicable
550-0453 | 550-0453 | Multi-Contact, MC4 Connector Set for 14 AWG wire, with OD 5.5mm-9mm, Includes 10 ea: Male & Female Connectors with Boots (32.0010P0001-UR & 32.0011P0001-UR), Locking Collars (UN1023), and 1 pair of Dis-Assembly Tool (32.6024), Qty. 1 of 10-pc set, 18-55000034-0010 | 101 |  | No | Electrical BOS | Soligent De-listing | 0 |  | De-Listing & Stock Qty Unavailable |  | Not Applicable
550-0454 | 550-0454 | Canadian Solar, AC Module Accessory, Trunk Cable End Cap (Branch Terminator), Qty. 1, CXBM-A0000003 | 29.97 |  | No | Electrical BOS | Soligent De-listing | 0 |  | De-Listing & Stock Qty Unavailable |  | Not Applicable
550-0455 | 550-0455 | Canadian Solar, AC Module Accessory, Trunk Cable Joiner (Watertight Cable Splice), Qty. 1, CCCM-A0000003 | 46.62 |  | No | Electrical BOS | Soligent De-listing | 0 |  | De-Listing & Stock Qty Unavailable |  | Not Applicable
550-0456 | 550-0456 | Canadian Solar, AC Module Accessory, Weatherproof Trunk Connector Cap Female, Qty. 1, CXBM-A0000004 | 6.22 |  | No | Electrical BOS | Soligent De-listing | 0 |  | De-Listing & Stock Qty Unavailable |  | Not Applicable
550-0457 | 550-0457 | Canadian Solar, Accessory for Integrated AC Module, Field Install Connector, Male, Qty. 1, CCCM-A0000001 | 27.97 |  | No | Electrical BOS | Soligent De-listing | 0 |  | De-Listing & Stock Qty Unavailable |  | Not Applicable
550-0458 | 550-0458 | Canadian Solar, Accessory for Integrated AC Module, Field Install Connector, Female, Qty. 1, CCCM-A0000002 | 29.97 |  | No | Electrical BOS | Soligent De-listing | 0 |  | De-Listing & Stock Qty Unavailable |  | Not Applicable
550-0459 | 550-0459 | Canadian Solar, Accessory for Integrated AC Module, Male cap, Qty. 1, CXBM-A0000001 | 6.42 |  | No | Electrical BOS | Soligent De-listing | 0 |  | De-Listing & Stock Qty Unavailable |  | Not Applicable
550-0460 | 550-0460 | Canadian Solar, Accessory for Integrated AC Module, Female cap, Qty. 1, CXBM-A0000002 | 3.77 |  | No | Electrical BOS | Soligent De-listing | 0 |  | De-Listing & Stock Qty Unavailable |  | Not Applicable
550-0461 | 550-0461 | Titan, Custom Cable, by the foot, Enter Quote Number and Custom Price | 0 |  | No | Electrical BOS | Shippable | 0 |  | Shippable but Price & Stock Qty Unavailable |  | Not Applicable
550-0462 | 550-0462 | ET Solar, AC Module Accessory, Male Cable End Cap (Branch Terminator), Qty. 1, 300-00005 ET-AC-ECM | 8 |  | No | Electrical BOS | Soligent De-listing | 0 |  | De-Listing & Stock Qty Unavailable |  | Not Applicable
550-0463 | 550-0463 | ET Solar, AC Module Accessory, Female Cable End Cap (Branch Terminator), Qty. 1, 300-00004 ET-AC-ECF | 10 |  | No | Electrical BOS | Soligent De-listing | 0 |  | De-Listing & Stock Qty Unavailable |  | Not Applicable
550-0464 | 550-0464 | ET Solar, AC Module Accessory, Module Cable Clip for AC Cable (19mm), 90 Degree, Stainless Steel, Qty. 1, 300-00003/ET-AC-CCA | 1 |  | No | Electrical BOS | Soligent De-listing | 0 |  | De-Listing & Stock Qty Unavailable |  | Not Applicable
550-0465 | 550-0465 | ET Solar, AC Module Accessory, Module Cable Clip for AC Cable (19mm), Straight, Stainless Steel, Qty. 1, 300-00003/ET-AC-CCS | 1 |  | No | Electrical BOS | Soligent De-listing | 0 |  | De-Listing & Stock Qty Unavailable |  | Not Applicable
550-0466 | 550-0466 | Nine Fasteners, Enphase Module Clip, Holds 1 or 2 Enphase Trunk Cables, Stainless Steel, Qty. 100, DCS-1414 | 18.89 |  | No | Electrical BOS | Soligent De-listing | 17.17 |  | De-Listing & Stock Qty Unavailable |  | Not Applicable
550-0468 | 550-0468 | PV Wire, 10AWG, UL4703, 1000VDC-2000VDC, 7 Strand Cu, Black, 0.29" (7.5mm) OD, 2500' spool, 01-PV-10X-DJ-BLK-2 | 1346 |  | No | Electrical BOS | Soligent De-listing | 0 |  | De-Listing & Stock Qty Unavailable |  | Not Applicable
550-0471 | 550-0471 | PV Wire, 10AWG, UL4703, 1000VDC, 7 Strand Cu, Black, 0.29" (7.5mm) OD, by the foot, 3102DPV-01 | 1 |  | No | Electrical BOS | Soligent De-listing | 0 |  | De-Listing & Stock Qty Unavailable |  | Not Applicable
550-0472 | 550-0472 | SunEdison, Connector Adapter-Blue, --> FREE <-- , QC4 Male to H4 Female (H4CFC4D-M), for MEMC 250W (110-0830) PV modules, included with PV at no cost, VADA-12-0015-1, 860022, Order as a set with #550-0473 | 0 |  | No | Electrical BOS | Soligent De-listing | 0 |  | Not Applicable |  | Not Applicable
550-0473 | 550-0473 | SunEdison, Connector Adapter-Green, --> FREE <-- , QC4 Female to H4 Male (H4CMC4D-M), for MEMC 250W (110-0830) PV modules, included with PV at no cost, VADA-12-0015-2, 860021, Order as a set with #550-0472. | 0 |  | No | Electrical BOS | Soligent De-listing | 0 |  | Not Applicable |  | Not Applicable
550-0474 | 550-0474 | SunEdison, Connector Adapter Pair KIT, QC4 Female to H4 Male (green #550-0473) and QC4 Male to H4 Female (blue #550-0472), --FREE--, ea 6", Qty. 1 pair, 801028 | 0 |  | No | Other | Soligent De-listing | 0 |  | Not Applicable as per Item Classification |  | Not Applicable
550-0477 | 550-0477 | Heyco, Sunrunner-90 Cable Clip, (Min. Order Qty. 500pc, Dropship only)Wire management clip, Mount at 90 deg angle, for single cable with wire diameters ranging from .20" (5,0 mm) to .3" (7,6 mm), Stainless Steel, Qty. 1, S6406 |  |  | No | Electrical BOS | Soligent De-listing | 0 |  | Not Applicable |  | Not Applicable
550-0478 : 550-0478 : 550-0478 : 550-0478 : 550-0478_U | 550-0478 : 550-0478 : 550-0478 : 550-0478_U | Heyco, Strain Relief, Cord Grip, 5-Hole, 3/4" Nylon NPT with metal locknut, 5.5mm holes, for USE-2 Wire, TPE Sealing Gland, Qty. 1, M3234GBR-SM, 550-0478 | 2.27 |  | No | Electrical BOS | Shippable | 2 |  | Shippable but Stock Qty Unavailable |  | Not Applicable
550-0479 | 550-0479 | PV Wire, 10 AWG, UL4703 with SMK, 600VDC, 6', 550-0479 | 0 |  | No | Electrical BOS | Soligent De-listing | 0 |  | Not Applicable |  | Not Applicable
550-0480 | 550-0480 | PV Wire, 10 AWG, UL4703 with SMK, 600VDC, 15', 550-0480 | 0 |  | No | Electrical BOS | Soligent De-listing | 0 |  | Not Applicable |  | Not Applicable
550-0481 | 550-0481 | PV Wire, 10 AWG, UL4703 with SMK, 600VDC, 25', 550-0481 | 0 |  | No | Electrical BOS | Soligent De-listing | 0 |  | Not Applicable |  | Not Applicable
550-0482 | 550-0482 | PV Wire, 10 AWG, UL4703 with SMK, 600VDC, 30', 550-0482 | 0 |  | No | Electrical BOS | Soligent De-listing | 0 |  | Not Applicable |  | Not Applicable
550-0483 | 550-0483 | PV Wire, 10 AWG, UL4703 with SMK, 600VDC, 50', 550-0483 | 0 |  | No | Electrical BOS | Soligent De-listing | 0 |  | Not Applicable |  | Not Applicable
550-0484 | 550-0484 | PV Wire, 10 AWG, UL4703 with SMK, 600VDC, 100', 19-JSMKMF10PVDB6100 | 69 |  | No | Electrical BOS | Soligent De-listing | 0 |  | De-Listing & Stock Qty Unavailable |  | Not Applicable
550-0485 | 550-0485 | Connector Adapter Pair, SMK Female(+) to MC4 Male(-) and SMK Male(-) to MC4 Female(+), 10" Special, 19-AMC4M&FSMKF&M12PVDB6S | 19 |  | No | Electrical BOS | Soligent De-listing | 0 |  | De-Listing & Stock Qty Unavailable |  | Not Applicable
550-0486 | 550-0486 | CHANGSHU,-----> FREE <----- PV2b Latching Connector Dis-Assembly Tool, for use on Canadian Solar PVs | 0 |  | No | Electrical BOS | Soligent De-listing | 0 |  | Not Applicable |  | Not Applicable
550-0487 | 550-0487 | Connector Adapter Pair, -----> FREE<-----PV2b Female(+) and PV2b Male(-) to 10AWG Bare PV Wire, 10", 1000VDC, PV2b-pair | 0 |  | No | Electrical BOS | Soligent De-listing | 0 |  | Not Applicable |  | Not Applicable
550-0488 | 550-0488 | TE Connectivity, SolarLok PV4 Connector with Boot for 5.8 mm to 8.0 mm OD #10AWG PV Wire, Male (-), 1000VDC, 18-1971861-1 | 1.09 |  | No | Electrical BOS | Vendor De-listing | 0.99 |  | De-Listing & Stock Qty Unavailable |  | Not Applicable
550-0489 | 550-0489 | TE Connectivity, SolarLok PV4 Connector with Boot for 5.8 mm to 8.0 mm OD #10AWG PV Wire, Female (+), 1000VDC, 18-1971862-1 | 1.96 |  | No | Electrical BOS | Vendor De-listing | 0.99 |  | De-Listing & Stock Qty Unavailable |  | Not Applicable
550-0490 | 550-0490 | Connector Adapter, MC4 Male (32.0017P0001) to SMK Female (CCT9901-2451F & CTA9111-0201), Purchase as a set with #550-0491, 12awg 600V fine stranded PV Wire (224780), 6", Qty. 1, 19-AH4MSMKF12PVDB66 | 10 |  | No | Electrical BOS | Soligent De-listing | 0 |  | De-Listing & Stock Qty Unavailable |  | Not Applicable
550-0491 | 550-0491 | Connector Adapter, MC4 Male (32.0017P0001) to SMK Female (CCT9901-2451F & CTA9111-0201), Purchase as a set with #550-0490, 12awg 600V fine stranded PV Wire (224780), 6", Qty. 1, 19-AH4MSMKF12PVDB66 | 10 |  | No | Electrical BOS | Soligent De-listing | 0 |  | De-Listing & Stock Qty Unavailable |  | Not Applicable
550-0492 | 550-0492 | BenQ, AC Cable Clip, 74.M2M03.001 | 0.58 |  | No | Electrical BOS | Soligent De-listing | 0 |  | De-Listing & Stock Qty Unavailable |  | Not Applicable
550-0493 | 550-0493 | BenQ, Extension cable, Female (both ends), 10', 27.03112.005 | 170 |  | No | Electrical BOS | Soligent De-listing | 0 |  | De-Listing & Stock Qty Unavailable |  | Not Applicable
550-0494 | 550-0494 | BenQ, Extension cable, Female (both ends), 5', 27.03112.004 | 133 |  | No | Electrical BOS | Soligent De-listing | 0 |  | De-Listing & Stock Qty Unavailable |  | Not Applicable
550-0495 | 550-0495 | BenQ, Extension cable, Female/Male, 10', 27.03112.002 | 176 |  | No | Electrical BOS | Soligent De-listing | 0 |  | De-Listing & Stock Qty Unavailable |  | Not Applicable
550-0496 | 550-0496 | BenQ, Extension cable, Male (both ends), 10', 27.03212.005 | 183 |  | No | Electrical BOS | Soligent De-listing | 0 |  | De-Listing & Stock Qty Unavailable |  | Not Applicable
550-0497 | 550-0497 | BenQ, Extension cable, Male (both ends), 5', 27.03112.003 | 145 |  | No | Electrical BOS | Soligent De-listing | 0 |  | De-Listing & Stock Qty Unavailable |  | Not Applicable
550-0499 | 550-0499 | BenQ, Male End Cap, 79.M2M03.003 | 9 |  | No | Electrical BOS | Soligent De-listing | 0 |  | De-Listing & Stock Qty Unavailable |  | Not Applicable
550-0500 | 550-0500 | BenQ, MCR Metal Bracket Kit, 74.M2M03.002 | 17 |  | No | Electrical BOS | Soligent De-listing | 0 |  | De-Listing & Stock Qty Unavailable |  | Not Applicable
550-0501 | 550-0501 | BenQ, Transition cable, Female/100mm stripped wire, disconnect tool Included, 10', 27.03212.002 | 135 |  | No | Electrical BOS | Soligent De-listing | 0 |  | De-Listing & Stock Qty Unavailable |  | Not Applicable
550-0502 | 550-0502 | BenQ, Transition cable, Female/100mm stripped wire, disconnect tool Included, 5', 27.03212.001 | 99 |  | No | Electrical BOS | Soligent De-listing | 0 |  | De-Listing & Stock Qty Unavailable |  | Not Applicable
550-0503 | 550-0503 | BenQ, Transition cable, Male/100mm stripped wire, disconnect tool Included, 10', 27.03212.004, SPECIAL PRICING - LIMITED QUANTITY - ONLY WHILE SUPPLIES LAST | 143 |  | No | Electrical BOS | Soligent De-listing | 0 |  | De-Listing & Stock Qty Unavailable |  | Not Applicable
550-0504 | 550-0504 | BenQ, Extension cable, Female/Male, 5', 27.03112.001 | 139 |  | No | Electrical BOS | Soligent De-listing | 0 |  | De-Listing & Stock Qty Unavailable |  | Not Applicable
550-0505 | 550-0505 | BenQ, Transition cable, Male/100mm stripped wire, disconnect tool Included, 5', 27.03212.003 | 145 |  | No | Electrical BOS | Soligent De-listing | 0 |  | De-Listing & Stock Qty Unavailable |  | Not Applicable
550-0506 | 550-0506 | SMA, AC Male protective cap, for sealing the SB240 Microinverter AC connection, Qty. 1, 42-46300 | 1 |  | No | Electrical BOS | Soligent De-listing | 0 |  | De-Listing & Stock Qty Unavailable |  | Not Applicable
550-0507 | 550-0507 | SMA, AC female field plug, for split arrays or homeruns with SB240 Microinverter, Qty. 1, MI-ACCON-US-10 | 16 |  | No | Inverters | Vendor De-listing | 0 |  | De-Listing & Stock Qty Unavailable |  | Not Applicable
550-0508 | 550-0508 | Wiley Electronics, Cable Clip for Modules at 90 degrees, Stainless Steel, for 2 Cables (4.1 - 7.49mm) Qty. 100, ACC-F90-1 | 79.72 |  | No | Electrical BOS | Soligent De-listing | 75.63 |  | De-Listing & Stock Qty Unavailable |  | Not Applicable
550-0509 | 550-0509 | Rennsteig, Mount for bench top production, for Rennsteig’s Crimp System Tool , 624 40098 3 | 172 |  | No | Electrical BOS | Soligent De-listing | 0 |  | De-Listing & Stock Qty Unavailable |  | Not Applicable
550-0510 | 550-0510 | Multi-Contact, Crimping Pliers for MC4 Latching Connectors, for use on 12/10/8 AWG Cable, PV-CZM-22100, 32.6020-22100 | 1013 |  | No | Electrical BOS | Soligent De-listing | 0 |  | De-Listing & Stock Qty Unavailable |  | Not Applicable
550-0511 | 550-0511 | Rennsteig, Empty Crimp Set case (content: spare parts only) no tool inside, 624 105-25 | 69 |  | No | Electrical BOS | Soligent De-listing | 0 |  | De-Listing & Stock Qty Unavailable |  | Not Applicable
550-0512 | 550-0512 | PV Wire, 10AWG, UL4703, 1000VDC-2000VDC, 19 Strand Cu, Red, Single Jacket , 0.26" (6.6mm) OD, 1000' spool, 01-PV-1019X-SJ-RD-2N | 407.89 |  | No | Electrical BOS | Shippable | 397.44 |  | Shippable but Stock Qty Unavailable |  | Not Applicable
550-0513 | 550-0513 | Heyco, Strain Relief, Cord Grip, Multi-Hole, 1 -1/2", Nylon with TPE Sealing Gland, with locknut, for USE-2, Qty. 1, M3317GBQ-SM | 34 |  | No | Electrical BOS | Soligent De-listing | 0 |  | De-Listing & Stock Qty Unavailable |  | Not Applicable
550-0514 | 550-0514 | UniRac, SolarMount, Micro Wire Management Clip, UV Plastic, Qty. 1, 008012P | 0.99 |  | No | Racking | Vendor De-listing | 0 |  | De-Listing & Stock Qty Unavailable |  | Not Applicable
550-0516 | 550-0516 | Solaredge, 2-Module Branch Cable, male units & female units, Qty. 1 bag of 20 pairs, SE-CBY-2MM | 642 |  | No | Inverters | Soligent De-listing | 0 |  | De-Listing & Stock Qty Unavailable |  | Not Applicable
550-0519 | 550-0519 | Multi-Contact, MC4 Connector with Boot for 5.5 to 9mm OD #10/12 AWG PV Wire, Female (+), 1000VDC, PV-KBT4/6II-UR, 18-32.0016P0001-UR | 0.73 |  | No | Electrical BOS | Soligent De-listing | 0.73 |  | De-Listing & Stock Qty Unavailable |  | Not Applicable
550-0520 | 550-0520 | Multi-Contact, MC4 Connector with Boot for 5.5 to 9mm OD #10/12 AWG PV Wire, Male (-), 1000VDC, PV-KST4/6II-UR, 18-32.0017P0001-UR | 1.11 |  | No | Electrical BOS | Soligent De-listing | 1.11 |  | De-Listing & Stock Qty Unavailable |  | Not Applicable
550-0525 | 550-0525 | Fronius, Symo 24.0, 6 MC-4 Positive & Negative String Connector Cables (Whips), 43,0004,5998 | 70.8 |  | No | Inverters | Soligent De-listing | 40.69 |  | De-Listing & Stock Qty Unavailable |  | Not Applicable
550-0528 | 550-0528 | Bare Solid Copper, 6 AWG, Soft Drawn, 315' Spool, 02-SDBC-6S | 280.86 |  | No | Electrical BOS | Soligent De-listing | 251.12 |  | De-Listing & Stock Qty Unavailable |  | Not Applicable
550-0529 | 550-0529 | Rennsteig, Custom Quote, Enter Quote Number and Custom Price |  |  | No | Electrical BOS | Soligent De-listing | 0 |  | Not Applicable |  | Not Applicable
550-0530 | 550-0530 | Bare Solid Copper, 6 AWG, Soft Drawn, 250' Spool, 02-SDBC-6S-250 | 104.93 |  | No | Electrical BOS | Shippable | 93.82 |  | Shippable but Stock Qty Unavailable |  | Not Applicable
550-0532 | 550-0532 | PV Wire, 10AWG, UL4703, 1000VDC-2000VDC, 19 Strand Cu, Black, Single Jacket , 0.26" (6.6mm) OD, 1000' spool, 01-PV-1019X-SJ-BK-2N | 632.28 |  | No | Electrical BOS | Soligent De-listing | 616.06 |  | De-Listing & Stock Qty Unavailable |  | Not Applicable
550-0919 | 550-0919 | Amphenol, Helios H4 Connector with Boot for 5.25 mm to 7.7 mm OD #12AWG PV Wire, Female (+), 1000VDC UL, (H4CFC4D-M), 18-H4CFC4DMS | 1.42 |  | No | Electrical BOS | Vendor De-listing | 1.31 |  | De-Listing & Stock Qty Unavailable |  | Not Applicable
550-0920 | 550-0920 | Amphenol, Helios H4 Connector with Boot for 5.25 mm to 7.7 mm OD #12AWG PV Wire, Male (-), 1000VDC UL, H4CMC4D-N, 18-H4CMC4DMS | 1.42 |  | No | Electrical BOS | Vendor De-listing | 1.31 |  | De-Listing & Stock Qty Unavailable |  | Not Applicable
550-9004 | 550-9004 | PV Wire, 10AWG, with TE Female Negative & Male Neutral, 600VDC, 6', 19-JTEMNFM10PDB6006 | 15 |  | No | Electrical BOS | Soligent De-listing | 0 |  | De-Listing & Stock Qty Unavailable |  | Not Applicable
550-9005 | 550-9005 | PV Wire, 10AWG, with TE Female Negative & Male Neutral, 600VDC, 15', 19-JTEMNFM10PDB6015 | 21.01 |  | No | Electrical BOS | Soligent De-listing | 0 |  | De-Listing & Stock Qty Unavailable |  | Not Applicable
550-9006 | 550-9006 | PV Wire, 10AWG, with TE Female Negative & Male Neutral, 600VDC, 25', 19-JTEMNFM10PDB6025 | 26.38 |  | No | Electrical BOS | Soligent De-listing | 0 |  | De-Listing & Stock Qty Unavailable |  | Not Applicable
550-9007 | 550-9007 | PV Wire, 10AWG, with TE Female Negative & Male Neutral, 600VDC, 30' | 13.18 |  | No | Electrical BOS | Soligent De-listing | 0 |  | De-Listing & Stock Qty Unavailable |  | Not Applicable
550-9008 | 550-9008 | PV Wire, 10AWG, with TE Female Negative & Male Neutral, 600VDC, 50' | 10.54 |  | No | Electrical BOS | Soligent De-listing | 0 |  | De-Listing & Stock Qty Unavailable |  | Not Applicable
550-9009 | 550-9009 | PV Wire, 10AWG, with TE Female Negative & Male Neutral, 600VDC, 100', 19-JTEMNFM10PVDB6100 | 85 |  | No | Electrical BOS | Soligent De-listing | 0 |  | De-Listing & Stock Qty Unavailable |  | Not Applicable
550-9010 | 550-9010 | Multi-Contact, MC4 Connector with Boot for 3 to 6mm OD #14 AWG USE-2, Female (+), Qty. 1, PV-KBT4/2.5I-UR, 32.0010P0001-UR | 4.99 |  | No | Electrical BOS | Soligent De-listing | 0 |  | De-Listing & Stock Qty Unavailable |  | Not Applicable
550-9011 | 550-9011 | Multi-Contact, MC4 Connector with Boot for 3 to 6mm OD #14 AWG USE-2, Male (-), Qty. 1, PV-KST4/2.5I-UR, 32.0011P0001-UR | 3.99 |  | No | Electrical BOS | Soligent De-listing | 0 |  | De-Listing & Stock Qty Unavailable |  | Not Applicable
550-9012 | 550-9012 | SMA, AC cable for external applications, for Sunny Boy 240 Microinverter, Qty. 100m cable roll, MG-ACCAB100-US-10 | 1116 |  | No | Electrical BOS | Soligent De-listing | 0 |  | De-Listing & Stock Qty Unavailable |  | Not Applicable
550-9013 | 550-9013 | SMA, AC cable for split arrays or homeruns, 3-wire, #14 AWG, for SB240 Microinverter, Qty. 200m (656') cable roll, MG-ACCAB200-US-10 | 2045 |  | No | Inverters | Soligent De-listing | 0 |  | De-Listing & Stock Qty Unavailable |  | Not Applicable
550-9014 | 550-9014 | SMA, AC Female field plug and AC Male protective cap to seal the AC connection, for SB240 Microinverter, Qty. 1, 95-7020, SPECIAL PRICING - LIMITED QUANTITY - ONLY WHILE SUPPLIES LAST | 17 |  | No | Inverters | Soligent De-listing | 0 |  | De-Listing & Stock Qty Unavailable |  | Not Applicable
550-9015 | 550-9015 | TE Connectivity, Replacement Part, SolarLok Screw-Machined Pin, 12AWG (4mm), Male, 18-1987280-2 | 1 |  | No | Electrical BOS | Soligent De-listing | 0 |  | De-Listing & Stock Qty Unavailable |  | Not Applicable
550-9016 | 550-9016 | TE Connectivity, Replacement Part, SolarLok Screw-Machined Pin, 12AWG (4mm), Female, 18-1987281-2 | 1 |  | No | Electrical BOS | Soligent De-listing | 0 |  | De-Listing & Stock Qty Unavailable |  | Not Applicable
550-9017 | 550-9017 | Heyco, Strain Relief, Cord Grip, 11-Hole, 1-1/2", Nylon NPT, 11-7.7mm, for PV Wire, Qty. 1, M3317GBZ-SM, 550-9017 | 34 |  | No | Electrical BOS | Soligent De-listing | 0 |  | De-Listing & Stock Qty Unavailable |  | Not Applicable
550-9018 | 550-9018 | Connector Adapter Pair, SMK Female(+) to MC4 Male(-) and SMK Male(-) to MC4 Female(+), 6" | 13 |  | No | Electrical BOS | Soligent De-listing | 0 |  | De-Listing & Stock Qty Unavailable |  | Not Applicable
550-9019 | 550-9019 | Wiley Electronics, Cable Clip for Modules at 90 degrees, Stainless Steel, for 2 large diameter PV cables/ 2 micro inverter cables/ 2 AC module cables/ 1 trunk cable, Qty. 100, ACC-F2-90 | 87.97 |  | No | Electrical BOS | Soligent De-listing | 83.46 |  | De-Listing & Stock Qty Unavailable |  | Not Applicable
550-9020 | 550-9020 | Wiley Electronics, Cable Clip for Modules at 90 degrees, Stainless Steel, for 4 PV cables and can be installed parallel or perpendicular to module frame, Qty. 100, ACC-F4-90 | 121.99 |  | No | Electrical BOS | Soligent De-listing | 0 |  | De-Listing & Stock Qty Unavailable |  | Not Applicable
550-9021 | 550-9021 | Heyco, Strain Relief, Cord Grip, 19-Hole, 2", Nylon NPT with metal locknut, 7.7mm, for 1000 PV Wire or USE-2, Skinned, Qty. 1, M3321GBX-SM, 550-9021 | 36 |  | No | Electrical BOS | Soligent De-listing | 0 |  | De-Listing & Stock Qty Unavailable |  | Not Applicable
550-9022 | 550-9022 | Connector Adapter pairs , -----> FREE<----- CSP-JC MC4 PV2b-UL 1000 jumper cable pairs, 0200 | 0 |  | No | Electrical BOS | Shippable | 0 |  | Shippable but Price & Stock Qty Unavailable |  | Not Applicable
550-9023 | 550-9023 | SolarWorld, Sunclip, Universal Wire management clip, 33mm, Black, Qty. 1, 10001340 | 1.25 |  | No | Electrical BOS | Soligent De-listing | 0 |  | De-Listing & Stock Qty Unavailable |  | Not Applicable
550-9024 | 550-9024 | Suncrest, Bulk Wire item, WIR-0020 | 0 |  | No | Electrical BOS | Soligent De-listing | 0 |  | Not Applicable |  | Not Applicable
550-9029 | 550-9029 | UniRac, Heyco Sunrunner 1-2 PV Wire Clip, Qty.1 pack of 100, 008019S | 44.3 |  | No | Racking | Soligent De-listing | 43.75 |  | De-Listing & Stock Qty Unavailable |  | Not Applicable
550-9030 | 550-9030 | UniRac, Heyco Sunrunner-4 PV Wire Clip, Qty.1 pack of 100, 008020S | 60.76 |  | No | Racking | Soligent De-listing | 60 |  | De-Listing & Stock Qty Unavailable |  | Not Applicable
550-9033 | 550-9033 | THHN/THWN-2, 6 AWG, Black, 600V, 500', 01-THHN-6X-BLK | 533.66 |  | No | Electrical BOS | Soligent De-listing | 506.29 |  | De-Listing & Stock Qty Unavailable |  | Not Applicable
550-9034 | 550-9034 | THHN/THWN-2, 6 AWG, Red, 600V, 500', 01-THHN-6X-RED | 533.66 |  | No | Electrical BOS | Soligent De-listing | 506.29 |  | De-Listing & Stock Qty Unavailable |  | Not Applicable
550-9035 | 550-9035 | THHN/THWN-2, 6 AWG, White, 600V, 500', 01-THHN-6X-White | 533.66 |  | No | Electrical BOS | Soligent De-listing | 506.29 |  | De-Listing & Stock Qty Unavailable |  | Not Applicable
550-9036 | 550-9036 | THHN/THWN-2, 6 AWG, Green, 600V, 500', 01-THHN-6X-Green | 533.66 |  | No | Electrical BOS | Soligent De-listing | 506.29 |  | De-Listing & Stock Qty Unavailable |  | Not Applicable
550-9037 | 550-9037 | THHN/THWN-2, 8 AWG, Black, 600V, 500', 01-THHN-8X-BLK | 337.72 |  | No | Electrical BOS | Soligent De-listing | 329.06 |  | De-Listing & Stock Qty Unavailable |  | Not Applicable
550-9038 | 550-9038 | THHN/THWN-2, 8 AWG, Red, 600V, 500', 01-THHN-8X-RED | 346.85 |  | No | Electrical BOS | Soligent De-listing | 329.06 |  | De-Listing & Stock Qty Unavailable |  | Not Applicable
550-9039 | 550-9039 | THHN/THWN-2, 8 AWG, White, 600V, 500', 01-THHN-8X-White | 346.85 |  | No | Electrical BOS | Soligent De-listing | 329.06 |  | De-Listing & Stock Qty Unavailable |  | Not Applicable
550-9040 | 550-9040 | THHN/THWN-2, 8 AWG, Green, 600V, 500', 01-THHN-8X-Green | 346.85 |  | No | Electrical BOS | Soligent De-listing | 329.06 |  | De-Listing & Stock Qty Unavailable |  | Not Applicable
550-9044 | 550-9044 | THHN/THWN-2, 10 AWG, Green, 600V, 500', 01-THHN-10X-Green | 216.22 |  | No | Electrical BOS | Shippable | 205.13 |  | Shippable but Stock Qty Unavailable |  | Not Applicable
550-9045 | 550-9045 | THHN/THWN-2, 4 AWG, Black, 600V, 500', 01-THHN-4X-BLK | 878.38 |  | No | Electrical BOS | Shippable | 833.33 |  | Shippable but Stock Qty Unavailable |  | Not Applicable
550-9047 | 550-9047 | Bare Solid Copper, 4 AWG, Soft Drawn, 500' Spool, 02-SDBC-4S-500 | 749 |  | No | Electrical BOS | Soligent De-listing | 710.59 |  | De-Listing & Stock Qty Unavailable |  | Not Applicable
550-9049 | 550-9049 | C-Tap Connector, Green, 12-4AWG, 15-54725 | 8.35 |  | No | Electrical BOS | Soligent De-listing | 7.35 |  | De-Listing & Stock Qty Unavailable |  | Not Applicable
550-9050 | 550-9050 | PV Wire, 10AWG, UL4703, 1000VDC-2000VDC, 19 Strand Cu, Black, Single Jacket , 0.26" (6.6mm) OD, 500' Spool, 01-PV-1019X-SJ-BK-2N-500 | 189.39 |  | No | Electrical BOS | Shippable | 166.67 |  | Shippable but Stock Qty Unavailable |  | Not Applicable
550-9051 | 550-9051 | PV Wire, 10AWG, UL4703, 1000VDC-2000VDC, 19 Strand Cu, Black, Single Jacket , 0.26" (6.6mm) OD, 500' spool, 01-PV-1019X-SJ-BK-2N (500) | 234.87 |  | No | Electrical BOS | Soligent De-listing | 225.95 |  | De-Listing & Stock Qty Unavailable |  | Not Applicable
550-9052 | 550-9052 | PV Wire, 10AWG, UL4703, 1000VDC-2000VDC, 19 Strand Cu, Red, Single Jacket , 0.26" (6.6mm) OD, 500' spool, 01-PV-1019X-SJ-RD-2N (500) | 234.66 |  | No | Electrical BOS | Soligent De-listing | 228.64 |  | De-Listing & Stock Qty Unavailable |  | Not Applicable
550-9056 | 550-9056 | Wiley Electronics, Bundle Strap, Vinyl Coated Stainless Steel Cable Tie, 14" Long, Qty. 1, 18-WBS14V | 0.77 |  | No | Electrical BOS | Soligent De-listing | 0.61 |  | De-Listing & Stock Qty Unavailable |  | Not Applicable
550-9070 | 550-9070 | Nine Fasteners, Enphase Module Clip, Holds 1 or 2 Enphase Trunk Cables, Stainless Steel, DCS-1414 | 22.97 |  | No | Electrical BOS | Vendor De-listing | 21.25 |  | De-Listing & Stock Qty Unavailable |  | Not Applicable
550-9074 | 550-9074 | Rennsteig, Crimping Tool, MC4, Tool Frame, Die Set & Locator, AWG 12/10/8, 624 1301 3 1 RT | 345.01 |  | No | Electrical BOS | Shippable | 319.14 |  | Shippable but Stock Qty Unavailable |  | Not Applicable
550-9075 | 550-9075 | Monroe Titan, MC4 OPEN ENDED SPANNER | 1.35 |  | No | Electrical BOS | Soligent De-listing | 1.28 |  | De-Listing & Stock Qty Unavailable |  | Not Applicable
550-9076 | 550-9076 | SunModo, SMR Cable Clip, A20162-001 | 0.13 |  | No | Electrical BOS | Soligent De-listing | 0.13 |  | De-Listing & Stock Qty Unavailable |  | Not Applicable
550-9100 | 550-9100 | Romex, (MN-B) #6 AWG, 6/3, 7 Strand Black/Red/White, Solid, 125' Coil | 3.9 |  | No | Electrical BOS | Shippable | 3.75 |  | Shippable but Stock Qty Unavailable |  | Not Applicable
550-9101 | 550-9101 | THHN/THWN-2, #3 AWG, Black, 19 Strand CU, 1FT, 600Vac | 1.4 |  | No | Electrical BOS | Shippable | 1.34 |  | Shippable but Stock Qty Unavailable |  | Not Applicable
550-9102 | 550-9102 | URD, 2-2-2 AWG Direct Durial 7 Strand AL Cable, 1 Ft. 600Vac | 2.02 |  | No | Electrical BOS | Shippable | 1.94 |  | Shippable but Stock Qty Unavailable |  | Not Applicable
550-9104 | 550-9104 | UniRac, Heyco Sunrunner 4-2U Cable Clip, Qty. pack of 100, 008018S | 1.25 |  | No | Racking | Shippable | 1.24 |  | Shippable but Stock Qty Unavailable | USSSP110-1483 | Already Listed
550-9106 | 550-9106 | Romex, #10 AWG, 10/2, Black/White, Solid, 250FT, 600VAC, 0041-4150 | 246.71 |  | No | Electrical BOS | Shippable | 237.34 |  | Shippable but Stock Qty Unavailable |  | Not Applicable
550-9107 | 550-9107 | Romex, #12 AWG, 12/2, Black/White, Solid, 250FT, 600VAC, 0041-4144 | 154.63 |  | No | Electrical BOS |  | 148.76 |  | Item Status & Stock Qty. Unavailable |  | Not Applicable
550-9112 | 550-9112 | QuickMount, JayBox, Rail-Mounted, 8 X 9" with DIN Rail and Rail Hanger Brackets, QM-JBX-RL02-B1 | 34.97 |  | No | Racking | Vendor De-listing | 34.54 |  | De-Listing & Stock Qty Unavailable |  | Not Applicable
550-9114 | 550-9114 | QC-4, Connector Set, Male/Female w/Pins, 1500V for AWG 10/12/14 PV/USE Wire, 18-QC4.10-CD | 4.92 |  | No | Electrical BOS | Shippable | 4.33 |  | Shippable but Stock Qty Unavailable |  | Not Applicable
550-9115 | 550-9115 | QC-4, Crimping Tool, Tool Frame, Die Set, AWG 10/12/14, 18-QC4-CRIMPTOOL | 195.45 |  | No | Electrical BOS | Shippable | 172 |  | Shippable but Stock Qty Unavailable |  | Not Applicable
550-9116 | 550-9116 | QC-4, Crimping Tool Kit, Includes: Crimping Tool, Stripping Pliers, QC4 Spanner Wrenches, 18-QC-TOOLKIT | 280.3 |  | No | Electrical BOS | Shippable | 246.67 |  | Shippable but Stock Qty Unavailable |  | Not Applicable
551-0001 | 551-0001 | 3/4" EMT, Qty.1, Full 10" Stick | 12.11 |  | No | Electrical BOS | Soligent De-listing | 10.65 |  | De-Listing & Stock Qty Unavailable |  | Not Applicable
551-0004 | 551-0004 | 3/4" Insulated Bonding Bushing with Lug, Qty.1, ARL-451 | 8.61 |  | No | Electrical BOS | Vendor De-listing | 7.57 |  | De-Listing & Stock Qty Unavailable |  | Not Applicable
551-0005 | 551-0005 | 3/4" LB Aluminum, without cover, Qty.1, Topaz LB2 | 13.74 |  | No | Electrical BOS | Shippable | 12.09 |  | Shippable but Stock Qty Unavailable |  | Not Applicable
551-0006 | 551-0006 | 3/4" LL Aluminum, without cover, Qty.1, Topaz LL2 | 16.1 |  | No | Electrical BOS | Vendor De-listing | 12.55 |  | De-Listing & Stock Qty Unavailable |  | Not Applicable
551-0010 | 551-0010 | 3/4" Conduit Hanger (Minerallac) with 1/4" Bolt, Qty.1, Caddy CD1B | 1.04 |  | No | Electrical BOS | Shippable | 0.83 |  | Shippable but Stock Qty Unavailable |  | Not Applicable
551-0011 | 551-0011 | 1" EMT, Qty.1, 10' Length | 21.65 |  | No | Electrical BOS | Soligent De-listing | 20.54 |  | De-Listing & Stock Qty Unavailable |  | Not Applicable
551-0015 | 551-0015 | 1" LB Aluminum, without cover, Qty.1, Topaz LB3 | 22.65 |  | Yes | Electrical BOS | Vendor De-listing | 17.65 |  | De-Listing & Stock Qty Unavailable |  | Not Applicable
551-0016 | 551-0016 | 1" LL Aluminum, without cover, Qty.1, Topaz LL3 | 21.67 |  | No | Electrical BOS | Shippable | 19.07 |  | Shippable but Stock Qty Unavailable |  | Not Applicable
551-0017 | 551-0017 | 1" LR Aluminum, without cover, Qty.1, Topaz LR3 | 21.24 |  | No | Electrical BOS | Shippable | 18.69 |  | Shippable but Stock Qty Unavailable |  | Not Applicable
551-0018 | 551-0018 | 1” Conduit Body Cover, add Gasket, Topaz 573 | 6.45 |  | No | Electrical BOS | Vendor De-listing | 5.03 |  | De-Listing & Stock Qty Unavailable |  | Not Applicable
551-0019 | 551-0019 | 1" Conduit Hanger (Minerallac) with 1/4" Bolt, Qty.1, Caddy CD2B | 1.36 |  | No | Electrical BOS | Shippable | 1.08 |  | Shippable but Stock Qty Unavailable |  | Not Applicable
551-0025 | 551-0025 | 6x6x6 PVC Junction Box, Qyt.1, KRALOY JB666 | 39.41 |  | No | Electrical BOS | Shippable | 37.38 |  | Shippable but Stock Qty Unavailable |  | Not Applicable
551-0027 | 551-0027 | 1” Conduit Body Neoprene Cover Gasket, Body 100 | 2.11 |  | No | Electrical BOS | Shippable | 1.85 |  | Shippable but Stock Qty Unavailable |  | Not Applicable
551-0045 | 551-0045 | 1" EMT, Qty 1, 1' Length, 15-CON-EMT-1 | 3.79 |  | No | Electrical BOS | Soligent De-listing | 3.33 |  | De-Listing & Stock Qty Unavailable |  | Not Applicable
551-0046 | 551-0046 | 1" EMT Rain Tight Compression Connector, Qty.1, 15-OF7603-W | 2.7 |  | No | Electrical BOS | Shippable | 2.37 |  | Shippable but Stock Qty Unavailable |  | Not Applicable
551-0047 | 551-0047 | 1" EMT Rain Tight Compression Coupling, Qty.1, 15-OF7613-W | 3.06 |  | No | Electrical BOS | Shippable | 2.69 |  | Shippable but Stock Qty Unavailable |  | Not Applicable
551-0048 | 551-0048 | 1" Plastic Bushing, Qty.1, 15-PB-100 | 0.36 |  | No | Electrical BOS | Shippable | 0.29 |  | Shippable but Stock Qty Unavailable |  | Not Applicable
551-0049 | 551-0049 | 1-1/4" Plastic Bushing, Qty.1, 15-PB-125 | 0.42 |  | No | Electrical BOS | Shippable | 0.33 |  | Shippable but Stock Qty Unavailable |  | Not Applicable
551-0050 | 551-0050 | 1" Insulated Bonding Bushing with Lug, Qty.1, 15-GBLL-100 | 4.35 |  | No | Electrical BOS | Shippable | 3.83 |  | Shippable but Stock Qty Unavailable |  | Not Applicable
551-0051 | 551-0051 | 3/4" Plastic Bushing, Qty.1, 15PB-75 | 0.18 |  | No | Electrical BOS | Shippable | 0.14 |  | Shippable but Stock Qty Unavailable |  | Not Applicable
551-0055 | 551-0055 | 3/4" EMT 1 Hole Steel Strap, Qty.1, ¾ EMT STRAP | 0.24 |  | No | Electrical BOS | Soligent De-listing | 0.19 |  | De-Listing & Stock Qty Unavailable |  | Not Applicable
551-0058 | 551-0058 | 1-1/4" Universal Strut Clamp, Qty. 1, 15-ST-125 | 1.27 |  | No | Electrical BOS | Shippable | 1.12 |  | Shippable but Stock Qty Unavailable |  | Not Applicable
551-0060 | 551-0060 | 1" Watertight Connector, Myers Hub, Qty.1, 15-WH-100 | 7.68 |  | No | Electrical BOS | Shippable | 6.76 |  | Shippable but Stock Qty Unavailable |  | Not Applicable
551-0061 | 551-0061 | 1-1/4" Watertight Connector, Myers Hub, Qty.1, 15-WH-125 | 7.84 |  | No | Electrical BOS | Shippable | 7.44 |  | Shippable but Stock Qty Unavailable |  | Not Applicable
551-0062 | 551-0062 | 1-1/2" Watertight Connector, Myers Hub, Qty.1, 15-WH-150 | 8.74 |  | No | Electrical BOS | Shippable | 8.29 |  | Shippable but Stock Qty Unavailable |  | Not Applicable
551-0063 | 551-0063 | 2" Watertight Connector, Myers Hub, Qty.1, 15-WH-200 | 12.55 |  | No | Electrical BOS | Shippable | 11.91 |  | Shippable but Stock Qty Unavailable |  | Not Applicable
551-0064 | 551-0064 | 2" Off-Set Nipple, QTY.1, 15-ON-200 | 7.19 |  | No | Electrical BOS | Shippable | 6.82 |  | Shippable but Stock Qty Unavailable |  | Not Applicable
551-0065 | 551-0065 | 1/4-20 X 1" Hex Bolt, Grade 2, 50 Pack, 15-F4P CES14X1HBG2ZJ | 443.92 |  | No | Electrical BOS | Soligent De-listing | 421.15 |  | De-Listing & Stock Qty Unavailable |  | Not Applicable
551-0066 | 551-0066 | 1/4" Flat Washer, Zink, 100 Pack, 15-F4P CES14FWSAEZJ | 421.62 |  | No | Electrical BOS | Soligent De-listing | 400 |  | De-Listing & Stock Qty Unavailable |  | Not Applicable
551-0067 | 551-0067 | 1/4' Lock Washer, Zink, 100 Pack, 15-F4P CES14LWZJ | 316.22 |  | No | Electrical BOS | Vendor De-listing | 300 |  | De-Listing & Stock Qty Unavailable |  | Not Applicable
551-0068 | 551-0068 | 1/4" Channel Nut with Spring, (Strut Nut), 15-WISPNUT1/4 | 0.88 |  | No | Electrical BOS | Shippable | 0.77 |  | Shippable but Stock Qty Unavailable |  | Not Applicable
551-0070 | 551-0070 | Reducing Bushing, Threaded, 1-1/4 to 3/4",Qty.1, 15-RB-125/75 | 5.26 |  | No | Electrical BOS | Shippable | 4.63 |  | Shippable but Stock Qty Unavailable |  | Not Applicable
551-0071 | 551-0071 | 3/4 " PVC-TA, Male Adapter, 15-PVC-F-TA7 | 0.84 |  | No | Electrical BOS | Shippable | 0.67 |  | Shippable but Stock Qty Unavailable |  | Not Applicable
551-0072 | 551-0072 | 3/4" PVC Coupling , QTY1. 15-PVC-F-CP07 | 0.32 |  | No | Electrical BOS | Shippable | 0.25 |  | Shippable but Stock Qty Unavailable |  | Not Applicable
551-0073 | 551-0073 | 1-5/8 X 13/16 Channel (Uni-Strut), 10' Length, 15-AS-164-OS-10-PG | 21.49 |  | No | Electrical BOS | Shippable | 20.38 |  | Shippable but Stock Qty Unavailable |  | Not Applicable
551-0075 | 551-0075 | UniTap, Burndy BIT4 One Side #4-14 Wire, Qty.1, BIT4 | 12.76 |  | No | Electrical BOS | Shippable | 12.44 |  | Shippable but Stock Qty Unavailable |  | Not Applicable
551-0076 | 551-0076 | 4x4x4 PVC Junction Box, Qty.1, KRALOY, 15-JB444 | 18.45 |  | No | Electrical BOS | Shippable | 16.24 |  | Shippable but Stock Qty Unavailable |  | Not Applicable
551-0097 | 551-0097 | 1" Emt & Rigid Conduit Hanger W/Bolt, Qty: 1, WI 2-WBA-B, 0321-1281 | 0.44 |  | No | Electrical BOS | Shippable | 0.35 |  | Shippable but Stock Qty Unavailable |  | Not Applicable
551-0098 | 551-0098 | 1" EMT 1 Hole Strap, Qty: 1, 533, 0213-5376 | 0.4 |  | No | Electrical BOS | Shippable | 0.32 |  | Shippable but Stock Qty Unavailable |  | Not Applicable
551-0101 | 551-0101 | 1" EMT RainTight Compression Connector, Qty: 1, WI MECR-752, 0285-2916 | 1.88 |  | No | Electrical BOS | Shippable | 1.65 |  | Shippable but Stock Qty Unavailable |  | Not Applicable
551-0103 | 551-0103 | 1" EMT RainTight Compression Coupling, Qty: 1, WI MECR-762, 0285-2970 | 2.45 |  | No | Electrical BOS | Shippable | 2.16 |  | Shippable but Stock Qty Unavailable |  | Not Applicable
551-0105 | 551-0105 | 1" Flex Metallic 90 DEG Squeeze Connector, Qty: 1, 103, 0011-0647 | 6.21 |  | No | Electrical BOS | Shippable | 5.47 |  | Shippable but Stock Qty Unavailable |  | Not Applicable
551-0106 | 551-0106 | 1" Flex Metallic 90 DEG Squeeze Connector, Qty: 1, WI L110-3, 0285-2793 | 4.24 |  | No | Electrical BOS | Shippable | 3.73 |  | Shippable but Stock Qty Unavailable |  | Not Applicable
551-0107 | 551-0107 | 1" Flex Zinc Die Cast Squeeze Connector, Qty: 1, 153, 0011-0623 | 2.61 |  | No | Electrical BOS | Shippable | 2.29 |  | Shippable but Stock Qty Unavailable |  | Not Applicable
551-0109 | 551-0109 | 1" Flexible Non-Metallic PVC Liquid Tight Conduit, 100' Coil, CAR100, 0328-4646 | 136.78 |  | No | Electrical BOS | Shippable | 131.58 |  | Shippable but Stock Qty Unavailable |  | Not Applicable
551-0110 | 551-0110 | 1" Flexible Non-Metallic PVC Top-Flex Liquid Tight Conduit, UL, 100' Coil, WI MN100, 0278-3790 | 116.03 |  | No | Electrical BOS | Shippable | 110.08 |  | Shippable but Stock Qty Unavailable |  | Not Applicable
551-0112 | 551-0112 | 1" PVC 45 DEG Elbow, Slip Connection, 7.125", Gray, Qty: 1, EL45, 0012-4594 | 1.3 |  | No | Electrical BOS | Shippable | 1.15 |  | Shippable but Stock Qty Unavailable |  | Not Applicable
551-0113 | 551-0113 | 1" PVC 90 DEG Elbow, Slip Connection, 9", Gray, Qty: 1, EL90, 0012-4630 | 1.36 |  | No | Electrical BOS | Shippable | 1.2 |  | Shippable but Stock Qty Unavailable |  | Not Applicable
551-0114 | 551-0114 | 1" PVC Schedule 40 Coupling, Gray, Qty: 1, CP10, 0012-4492 | 0.38 |  | No | Electrical BOS | Shippable | 0.3 |  | Shippable but Stock Qty Unavailable |  | Not Applicable
551-0115 | 551-0115 | 1" PVC Schedule 40, Qty.1FT, 0002-7427 | 222.22 |  | No | Electrical BOS | Soligent De-listing | 213.78 |  | De-Listing & Stock Qty Unavailable |  | Not Applicable
551-0116 | 551-0116 | 1" Rigid Plastic Insulating Bushing, Qty: 1, 833, 0218-9733 | 0.24 |  | No | Electrical BOS | Shippable | 0.19 |  | Shippable but Stock Qty Unavailable |  | Not Applicable
551-0117 | 551-0117 | 1" Rigid Water Tight Hub with insulated throat, Qty: 1, 203, 0011-0953 | 5.05 |  | No | Electrical BOS | Shippable | 4.44 |  | Shippable but Stock Qty Unavailable |  | Not Applicable
551-0121 | 551-0121 | 1/2" Flex Metallic 90 DEG Squeeze Connector, Qty: 1, 101, 0011-0641 | 1 |  | No | Electrical BOS | Shippable | 0.88 |  | Shippable but Stock Qty Unavailable |  | Not Applicable
551-0122 | 551-0122 | 1/2" Flex Metallic 90 DEG Squeeze Connector, Qty: 1, WI L110-1, 0285-2784 | 0.83 |  | No | Electrical BOS | Shippable | 0.73 |  | Shippable but Stock Qty Unavailable |  | Not Applicable
551-0123 | 551-0123 | 1/2" Flex Metallic Squeeze Connector, Qty: 1, 151, 0011-0617 | 0.98 |  | No | Electrical BOS | Shippable | 0.78 |  | Shippable but Stock Qty Unavailable |  | Not Applicable
551-0124 | 551-0124 | 1/2" Flex Metallic Squeeze Connector, Qty: 1, L421, 0076-3884 | 0.88 |  | No | Electrical BOS | Shippable | 0.77 |  | Shippable but Stock Qty Unavailable |  | Not Applicable
551-0125 | 551-0125 | 1/2" Flexible Aluminum Conduit Reduced Wall Flex Conduit, 100' Coil, 0012-6913 | 59.07 |  | No | Electrical BOS | Shippable | 56.04 |  | Shippable but Stock Qty Unavailable |  | Not Applicable
551-0126 | 551-0126 | 1/2" Flexible Non-Metallic PVC Liquid Tight Conduit, CAR050, 100' Coil, 0328-4667 | 70.27 |  | No | Electrical BOS | Shippable | 66.67 |  | Shippable but Stock Qty Unavailable |  | Not Applicable
551-0127 | 551-0127 | 1/2" Flexible Non-Metallic PVC Top-Flex Liquid Tight Conduit, UL, 100' Coil, WI MN050, 0278-3778 | 47.03 |  | No | Electrical BOS | Shippable | 44.62 |  | Shippable but Stock Qty Unavailable |  | Not Applicable
551-0128 | 551-0128 | 1/2" PVC 90 DEG Elbow, Slip Connection, 6.25", Gray, Qty: 1, EL90, 0011-4618 | 0.98 |  | No | Electrical BOS | Shippable | 0.78 |  | Shippable but Stock Qty Unavailable |  | Not Applicable
551-0129 | 551-0129 | 1/2" PVC Schedule 40 Coupling, Gray, Qty: 1, CP05, 0012-4486 | 0.2 |  | No | Electrical BOS | Shippable | 0.16 |  | Shippable but Stock Qty Unavailable |  | Not Applicable
551-0130 | 551-0130 | 1/2" PVC Schedule 40, Qty.1FT, 0002-7421 | 130.19 |  | No | Electrical BOS | Shippable | 123.51 |  | Shippable but Stock Qty Unavailable |  | Not Applicable
551-0131 | 551-0131 | 1-1/2" Emt & Rigid Conduit Hanger W/Bolt, Qty: 1, WI 4-WBA-B, 0321-1290 | 0.74 |  | No | Electrical BOS | Shippable | 0.59 |  | Shippable but Stock Qty Unavailable |  | Not Applicable
551-0132 | 551-0132 | 1-1/2" EMT 1 Hole Strap, Qty: 1, 535, 0213-5382 | 0.98 |  | No | Electrical BOS | Shippable | 0.78 |  | Shippable but Stock Qty Unavailable |  | Not Applicable
551-0133 | 551-0133 | 1-1/2" EMT 1 Hole Strap, Qty: 1, WI 1705, 0278-0727 | 0.74 |  | No | Electrical BOS | Shippable | 0.59 |  | Shippable but Stock Qty Unavailable |  | Not Applicable
551-0134 | 551-0134 | 1-1/2" EMT RainTight Compression Connector, Qty: 1, 655SRT, 0259-7949 | 5.23 |  | No | Electrical BOS | Shippable | 4.6 |  | Shippable but Stock Qty Unavailable |  | Not Applicable
551-0135 | 551-0135 | 1-1/2" EMT RainTight Compression Connector, Qty: 1, WI MECR-754, 0285-2928 | 4.06 |  | No | Electrical BOS | Shippable | 3.57 |  | Shippable but Stock Qty Unavailable |  | Not Applicable
551-0136 | 551-0136 | 1-1/2" EMT RainTight Compression Coupling, Qty: 1, 664SRT, 0259-0524 | 5.58 |  | No | Electrical BOS | Shippable | 4.91 |  | Shippable but Stock Qty Unavailable |  | Not Applicable
551-0137 | 551-0137 | 1-1/2" EMT RainTight Compression Coupling, Qty: 1, WI MECR-764, 0285-2976 | 4.91 |  | No | Electrical BOS | Shippable | 4.32 |  | Shippable but Stock Qty Unavailable |  | Not Applicable
551-0138 | 551-0138 | 1-1/2" EMT, Qty.1FT, 0003-0088, Full 10" Stick | 605.08 |  | No | Electrical BOS | Shippable | 582.1 |  | Shippable but Stock Qty Unavailable |  | Not Applicable
551-0139 | 551-0139 | 1-1/2" Insulated Zinc Metallic Grounding Bushings, Qty: 1, 335, 0219-6552 | 4.18 |  | No | Electrical BOS | Shippable | 3.68 |  | Shippable but Stock Qty Unavailable |  | Not Applicable
551-0140 | 551-0140 | 1-1/2" Malleable Grounding Bushing, Qty: 1, WI CBGI-155, 0293-7531 | 5 |  | No | Electrical BOS | Shippable | 4.4 |  | Shippable but Stock Qty Unavailable |  | Not Applicable
551-0141 | 551-0141 | 1-1/2" Plastic Electrical Bushing, Qty: 1, WI CPB150, 0283-0983 | 0.34 |  | No | Electrical BOS | Shippable | 0.27 |  | Shippable but Stock Qty Unavailable |  | Not Applicable
551-0142 | 551-0142 | 1-1/2" Rigid Plastic Insulating Bushing, Qty: 1, 835, 0015-7533 | 0.48 |  | No | Electrical BOS | Shippable | 0.38 |  | Shippable but Stock Qty Unavailable |  | Not Applicable
551-0143 | 551-0143 | 1-1/2" Rigid Water Tight Hub with insulated throat, Qty: 1, 205, 0011-0959 | 6.61 |  | No | Electrical BOS | Shippable | 5.81 |  | Shippable but Stock Qty Unavailable |  | Not Applicable
551-0144 | 551-0144 | 1-1/2" Threaded LB Type Rigid Conduit Body with Cover & Gasket, Qty: 1, LB5CG, 0219-0189 | 15.5 |  | No | Electrical BOS | Shippable | 14.71 |  | Shippable but Stock Qty Unavailable |  | Not Applicable
551-0145 | 551-0145 | 1-1/2" Threaded LL Type Rigid Conduit Body with Cover & Gasket, Qty: 1, LL5CG, 0093-1416 | 16.84 |  | No | Electrical BOS | Shippable | 15.97 |  | Shippable but Stock Qty Unavailable |  | Not Applicable
551-0146 | 551-0146 | 1-1/2" Threaded LR Type Rigid Conduit Body with Cover & Gasket, Qty: 1, LR5CG, 0012-2077 | 16.84 |  | No | Electrical BOS | Shippable | 15.97 |  | Shippable but Stock Qty Unavailable |  | Not Applicable
551-0147 | 551-0147 | 1-1/4" Electrical Zinc Die Cast offset Conduit Nipple, Qty: 1, WI L-40-4, 0293-7564 | 3.48 |  | No | Electrical BOS | Shippable | 3.07 |  | Shippable but Stock Qty Unavailable |  | Not Applicable
551-0148 | 551-0148 | 1-1/4" Emt & Rigid Conduit Hanger W/Bolt, Qty: 1, WI 2-1/2-WBA-B, 0321-1284 | 0.54 |  | No | Electrical BOS | Shippable | 0.43 |  | Shippable but Stock Qty Unavailable |  | Not Applicable
551-0150 | 551-0150 | 1-1/4" EMT 1 Hole Strap, Qty: 1, WI 1704, 0278-0688 | 0.34 |  | No | Electrical BOS | Shippable | 0.27 |  | Shippable but Stock Qty Unavailable |  | Not Applicable
551-0152 | 551-0152 | 1-1/4" EMT RainTight Compression Connector, Qty: 1, WI MECR-753, 0285-2922 | 3.27 |  | No | Electrical BOS | Shippable | 2.88 |  | Shippable but Stock Qty Unavailable |  | Not Applicable
551-0154 | 551-0154 | 1-1/4" EMT RainTight Compression Coupling, Qty: 1, WI MECR-763, 0285-2973 | 3.42 |  | No | Electrical BOS | Shippable | 3.01 |  | Shippable but Stock Qty Unavailable |  | Not Applicable
551-0157 | 551-0157 | 1-1/4" Malleable Grounding Bushing, Qty: 1, WI CBGI-125, 0293-7528 | 4.7 |  | No | Electrical BOS | Shippable | 4.13 |  | Shippable but Stock Qty Unavailable |  | Not Applicable
551-0158 | 551-0158 | 1-1/4" Plastic Electrical Bushing, Qty: 1, WI CPB125, 0283-0980 | 0.26 |  | No | Electrical BOS | Shippable | 0.21 |  | Shippable but Stock Qty Unavailable |  | Not Applicable
551-0159 | 551-0159 | 1-1/4" Rigid Offset Nipple, Qty: 1, 114, 0013-1461 | 4 |  | No | Electrical BOS | Shippable | 3.52 |  | Shippable but Stock Qty Unavailable |  | Not Applicable
551-0160 | 551-0160 | 1-1/4" Rigid Plastic Insulating Bushing, Qty: 1, 834, 0219-6615 | 0.32 |  | No | Electrical BOS | Shippable | 0.25 |  | Shippable but Stock Qty Unavailable |  | Not Applicable
551-0161 | 551-0161 | 1-1/4" Rigid Water Tight Hub with insulated throat, Qty: 1, 204, 0252-7296 | 9.86 |  | No | Electrical BOS | Shippable | 9.36 |  | Shippable but Stock Qty Unavailable |  | Not Applicable
551-0162 | 551-0162 | 1-1/4" Rubber Molded sealing Gasket w/ Steel Retaining Ring, Qty: 1, WI SG-125, 0322-6623 | 0.8 |  | No | Electrical BOS | Shippable | 0.71 |  | Shippable but Stock Qty Unavailable |  | Not Applicable
551-0163 | 551-0163 | 1-1/4" Sealing Ring, Qty: 1, 714SR, 0373-0887 | 0.98 |  | No | Electrical BOS | Shippable | 0.87 |  | Shippable but Stock Qty Unavailable |  | Not Applicable
551-0167 | 551-0167 | 2" EMT & Rigid Conduit Hanger W/Bolt, Qty: 1, 606, 0218-9736 | 1.48 |  | No | Electrical BOS | Shippable | 1.31 |  | Shippable but Stock Qty Unavailable |  | Not Applicable
551-0168 | 551-0168 | 2" EMT 1 Hole Strap, Qty: 1, 536, 0213-5385 | 0.8 |  | No | Electrical BOS | Shippable | 0.71 |  | Shippable but Stock Qty Unavailable |  | Not Applicable
551-0169 | 551-0169 | 2" EMT 1 Hole Strap, Qty: 1, WI 1706, 0278-0730 | 0.88 |  | No | Electrical BOS | Shippable | 0.7 |  | Shippable but Stock Qty Unavailable |  | Not Applicable
551-0170 | 551-0170 | 2" EMT RainTight Compression Connector, Qty: 1, 656SRT, 0259-2762 | 6.77 |  | No | Electrical BOS | Shippable | 5.96 |  | Shippable but Stock Qty Unavailable |  | Not Applicable
551-0171 | 551-0171 | 2" EMT RainTight Compression Connector, Qty: 1, WI MECR-755, 0285-2934 | 5.97 |  | No | Electrical BOS | Shippable | 5.25 |  | Shippable but Stock Qty Unavailable |  | Not Applicable
551-0172 | 551-0172 | 2" EMT RainTight Compression Coupling, Qty: 1, 666SRT, 0259-0527 | 6.97 |  | No | Electrical BOS | Shippable | 6.13 |  | Shippable but Stock Qty Unavailable |  | Not Applicable
551-0173 | 551-0173 | 2" EMT RainTight Compression Coupling, Qty: 1, WI MECR-765, 0285-2979 | 6.91 |  | No | Electrical BOS | Shippable | 6.08 |  | Shippable but Stock Qty Unavailable |  | Not Applicable
551-0174 | 551-0174 | 2" EMT, Qty. 1FT, 0003-0091 Full 10" Stick | 7.07 |  | No | Electrical BOS | Shippable | 6.8 |  | Shippable but Stock Qty Unavailable |  | Not Applicable
551-0175 | 551-0175 | 2" Insulated Zinc Metallic Grounding Bushings, Qty: 1, 336, 0219-6555 | 5.41 |  | No | Electrical BOS | Shippable | 4.76 |  | Shippable but Stock Qty Unavailable |  | Not Applicable
551-0176 | 551-0176 | 2" Malleable Grounding Bushing, Qty: 1, WI CBGI-200, 0293-7534 | 6.58 |  | No | Electrical BOS | Shippable | 5.79 |  | Shippable but Stock Qty Unavailable |  | Not Applicable
551-0177 | 551-0177 | 2" Plastic Electrical Bushing, Qty: 1, WI CPB200, 0283-0986 | 0.6 |  | No | Electrical BOS | Shippable | 0.48 |  | Shippable but Stock Qty Unavailable |  | Not Applicable
551-0178 | 551-0178 | 2" Rigid Plastic Insulating Bushing, Qty: 1, 836, 0218-9748 | 0.76 |  | No | Electrical BOS | Shippable | 0.6 |  | Shippable but Stock Qty Unavailable |  | Not Applicable
551-0179 | 551-0179 | 2" Rigid Water Tight Hub with insulated throat, Qty: 1, 206, 0011-0962 | 8.5 |  | No | Electrical BOS | Shippable | 8.06 |  | Shippable but Stock Qty Unavailable |  | Not Applicable
551-0180 | 551-0180 | 2" Threaded LB Type Rigid Conduit Body with Cover & Gasket, Qty: 1, LB6CG, 0219-0192 | 27 |  | No | Electrical BOS | Shippable | 25.62 |  | Shippable but Stock Qty Unavailable |  | Not Applicable
551-0181 | 551-0181 | 2" Threaded LL Type Rigid Conduit Body with Cover & Gasket, Qty: 1, LL6CG, 0093-1419 | 27 |  | No | Electrical BOS | Shippable | 25.62 |  | Shippable but Stock Qty Unavailable |  | Not Applicable
551-0182 | 551-0182 | 2" Threaded LR Type Rigid Conduit Body with Cover & Gasket, Qty: 1, LR6CG, 0012-2080 | 27 |  | No | Electrical BOS | Shippable | 25.62 |  | Shippable but Stock Qty Unavailable |  | Not Applicable
551-0184 | 551-0184 | 3/4" EMT 1 Hole Strap, Qty: 1, 532, 0213-5373 | 0.28 |  | No | Electrical BOS | Shippable | 0.22 |  | Shippable but Stock Qty Unavailable |  | Not Applicable
551-0185 | 551-0185 | 3/4" EMT 1 Hole Strap, Qty: 1, WI 702, 0278-0718 | 0.24 |  | No | Electrical BOS | Shippable | 0.19 |  | Shippable but Stock Qty Unavailable |  | Not Applicable
551-0186 | 551-0186 | 3/4" EMT RainTight Compression Connector, Qty: 1, WI MECR-751, 0285-2910 | 1.23 |  | No | Electrical BOS | Soligent De-listing | 1.08 |  | De-Listing & Stock Qty Unavailable |  | Not Applicable
551-0188 | 551-0188 | 3/4" EMT RainTight Compression Coupling, Qty: 1, 662SRT, 0253-9896 | 2.49 |  | No | Electrical BOS | Shippable | 2.19 |  | Shippable but Stock Qty Unavailable |  | Not Applicable
551-0189 | 551-0189 | 3/4" EMT RainTight Compression Coupling, Qty: 1, WI MECR-761, 0285-2967 | 1.76 |  | No | Electrical BOS | Shippable | 1.55 |  | Shippable but Stock Qty Unavailable |  | Not Applicable
551-0190 | 551-0190 | 3/4" EMT, Qty.1ft Length, 0003-0079 Full 10" Stick | 174.91 |  | No | Electrical BOS | Shippable | 168.27 |  | Shippable but Stock Qty Unavailable |  | Not Applicable
551-0191 | 551-0191 | 3/4" Flex Metallic 90 DEG Squeeze Connector, Qty: 1, 102, 0011-0644 | 2.42 |  | No | Electrical BOS | Shippable | 2.13 |  | Shippable but Stock Qty Unavailable |  | Not Applicable
551-0194 | 551-0194 | 3/4" Flex Metallic Squeeze Connector, Qty: 1, L422, 0076-3911 | 1.71 |  | No | Electrical BOS | Shippable | 1.51 |  | Shippable but Stock Qty Unavailable |  | Not Applicable
551-0196 | 551-0196 | 3/4" Flex Zinc Die Cast Squeeze Connector, Qty: 1, WI L42-2, 0294-2478 | 0.86 |  | No | Electrical BOS | Shippable | 0.76 |  | Shippable but Stock Qty Unavailable |  | Not Applicable
551-0199 | 551-0199 | 3/4" Flexible Non-Metallic PVC Top-Flex Liquid Tight Conduit, UL, 100' Coil, WI MN075, 0278-3784 | 65.53 |  | No | Electrical BOS | Shippable | 62.17 |  | Shippable but Stock Qty Unavailable |  | Not Applicable
551-0201 | 551-0201 | 3/4" Malleable Grounding Bushing, Qty: 1, WI CBGI-75, 0293-7552 | 3.45 |  | No | Electrical BOS | Shippable | 3.04 |  | Shippable but Stock Qty Unavailable |  | Not Applicable
551-0202 | 551-0202 | 3/4" Plastic Electrical Bushing, Qty: 1, WI CPB075, 0283-0974 | 0.12 |  | No | Electrical BOS | Shippable | 0.1 |  | Shippable but Stock Qty Unavailable |  | Not Applicable
551-0203 | 551-0203 | 3/4" PVC 45 DEG Elbow, Slip Connection, 7.125", Gray, Qty: 1, EL45, 0012-4591 | 0.82 |  | No | Electrical BOS | Shippable | 0.72 |  | Shippable but Stock Qty Unavailable |  | Not Applicable
551-0204 | 551-0204 | 3/4" PVC 90 DEG Elbow, Slip Connection, 7.125", Gray, Qty: 1, EL90, 0012-4624 | 0.88 |  | No | Electrical BOS | Shippable | 0.77 |  | Shippable but Stock Qty Unavailable |  | Not Applicable
551-0205 | 551-0205 | 3/4" PVC Fitting 3/4" Type LB Access Fitting LB, Gray, Qty: 1, LB07, 0012-4993 | 3.92 |  | No | Electrical BOS | Shippable | 3.45 |  | Shippable but Stock Qty Unavailable |  | Not Applicable
551-0207 | 551-0207 | 3/4" PVC Schedule 40 Coupling, Gray, Qty: 1, CP07, 0012-4489 | 0.24 |  | No | Electrical BOS | Shippable | 0.19 |  | Shippable but Stock Qty Unavailable |  | Not Applicable
551-0209 | 551-0209 | 3/4" Rigid Plastic Insulating Bushing, Qty: 1, 832, 0015-7524 | 0.16 |  | No | Electrical BOS | Shippable | 0.13 |  | Shippable but Stock Qty Unavailable |  | Not Applicable
551-0210 | 551-0210 | 3/4" Rigid Water Tight Hub with insulated throat, Qty: 1, 202, 0011-0824 | 4.02 |  | No | Electrical BOS | Shippable | 3.53 |  | Shippable but Stock Qty Unavailable |  | Not Applicable
551-0211 | 551-0211 | 3/4" Threaded LB Type Rigid Conduit Body with Cover & Gasket, Qty: 1, LB2CG, 0219-0180 | 5.44 |  | No | Electrical BOS | Shippable | 4.79 |  | Shippable but Stock Qty Unavailable |  | Not Applicable
551-0212 | 551-0212 | 3/4" Threaded LL Type Rigid Conduit Body with Cover & Gasket, Qty: 1, LL2CG, 0012-2041 | 5.44 |  | No | Electrical BOS | Shippable | 4.79 |  | Shippable but Stock Qty Unavailable |  | Not Applicable
551-0213 | 551-0213 | 3/4" Threaded LR Type Rigid Conduit Body with Cover & Gasket, Qty: 1, LR2CG, 0012-2068 | 5.44 |  | No | Electrical BOS | Shippable | 4.79 |  | Shippable but Stock Qty Unavailable |  | Not Applicable
551-0226 | 551-0226 | 1-1/2” PVC Schedule 40 Conduit-Full 10" Stick | 4.09 |  | No | Electrical BOS | Shippable | 3.6 |  | Shippable but Stock Qty Unavailable |  | Not Applicable
551-0227 | 551-0227 | 10X10X4” 10x10x4 PVC Junction Box |  |  | No | Electrical BOS |  | 0 |  | Not Applicable |  | Not Applicable
551-0228 | 551-0228 | 5X5X2” 5x5x2 PVC Junction Box | 23.17 |  | No | Electrical BOS | Shippable | 20.39 |  | Shippable but Stock Qty Unavailable |  | Not Applicable
551-0229 | 551-0229 | 5X5X2” 5x5x2 PVC Junction Box, Kraloy | 41.18 |  | No | Electrical BOS | Shippable | 36.24 |  | Shippable but Stock Qty Unavailable |  | Not Applicable
551-0230 | 551-0230 | 2" Close Nipple, Qty: 1, WI N200-CL | 2.3 |  | No | Electrical BOS | Shippable | 2.03 |  | Shippable but Stock Qty Unavailable |  | Not Applicable
551-0231 | 551-0231 | 3/4" Close Nipple, Qty: 1, WI N75-CL | 0.88 |  | No | Electrical BOS | Shippable | 0.77 |  | Shippable but Stock Qty Unavailable |  | Not Applicable
551-0237 | 551-0237 | 3/4" EMT 1 Hole Steel Strap, Qty.1, BRDGPORT 921-S, 1650 | 0.26 |  | No | Electrical BOS | Soligent De-listing | 0.23 |  | De-Listing & Stock Qty Unavailable |  | Not Applicable
551-0238 | 551-0238 | 3/4" X 60' 3M 1400 7ml Black Electrical Tape | 0.82 |  | No | Electrical BOS | Shippable | 0.72 |  | Shippable but Stock Qty Unavailable |  | Not Applicable
551-0239 | 551-0239 | 3/4" X 60' 3M 1400 7ml Red Electrical Tape | 0.82 |  | No | Electrical BOS | Soligent De-listing | 0.72 |  | De-Listing & Stock Qty Unavailable |  | Not Applicable
551-0240 | 551-0240 | 3/4" X 60' 3M 1400 7ml Grey Electrical Tape | 0.82 |  | No | Electrical BOS | Shippable | 0.72 |  | Shippable but Stock Qty Unavailable |  | Not Applicable
551-0242 | 551-0242 | 1" X 6" Rigid Nipple, QTY:1, WI N100-600 | 2.97 |  | No | Electrical BOS | Shippable | 2.61 |  | Shippable but Stock Qty Unavailable |  | Not Applicable
551-0243 | 551-0243 | Anti-Oxidant (Nolox) for AL & CU Connections, 8oz Bottle | 10.24 |  | No | Electrical BOS | Shippable | 9.72 |  | Shippable but Stock Qty Unavailable |  | Not Applicable
551-0244 | 551-0244 | Hex Head Wall Anchor Kit, Drill, Screw & Anchor, 1 Kit | 4.86 |  | No | Electrical BOS | Shippable | 4.62 |  | Shippable but Stock Qty Unavailable |  | Not Applicable
551-0245 | 551-0245 | Fire-Block Caulk, 10.3oz Tube | 6.24 |  | No | Electrical BOS | Shippable | 5.92 |  | Shippable but Stock Qty Unavailable |  | Not Applicable
551-0246 | 551-0246 | 3/4", 3 Hole Weatherproof 1 Gang Rectangular Outlet Box 2” Deep (Bell box), WI FSB75/3BZ | 3.55 |  | No | Electrical BOS | Shippable | 3.36 |  | Shippable but Stock Qty Unavailable |  | Not Applicable
551-0248 | 551-0248 | Blue/Grey Wire Nuts, #14 to #6 AWG, Jug of 250, 3M B/G+JUG | 84.46 |  | No | Electrical BOS | Soligent De-listing | 80.13 |  | De-Listing & Stock Qty Unavailable |  | Not Applicable
551-0249 | 551-0249 | Red/Yellow Wire Nuts, #22 to #8 AWG, Jug of 500, 3M R/Y+JUG | 74.32 |  | No | Electrical BOS | Soligent De-listing | 70.51 |  | De-Listing & Stock Qty Unavailable |  | Not Applicable
551-0258 | 551-0258 | 3/4" Die Cast Screw-In Flex Connector (Jakes) | 1.08 |  | No | Electrical BOS | Shippable | 0.95 |  | Shippable but Stock Qty Unavailable |  | Not Applicable
551-0276 | 551-0276 | 3/4 in EMT 90 deg Elbow, 3/4EMT90 | 3.32 |  | No | Electrical BOS | Shippable | 2.96 |  | Shippable but Stock Qty Unavailable |  | Not Applicable
560-0000 | 560-0000 | Outback, Autotransformer with out enclosure 4000W, 120V/240V, 60 Hz, FW-X240 | 672 |  | No | Electrical BOS | Soligent De-listing | 0 |  | De-Listing & Stock Qty Unavailable |  | Not Applicable
560-0001 | 560-0001 | Outback, Autotransformer with enclosure, 6000W, 120/240VAC, 60 Hz, PSX-240 | 933.33 |  | No | Inverters | Shippable | 790.59 |  | Shippable but Stock Qty Unavailable | USIN100-0244 | Already Listed
560-0007 | 560-0007 | Square D, QO Load Center, 42/42, 225A, 120/240VAC, NEMA 3R, Main Lug Only, 37981, QO142L225GRB | 1178 |  | No | Electrical BOS | Vendor De-listing | 0 |  | De-Listing & Stock Qty Unavailable |  | Not Applicable
560-0008 | 560-0008 | Square D, QO Load Center, 2/4, 70A, 120/240VAC, NEMA 3R, Main Lug Only, QO24L70RB | 218 |  | No | Electrical BOS | Soligent De-listing | 0 |  | De-Listing & Stock Qty Unavailable |  | Not Applicable
560-0010 | 560-0010 | Square D, QO Load Center, 6/12, 100A, 120/240VAC, NEMA 1, Main Lug Only, QO612L100DS | 146 |  | No | Electrical BOS | Soligent De-listing | 0 |  | De-Listing & Stock Qty Unavailable |  | Not Applicable
560-0011 | 560-0011 | Square D, QO Load Center, 6/12, 100A, 120/240VAC, NEMA 3R, Main Lug Only, 48253, QO612L100RB | 89.74 |  | No | Electrical BOS | Vendor De-listing | 89.74 |  | De-Listing & Stock Qty Unavailable |  | Not Applicable
560-0012 | 560-0012 | Square D, QO Load Center, 8/16, 100A, 120/240VAC, NEMA 3R, Fixed Lug, 48722, QO816L100RB | 343 |  | No | Electrical BOS | Soligent De-listing | 0 |  | De-Listing & Stock Qty Unavailable |  | Not Applicable
560-0013 | 560-0013 | Square D, Neutral Assembly Kit for 30A and 60A AC Disconnects and 30A DC Disconnects, SN03 | 116 |  | No | Electrical BOS | Soligent De-listing | 0 |  | De-Listing & Stock Qty Unavailable |  | Not Applicable
560-0015 | 560-0015 | Solar Converters, Voltage Converter, 30V in, 90V Out, 1.3A, CV30/90 | 502 |  | No | Electrical BOS | Soligent De-listing | 0 |  | De-Listing & Stock Qty Unavailable |  | Not Applicable
560-0016 | 560-0016 | Solar Converters, Voltage Converter, 48V to 24V, 30A, with extra Heat Sink, PPT48-30-R24 | 1002 |  | No | Electrical BOS | Soligent De-listing | 0 |  | De-Listing & Stock Qty Unavailable |  | Not Applicable
560-0017 | 560-0017 | Square D, QO Load Center, 12/24, 125A, 120/208VAC 3-Ph, NEMA 3R, Main Lug Only, 4412, QO312L125GRB | 627 |  | No | Electrical BOS | Soligent De-listing | 0 |  | De-Listing & Stock Qty Unavailable |  | Not Applicable
560-0018 | 560-0018 | Solar Converters, 12V/48V @ 2A Battery Equalizer and DC Autotransformer, EQ 12/48-2 | 185 |  | No | Electrical BOS | Soligent De-listing | 0 |  | De-Listing & Stock Qty Unavailable |  | Not Applicable
560-0019 | 560-0019 | Square D, QO Load Center, 42/42, 225A, 120/208VAC 3-Ph, NEMA 3R, Main Brkr Only, QO3342MQ225RB | 2584 |  | No | Electrical BOS | Soligent De-listing | 0 |  | De-Listing & Stock Qty Unavailable |  | Not Applicable
560-0020 | 560-0020 | Square D, QO Load Center, 42/42, 225A, 120/208VAC 3-Ph, NEMA 3R, Main Lug Only, QO342L225GRB | 1655 |  | No | Electrical BOS | Soligent De-listing | 0 |  | De-Listing & Stock Qty Unavailable |  | Not Applicable
560-0021 | 560-0021 | Outback, Autotransformer with enclosure, cooling fan, relay assembly 4000W 120/240VAC 60Hz, PSX-240-RELAY | 918.5 |  | No | Inverters | Soligent De-listing | 527.87 |  | De-Listing & Stock Qty Unavailable |  | Not Applicable
560-0023 | 560-0023 | Square D, QO Load Center, 12/24, 125A, 120/240VAC, NEMA 3R, Fixed Lug, 37606, QO11224L125GRB | 437 |  | No | Electrical BOS | Soligent De-listing | 0 |  | De-Listing & Stock Qty Unavailable |  | Not Applicable
560-0024 | 560-0024 | Square D, QO Load Center, 30/30, 150A, 120/240VAC, NEMA 3R, Main Lug, 37761, QO130L150GRB | 587 |  | No | Electrical BOS | Soligent De-listing | 0 |  | De-Listing & Stock Qty Unavailable |  | Not Applicable
560-0036 | 560-0036 | Solar Converters, 12V/24V @ 50A Battery Equalizer and DC Autotransformer, EQ 12/24-50 | 702 |  | No | Electrical BOS | Soligent De-listing | 0 |  | De-Listing & Stock Qty Unavailable |  | Not Applicable
560-0041 | 560-0041 | Square D, QO Load Center, 20/20, 125A, 120/208VAC 3-Ph, NEMA 3R, Main Lug, 23174, QO320L125GRB | 813 |  | No | Electrical BOS | Soligent De-listing | 0 |  | De-Listing & Stock Qty Unavailable |  | Not Applicable
560-0042 | 560-0042 | Square D, QO Load Center Door Cover for 24 space, NEMA 1, QOC24US | 32 |  | No | Electrical BOS | Soligent De-listing | 0 |  | De-Listing & Stock Qty Unavailable |  | Not Applicable
560-0046 | 560-0046 | Square D, Load center 18 position 200amps, 3-Pole, QO318L200GRB | 799 |  | No | Electrical BOS | Soligent De-listing | 0 |  | De-Listing & Stock Qty Unavailable |  | Not Applicable
560-0048 | 560-0048 | Square D, Subpanel 100A AC Load Center 3 Pos, 2-Pole NEMA 3R, HOM612L100RB | 133 |  | No | Electrical BOS | Soligent De-listing | 0 |  | De-Listing & Stock Qty Unavailable |  | Not Applicable
560-0049 | 560-0049 | Square D, 200A 1-Phase load cntr,200A, for 15 2-p brkrs, HOM30L200RB | 738 |  | No | Electrical BOS | Soligent De-listing | 0 |  | De-Listing & Stock Qty Unavailable |  | Not Applicable
560-0050 | 560-0050 | Square D, 30 position load center 200A, 3-Pole, 11133, QO330L200GRB | 929 |  | No | Electrical BOS | Soligent De-listing | 0 |  | De-Listing & Stock Qty Unavailable |  | Not Applicable
560-0051 | 560-0051 | Square D, AC Load Center 4 Pos 2-Pole, NEMA 3R, HOM816L125RB | 122 |  | No | Electrical BOS | Vendor De-listing | 0 |  | De-Listing & Stock Qty Unavailable |  | Not Applicable
560-0052 | 560-0052 | Square D, AC Source Center 6 Pos, 2-Pole, HOM12L125RB | 121.59 |  | No | Electrical BOS | Soligent De-listing | 0 |  | De-Listing & Stock Qty Unavailable |  | Not Applicable
560-0054 | 560-0054 | Autotransformer 120 to120/240VAC 7.5KVA | 51.2 |  | No | Electrical BOS | Soligent De-listing | 0 |  | De-Listing & Stock Qty Unavailable |  | Not Applicable
560-0057 | 560-0057 | Solar Converters, Universal Generator Starter, for battery voltages 12 - 48V DC, 5A fuse, NEMA 1R, GS-2AC | 602 |  | No | Electrical BOS | Soligent De-listing | 0 |  | De-Listing & Stock Qty Unavailable |  | Not Applicable
560-0058 | 560-0058 | Solar Converters, 12V/48V @ 30A Battery Equalizer and DC Autotransformer, to wire in the box, NEMA 3R, EQ 12/48-30 | 778 |  | No | Electrical BOS | Soligent De-listing | 0 |  | De-Listing & Stock Qty Unavailable |  | Not Applicable
560-0059 | 560-0059 | SMA, Smartformer Pre-wired AC distribution box for Sunny Island, 120/240VAC, 8000 W, Bypass switch, Load shed relay, 2-pole 40A Sunny Boy breaker, 2-pole 60A Grid breaker, SI-TD-BOX-10 | 3120.34 |  | No | Inverters | Vendor De-listing | 0 |  | De-Listing & Stock Qty Unavailable |  | Not Applicable
560-0060 | 560-0060 | Temco, Federal Pacific SE201D5F FT2047 Isolation Transformer 308 Primary 120/240 V Secondary 5kVA 60Hxz 1 phase NEMA 3R, FT2047 | 0 |  | No | Electrical BOS | Soligent De-listing | 0 |  | Not Applicable |  | Not Applicable
560-0061 | 560-0061 | SolarEdge, StorEdge Auto-Transformer, 120/240V Split Phase, 25A, wall-mounted, NEMA 3, SEAUTO-TX-5000 | 301.89 |  | No | Energy Storage | Vendor De-listing | 260.25 |  | De-Listing & Stock Qty Unavailable |  | Not Applicable
560-0062 | 560-0062 | Eaton-Cutler Hammer, Load Center, 12 space 200A Main Lug, use BR breakers, NEMA 3R, 15-C-HBR1224L200R | 224.38 |  | No | Electrical BOS | Shippable | 212.87 |  | Shippable but Stock Qty Unavailable |  | Not Applicable
560-0063 | 560-0063 | Eaton-Cutler Hammer, Load Center, 8 space 200A Main Lug, use BR breakers, NEMA 3R, 15-C-HBR816L200RF | 198.11 |  | No | Electrical BOS | Shippable | 187.95 |  | Shippable but Stock Qty Unavailable |  | Not Applicable
560-0064 | 560-0064 | Eaton-Cutler Hammer 2" Hub, for CH/BR Panels, Qty. 1, 15-C-H DS200H2 | 17.41 |  | No | Electrical BOS | Shippable | 16.51 |  | Shippable but Stock Qty Unavailable |  | Not Applicable
560-0066 | 560-0066 | Enphase, Enpower Soft Starter for 240V HVAC Loads with Current Rating 8A to 16A, SSTART-08-16A-1P-230V | 357.77 |  | No | Energy Storage | Shippable | 335.41 |  | Shippable but Stock Qty Unavailable |  | Not Applicable
560-0067 | 560-0067 | Enphase, Enpower Soft Starter for 120V HVAC and Pumps Loads with Current Rating 12A to 20A, SSTART-12-20A-1P-115V | 357.77 |  | No | Energy Storage | Shippable | 335.41 |  | Shippable but Stock Qty Unavailable |  | Not Applicable
560-0068 | 560-0068 | Enphase, Enpower Soft Starter for 240V HVAC Loads with Current Rating 16A to 32A, SSTART-16-32A-1P-230V | 357.77 |  | No | Energy Storage | Shippable | 335.41 |  | Shippable but Stock Qty Unavailable |  | Not Applicable
560-0071 | 560-0071 | Square D, Load Center 8 Space, 125A, NEMA 3R, MLO, HOM816L125PRB | 81.05 |  | No | Electrical BOS | Shippable | 76.05 |  | Shippable but Stock Qty Unavailable |  | Not Applicable
560-0074 | 560-0074 | Eaton, Main Breaker Load Center, 20 Space/40 Circuit, 200A Main Breaker, 120/240V, use BR Breakers, 3R, BRP20B200R | 583.91 |  | No | Electrical BOS | Shippable | 553.96 |  | Shippable but Stock Qty Unavailable |  | Not Applicable
560-0075 | 560-0075 | Federal Pacific 75kVA transformer 480 Delta to 208/120 Wye, NEMA 1, FP T48LH2Y-75 | 3514.32 |  | No | Electrical BOS | Shippable | 3162.89 |  | Shippable but Stock Qty Unavailable |  | Not Applicable
560-0076 | 560-0076 | Square D, QO Load Center, 42 Space 52 Single Pole, 225A, 120/240VAC, NEMA 3R, Main Lug Only, QO142L225PGRB | 345.38 |  | No | Electrical BOS | Shippable | 319.47 |  | Shippable but Stock Qty Unavailable |  | Not Applicable
560-0077 | 560-0077 | Square D, QO Load Center, 42 Space 52 Single Pole, 225A, 120/240VAC, NEMA 1, Main Lug Only, QO142L225PG | 198.38 |  | No | Electrical BOS | Shippable | 183.5 |  | Shippable but Stock Qty Unavailable |  | Not Applicable
560-9119 | 560-9119 | Federal Pacific 45kVA transformer 480 Delta to 208/120 Wye, NEMA 1, FP T48LH2Y-45 | 2629.99 |  | No | Electrical BOS | Shippable | 2366.99 |  | Shippable but Stock Qty Unavailable |  | Not Applicable
565-0001 | 565-0001 | SolarEdge, Optimizer 650W, Add-On Box for One Module 12.5-85V MPPT, 85Voc Max, 15A, MC4, ~4” Input, ~90” Positive Output ~4” Negative Output PV wire, UL 1000VDC Max, S650B | 102.86 | 650 | No | Inverters | Shippable | 101.12 |  | Shippable but Stock Qty Unavailable |  | Not Applicable
565-0101 | 565-0101 | Tigo Energy, Energy Module Maximizer, Series, 24-60VDC,MC4 In-MC4 Out 72" Cable, Wireless, MM-ES060V300W-4WL | 34.81 |  | No | Electrical BOS | Soligent De-listing | 0 |  | De-Listing & Stock Qty Unavailable |  | Not Applicable
565-0102 | 565-0102 | Tigo Energy, Energy Module Maximizer,Series,24-60VDC,TE In-TE Out 72" Cable, Wireless, MM-ES060V300W-5WL | 3.36 |  | No | Electrical BOS | Soligent De-listing | 0 |  | De-Listing & Stock Qty Unavailable |  | Not Applicable
565-0106 | 565-0106 | Tigo Energy, Maximizer Management Unit, Series, with Wireless Gateway, MU-ESW | 576 |  | No | Electrical BOS | Soligent De-listing | 0 |  | De-Listing & Stock Qty Unavailable |  | Not Applicable
565-0107 | 565-0107 | SolarEdge, Optimizer 800W, Add-On Box for Two Modules, Single input, Series Connected Modules, 12.5-105V MPPT, 12.5A, 120Vdc Max, MC4-Compatible In/Out, 1000VDC, (Use only with 3-Ph 9kW to 33.3kW Inverters), P800S | 104.48 | 800 | No | Inverters | Vendor De-listing | 0 |  | De-Listing & Stock Qty Unavailable |  | Not Applicable
565-0133 | 565-0133 | SolarEdge, Power Optimizer, 250W, per module Add-On Box, TE F+M0 in LC3 out, 5-60V, 10A, Qty. 1, PB250-AOB-TR3CUS | 156 | 250 | No | Inverters | Vendor De-listing | 0 |  | De-Listing & Stock Qty Unavailable |  | Not Applicable
565-0140 | 565-0140 | Tigo Energy, Module Maximizer, Series, 18-52VDC, MC3 In-MC4 Out, 10A, 300W, Wireless, MM-ES050V300W-3WL | 28.95 |  | No | Electrical BOS | Soligent De-listing | 0 |  | De-Listing & Stock Qty Unavailable |  | Not Applicable
565-0141 | 565-0141 | Tigo Energy, Module Maximizer, Series, 18-52VDC, MC4 in-MC4 Out, 10A, 300W, Wireless, MM-ES50 | 106 |  | No | Electrical BOS | Soligent De-listing | 0 |  | De-Listing & Stock Qty Unavailable |  | Not Applicable
565-0142 | 565-0142 | Tigo Energy, Module Maximizer, Series, 18-52VDC, TE F+M0 In-MC4 Out, 10A, 300W, Wireless, ES050V300W-5WL | 40.26 |  | No | Electrical BOS | Soligent De-listing | 0 |  | De-Listing & Stock Qty Unavailable |  | Not Applicable
565-0143 | 565-0143 | Tigo Energy, Module Maximizer, Series, 30-75VDC, MC4 In-MC4 Out, 7.5A, 350W, Wireless, ES75-MC4 | 127.82 |  | No | Electrical BOS | Soligent De-listing | 0 |  | De-Listing & Stock Qty Unavailable |  | Not Applicable
565-0144 | 565-0144 | Tigo Energy, Module Maximizer, Series, 30-75VDC, TE F+M0 In-MC4 Out, 7.5A, 350W, Wireless, MM-ES075V350W-5WL | 127.82 |  | No | Electrical BOS | Vendor De-listing | 0 |  | De-Listing & Stock Qty Unavailable |  | Not Applicable
565-0149 | 565-0149 | SolarEdge, Power Optimizer, 250W, per module Add-On Box, MC4 in MC4 out, 5-60V, 10A, Qty. 1, PB250-AOB-MSMC | 163 | 250 | No | Inverters | Vendor De-listing | 0 |  | De-Listing & Stock Qty Unavailable |  | Not Applicable
565-0159 | 565-0159 | SolarEdge, Power Optimizer, 250W, per module Add-On Box, MC4 In - MC4 Out, 5-55V, 10A, OP250-LV-MC4SM-2NA | 114 | 250 | No | Inverters | Vendor De-listing | 0 |  | De-Listing & Stock Qty Unavailable |  | Not Applicable
565-0160 | 565-0160 | SolarEdge, Power Optimizer, 250W, per module Add-On Box, TE F+M0 In - MC4 Out, 5-55V, 10A, OP250-LV-TYCRM-2NA | 122.64 | 250 | No | Inverters | Vendor De-listing | 0 |  | De-Listing & Stock Qty Unavailable |  | Not Applicable
565-0161 | 565-0161 | SolarEdge, Power Optimizer, 250W, per module Add-On Box, H4 In - MC4 Out, 5-55V, 10A, OP250-LV-AH4SM-2NA | 112 | 250 | No | Inverters | Vendor De-listing | 0 |  | De-Listing & Stock Qty Unavailable |  | Not Applicable
565-0165 | 565-0165 | Tigo Energy, Module Maximizer, Series, 18-52VDC, H4 In/ H4 Out, 10A, 300W, Wireless, MM-ES050V300W-7WL | 86 |  | No | Electrical BOS | Soligent De-listing | 0 |  | De-Listing & Stock Qty Unavailable |  | Not Applicable
565-0166 | 565-0166 | Tigo Energy, Dual Maximizer, Series, 18-52VDC, MC4 In-MC4 Out, 10A, 300W, Wireless, MM-2ES50-MC4-ST | 186 |  | No | Electrical BOS | Soligent De-listing | 0 |  | De-Listing & Stock Qty Unavailable |  | Not Applicable
565-0169 | 565-0169 | SolarEdge, Power Optimizer, 300W, per module Add-On Box, MC4 In - MC4 Out, 5-75V, 10A, OP300-MV-MC4SM-2NA | 118 | 300 | No | Inverters | Vendor De-listing | 0 |  | De-Listing & Stock Qty Unavailable |  | Not Applicable
565-0170 | 565-0170 | SolarEdge, Power Optimizer, 300W, per module Add-On Box, TE F+M0 In - MC4 Out, 5-75V, 10A, OP300-MV-TYCRM-2NA | 117.76 | 300 | No | Inverters | Vendor De-listing | 0 |  | De-Listing & Stock Qty Unavailable |  | Not Applicable
565-0171 | 565-0171 | SolarEdge, Power Optimizer, 300W, per module Add-On Box, H+S In - MC4 Out, 5-75V, 10A, OP300-MV-HSRRM-2NA | 136 | 300 | No | Inverters | Vendor De-listing | 0 |  | De-Listing & Stock Qty Unavailable |  | Not Applicable
565-0172 | 565-0172 | SolarEdge, Power Optimizer, 300W, per module Add-On Box, H4 In - MC4 Out, 5-75V, 10A, OP300-MV-AH4SM-2NA | 134 | 300 | No | Inverters | Vendor De-listing | 0 |  | De-Listing & Stock Qty Unavailable |  | Not Applicable
565-0173 | 565-0173 | SolarEdge, Power Optimizer, 400W, per module Add-On Box, MC4 In - MC4 Out, 5-75V, 10A, OP400-MV-MC4SM-2NA | 124 | 400 | No | Inverters | Vendor De-listing | 0 |  | De-Listing & Stock Qty Unavailable |  | Not Applicable
565-0174 | 565-0174 | SolarEdge, Power Optimizer, 400W, per module Add-On Box, TE F+M0 In - MC4 Out, 5-75V, 10A, OP400-MV-TYCRM-2NA | 124 | 400 | No | Inverters | Soligent De-listing | 0 |  | De-Listing & Stock Qty Unavailable |  | Not Applicable
565-0175 | 565-0175 | SolarEdge, Power Optimizer, 400W, per module Add-On Box, H+S In - MC4 Out, 5-75V, 10A, OP400-MV-HSRRM-2NA | 124 | 400 | No | Inverters | Soligent De-listing | 0 |  | De-Listing & Stock Qty Unavailable |  | Not Applicable
565-0176 | 565-0176 | SolarEdge, Power Optimizer, 400W, per module Add-On Box, H4 In - MC4 Out, 5-75V, 10A, OP400-MV-AH4SM-2NA | 124 | 400 | No | Inverters | Soligent De-listing | 0 |  | De-Listing & Stock Qty Unavailable |  | Not Applicable
565-0177 | 565-0177 | SolarEdge, Power Optimizer, 250W, per module Add-On Box, H+S In - MC4 Out, 5-55V, 10A, OP250-LV-HSRRM-2NA | 112 | 250 | No | Inverters | Soligent De-listing | 0 |  | De-Listing & Stock Qty Unavailable |  | Not Applicable
565-0178 | 565-0178 | SolarEdge, Power Optimizer, 400W, per module Add-On Box, MC4 In - MC4 Out, Special Order | 134 | 400 | No | Inverters | Soligent De-listing | 0 |  | De-Listing & Stock Qty Unavailable |  | Not Applicable
565-0179 | 565-0179 | SolarEdge, Power Optimizer, 400W, per module Add-On Box, H4 In - MC4 Out, 5-75V, 10A, Special Order | 134 | 400 | No | Inverters | Soligent De-listing | 0 |  | De-Listing & Stock Qty Unavailable |  | Not Applicable
565-0180 | 565-0180 | Tigo Energy, Custom Item, Enter Quote Number and Custom Price | 0 |  | No | Electrical BOS | Soligent De-listing | 0 |  | Not Applicable |  | Not Applicable
565-0181 | 565-0181 | SolarEdge, Power Optimizer, 600W, per 2 module Add-On Box, MC4 In - H4 Out, 12.5-96V, 10A, OP600-96V-MC4SA-2NAUL | 158 | 600 | No | Inverters | Vendor De-listing | 0 |  | De-Listing & Stock Qty Unavailable |  | Not Applicable
565-0182 | 565-0182 | SolarEdge,RE-USE ITEM NUMBER, never transacted | 0 |  | No | Electrical BOS | Vendor De-listing | 0 |  | Not Applicable |  | Not Applicable
565-0183 | 565-0183 | Tigo Energy, Dual Maximizer, Series, MC4 In-MC4 Out, 10A, 350W input, 700W output, Wireless, MM-2ES75-MC4-ST | 209 |  | No | Electrical BOS | Soligent De-listing | 0 |  | De-Listing & Stock Qty Unavailable |  | Not Applicable
565-0184 | 565-0184 | Solaredge, Optimizer 300W, Add-On Box for one 60 cell module, 8-48V, 10A, MC4-compatible In, H4 Out, 36" PV wire, UL 1000VDC, P300-2NM4ARS | 112 | 300 | No | Inverters | Vendor De-listing | 0 |  | De-Listing & Stock Qty Unavailable |  | Not Applicable
565-0185 | 565-0185 | Solaredge, Optimizer 300W, Add-On Box for one 60 cell module, 8-48V, 10A, H4 In, H4 Out, 36" PV wire, UL 1000VDC, P300-2NA4ARS | 105 | 300 | No | Inverters | Vendor De-listing | 0 |  | De-Listing & Stock Qty Unavailable |  | Not Applicable
565-0186 | 565-0186 | Solaredge, Optimizer 350W, Add-On Box for one 72 cell module, 8-60V, 10A, MC4 In, H4 Out, 47" PV wire, UL 1000VDC, P350-2NM4ARM | 120 | 350 | No | Inverters | Vendor De-listing | 0 |  | De-Listing & Stock Qty Unavailable |  | Not Applicable
565-0187 | 565-0187 | Solaredge, Optimizer 350W, Add-On Box for one 72 cell module, 8-60V, 10A, H4 In, H4 Out, 47" PV wire, UL 1000VDC, P350-2NA4ARM | 120 | 350 | No | Inverters | Vendor De-listing | 0 |  | De-Listing & Stock Qty Unavailable |  | Not Applicable
565-0188 | 565-0188 | Solaredge, Optimizer 400W, Add-On Box for one 72 or 96 cell module, 8-80V, 10A, MC4 In, H4 Out, 47" PV wire, UL 1000VDC, P400-2NM4ARM | 105.3 | 400 | No | Inverters | Vendor De-listing | 0 |  | De-Listing & Stock Qty Unavailable |  | Not Applicable
565-0189 | 565-0189 | Solaredge, Optimizer 400W, Add-On Box for one 96 cell module, 8-80V, 10A, H4 In, H4 Out, 47" PV wire, UL 1000VDC, P400-2NA4ARM | 124 | 400 | No | Inverters | Vendor De-listing | 0 |  | De-Listing & Stock Qty Unavailable |  | Not Applicable
565-0190 | 565-0190 | Solaredge, Optimizer 600W, Add-On Box for two 60 cell modules, 12-80V, 10A, MC4 In, H4 Out, 71" PV wire, UL 1000VDC, (Use only with 3-Ph 9kW to 20kW Inverters), P600-2NM4ARL | 158 | 600 | No | Inverters | Vendor De-listing | 0 |  | De-Listing & Stock Qty Unavailable |  | Not Applicable
565-0191 | 565-0191 | Solaredge, Optimizer 600W, Add-On Box for two 60 cell modules, 12-80V, 10A, H4 In, H4 Out, 71" PV wire, UL 1000VDC, (Use only with 3-Ph 9kW to 33.3kW Inverters), P600-2NA4ARL | 111 | 600 | No | Inverters | Vendor De-listing | 0 |  | De-Listing & Stock Qty Unavailable |  | Not Applicable
565-0192 | 565-0192 | SolarEdge, Power Optimizer, 250W, per module Add-On Box, MC4 In - MC4 Out, 5-55V, 10A, ZEP compatible, OP250-LV-MC4SM-ZU | 114 | 250 | No | Inverters | Soligent De-listing | 0 |  | De-Listing & Stock Qty Unavailable |  | Not Applicable
565-0193 | 565-0193 | Tigo Energy, Dual Maximizer, Series, 18-52VDC, MC4 In-MC4 Out, 10A, 300W, Wireless, with 2100mm cable for landscape, MM-2ES50-MC4-XL | 179 |  | No | Electrical BOS | Soligent De-listing | 0 |  | De-Listing & Stock Qty Unavailable |  | Not Applicable
565-0194 | 565-0194 | SolarEdge, Optimizer 405W, Add-On Box for thin film modules, 12-125V, 10.1A, MC4-Compatible In/Out, 47" PV wire, UL 1000VDC, P405 | 136.3 | 400 | No | Inverters | Vendor De-listing | 73.28 |  | De-Listing & Stock Qty Unavailable |  | Not Applicable
565-0195 | 565-0195 | SolarEdge, Optimizer 700W, Add-On Box for two 72 cell modules, 12-105V, 10A, MC4 In, H4 Out, 71" PV wire, 1000VDC, (Use only with 3-Ph 9kW to 33.3kW Inverters), P700-2NM4ARX | 167 | 700 | No | Inverters | Vendor De-listing | 0 |  | De-Listing & Stock Qty Unavailable |  | Not Applicable
565-0197 | 565-0197 | SolarEdge, Optimizer 300W, Add-On Box for one 60 cell module, 8-48V, 10A, MC4-compatible In/Out, 36" PV wire, UL 1000VDC, P300 | 50.48 | 300 | No | Inverters | Vendor De-listing | 49.43 |  | De-Listing & Stock Qty Unavailable |  | Not Applicable
565-0198 | 565-0198 | Solaredge, Optimizer 400W, Add-On Box for one 72 or 96 cell module, 8-80V, 10A, MC4-compatible In, H4 Out, 47" PV wire, UL 1000VDC, P400-5NA4ARX | 124 | 400 | No | Inverters | Vendor De-listing | 0 |  | De-Listing & Stock Qty Unavailable |  | Not Applicable
565-0199 | 565-0199 | SolarEdge, Optimizer 600W, Add-On Box for two 60 cell modules, 12-80V, 10A, MC4-compatible In/Out, 71" PV wire, UL 1000VDC, (Use only with 3-Ph 9kW to 33.3kW Inverters), P600 | 119.99 | 600 | No | Inverters | Vendor De-listing | 0 |  | De-Listing & Stock Qty Unavailable |  | Not Applicable
565-0200 | 565-0200 | SolarEdge, Optimizer 700W, Add-On Box for two 72 cell modules, 12-105V, 10A, MC4-compatible In, H4 Out, 71" PV wire, 1000VDC, (Use only with 3-Ph 9kW to 20kW Inverters), P700-5NA4ARX | 174 | 700 | No | Inverters | Soligent De-listing | 0 |  | De-Listing & Stock Qty Unavailable |  | Not Applicable
565-0201 | 565-0201 | Tigo Energy, Dual Maximizer for two 96 cell modules, 30-75VDC, MC4 In-MC4 Out, 7.5A, 350W input, 700W output, Wireless, 82” PV Wire for landscape, UL 1000VDC, MM-2ES75-MC4-XL | 211 |  | No | Electrical BOS | Soligent De-listing | 0 |  | De-Listing & Stock Qty Unavailable |  | Not Applicable
565-0202 | 565-0202 | SolarEdge, Power Optimizer, 300W, per module Add-On Box, MC4 In - MC4 Out, 5-75V, 10A, ZEP compatible, P300-2NM4AZS | 134 | 300 | No | Inverters | Vendor De-listing | 0 |  | De-Listing & Stock Qty Unavailable |  | Not Applicable
565-0203 | 565-0203 | Solaredge, ARRA Optimizer 300W, Add-On Box for one 60 cell module, 8-48V, 10A, MC4-compatible In, H4 Out, 36" PV wire, UL 1000VDC, P300-2NM4ARS ARRA | 111.6 | 300 | No | Inverters | Soligent De-listing | 0 |  | De-Listing & Stock Qty Unavailable |  | Not Applicable
565-0204 | 565-0204 | SolarEdge, Power Optimizer, 300W, per module Add-On Box, MC4-compatible In, H4 Out, 8-48V, 10A, ZEP compatible, P300-5NA4AZS | 121.6 | 300 | No | Inverters | Vendor De-listing | 0 |  | De-Listing & Stock Qty Unavailable |  | Not Applicable
565-0205 | 565-0205 | SolarEdge, Optimizer 320W, Add-On Box for one 60 cell module, 8-48V, 11A, MC4-compatible In/Out, 36" PV wire, UL 1000VDC, P320 | 62.82 | 320 | No | Inverters | Vendor De-listing | 61.42 |  | De-Listing & Stock Qty Unavailable |  | Not Applicable
565-0205-B | 565-0205-B | "B-Grade" SolarEdge, Optimizer 320W, Add-On Box for one 60 cell module, 8-48V, 11A, MC4-compatible In/Out, 36" PV wire, UL 1000VDC, P320 | 55.8 | 320 | No | Inverters | Soligent De-listing | 52.98 |  | De-Listing & Stock Qty Unavailable |  | Not Applicable
565-0206 | 565-0206 | SolarEdge, Optimizer 400W, Add-On Box for one 72 or 96 cell module, 8-80V, 10.1A, MC4-compatible In/Out, 47" PV wire, UL 1000VDC, P400 | 71.8 | 400 | No | Inverters | Vendor De-listing | 70.2 |  | De-Listing & Stock Qty Unavailable |  | Not Applicable
565-0207 | 565-0207 | Suncrest, 300W POWER OPTIMIZER, 5-SERIES, SLE-0018 | 0 | 300 | No | Inverters | Soligent De-listing | 0 |  | Not Applicable |  | Not Applicable
565-0208 | 565-0208 | SolarEdge, Optimizer 700W, Add-On Box for two 72 cell modules, 12-105V, 10.1A, MC4-Compatible In, MC4-Compatible Out, 1000VDC, (Use only with 3-Ph 9kW to 33.3kW Inverters), Series 5, P700 | 109.5 | 700 | No | Inverters | Vendor De-listing | 0 |  | De-Listing & Stock Qty Unavailable |  | Not Applicable
565-0209 | 565-0209 | SolarEdge, Optimizer 730W, Add-On Box for two 60 or 72 cell modules, 12.5-105V MPPT, 11A, MC4-Compatible In, MC4-Compatible Out, 1000VDC, (Use only with SolarEdge 3-Phase Inverters), P730 | 39.98 | 730 | No | Inverters | Vendor De-listing | 38.42 |  | De-Listing & Stock Qty Unavailable |  | Not Applicable
565-0210 | 565-0210 | SolarEdge, Optimizer 800W, Add-On Box for two 96 cell modules, Dual input, Parallel Connection, 12.5-83V, 14A, MC4-Compatible In/Out, 1000VDC, (Use only with SolarEdge 3-Phase Inverters), P800P | 115.92 | 800 | No | Inverters | Vendor De-listing | 60.38 |  | De-Listing & Stock Qty Unavailable |  | Not Applicable
565-0211 | 565-0211 | SolarEdge, Optimizer 370W, Add-On Box for one 60 or 72 cell module, 8-60V, 11A, MC4-compatible In/Out, 1000VDC, P370 | 71.8 | 370 | No | Inverters | Vendor De-listing | 70.2 |  | De-Listing & Stock Qty Unavailable |  | Not Applicable
565-0212 | 565-0212 | SMA, TS4-R-S, Safety Module, Monitoring & RSD, Add-on- Module for 1 PV Module, Max 66Voc, 12A, 1.0m MC-4 cable, 15A Fuse, NEC 2014 RSD Compliant when used with, Cloud Connect & Gateway, -40 SMA inverters, 476-00240-00 | 55.5 |  | No | Inverters | Vendor De-listing | 0 |  | De-Listing & Stock Qty Unavailable |  | Not Applicable
565-0213 | 565-0213 | SMA, TS4-R-O, Optimizer Module, Optimization, Monitoring & RSD, Add-on- Module for 1 PV Module, Max 90Voc, 12A, 1.0m MC-4 cable, 15A Fuse, NEC 2014 RSD Compliant when used with, Cloud Connect & Gateway, -40 SMA inverters, 471-00252-10 | 76.9 |  | No | Inverters | Vendor De-listing | 39.23 |  | De-Listing & Stock Qty Unavailable |  | Not Applicable
565-0216 | 565-0216 | SMA, TS4-R-O, Optimizer Module, Optimization, Monitoring & RSD, Add-on- Module for 1 PV Module, Max 90Voc, 12A, 1.0m MC-4 cable, 15A Fuse, NEC 2014 RSD Compliant when used with, Cloud Connect & Gateway, 471-00252-40 | 64.06 |  | No | Inverters | Vendor De-listing | 0 |  | De-Listing & Stock Qty Unavailable |  | Not Applicable
565-0217 | 565-0217 | SMA, TS4-R-S, Safety Module, Monitoring & RSD, Add-on-Module for 1 PV Module, Max 90Voc, 12A, 1.0m MC-4 cable, 15A Fuse, 1000V, NEC RSD Compliant when used with, Cloud Connect & Gateway, 476-00252-40 | 60.86 |  | No | Inverters | Vendor De-listing | 31.05 |  | De-Listing & Stock Qty Unavailable |  | Not Applicable
565-0218 | 565-0218 | SMA, TS4-R-F, Fire Safety Shut Down Module, NEC 2017 SunSpec Compliant Module Level RSD when used with SunSpec Inverters (-41 SMA), Add-on-Module for 1 PV Module, Max 90Voc, 12.5A, 20A Fuse, 478-00252-40 | 51.28 |  | No | Inverters | Soligent De-listing | 0 |  | De-Listing & Stock Qty Unavailable |  | Not Applicable
565-0219 | 565-0219 | SolarEdge, Optimizer 860W, Add-On Box for two 72 cell modules, Dual input, Parallel Connection Isc 11A Each, 12.5-60V MPPT, MC4-Compatible In/Out, Output 2.1m (82.7”), 2 Inputs 0.16m(6.3”) 1000VDC, (Use only with SolarEdge 3-Phase Inverters), P860 | 71.19 | 860 | No | Inverters | Vendor De-listing | 68.16 |  | De-Listing & Stock Qty Unavailable |  | Not Applicable
565-0220 | 565-0220 | SolarEdge, Optimizer 340W, Add-On Box for one 60 cell module, 8-48V, 11A, MC4-compatible In/Out, 1000VDC, P340 | 64.71 | 340 | No | Inverters | Vendor De-listing | 63.27 |  | De-Listing & Stock Qty Unavailable |  | Not Applicable
565-0221 | 565-0221 | SMA, TS4-R-F, Fire Safety Shut Down Module, NEC 2017 SunSpec Compliant Module Level RSD when used with SunSpec Inverters (-41 SMA), Add-on-Module for 1 PV Module, Max 90Voc, 12.5A, 20A Fuse, 478-00252-42 | 25.87 |  | No | Inverters | Vendor De-listing | 24.43 |  | De-Listing & Stock Qty Unavailable |  | Not Applicable
565-0222 | 565-0222 | Pika, PV-Link Sub-String Optimizer compatible with REbus DC Nanogrid, MC-4, Max 420Voc, S2501 | 505.88 |  | No | Inverters | Vendor De-listing | 0 |  | De-Listing & Stock Qty Unavailable |  | Not Applicable
565-0223 | 565-0223 | Pika, PV-Link Sub-String Optimizer compatible with REbus DC Nanogrid, MC-4, Max 420Voc, S2502 | 540.88 |  | No | Inverters | Vendor De-listing | 497.11 |  | De-Listing & Stock Qty Unavailable |  | Not Applicable
565-0224 | 565-0224 | SolarEdge, Optimizer 485W, Add-On Box for One Module, 12-105V MPPT, 125Voc Max, 11A, MC4-Compatible In/Out, 45" PV wire, UL 1000VDC, P485 | 143.88 | 485 | No | Inverters | Soligent De-listing | 79.93 |  | De-Listing & Stock Qty Unavailable |  | Not Applicable
565-0225 | 565-0225 | SolarEdge, Optimizer 1600W, Add-On Box for four 60 or 72 cell modules, Dual input, Series/Parallel Connection, Isc 12.5A, 12.5-105V MPPT, MC4 In/Out, 1000VDC, (Use only with SolarEdge 480 volt 3-Phase Inverters), M1600 | 116.11 | 1600 | No | Inverters | Vendor De-listing | 113.53 |  | De-Listing & Stock Qty Unavailable |  | Not Applicable
565-0226 | 565-0226 | SolarEdge, Optimizer 400W, Add-On Box for one 60 or 72 cell High Power module, 8-60V, 11.75A, MC4-compatible In/Out, 45" PV wire, UL 1000VDC, P401 | 129.8 | 400 | No | Inverters | Vendor De-listing | 72.11 |  | De-Listing & Stock Qty Unavailable |  | Not Applicable
565-0227 | 565-0227 | SolarEdge, Optimizer 800W, Add-On Box for Two Modules, Single input, Series Connected Modules, 12.5-105V MPPT, 11A, 125Vdc Max, MC4 In/Out, 1000VDC, (Use only with SolarEdge 3-Phase Inverters), P801 | 110.44 | 800 | No | Inverters | Vendor De-listing | 61.36 |  | De-Listing & Stock Qty Unavailable |  | Not Applicable
565-0229 | 565-0229 | SolarEdge, Optimizer 485W, Add-On Box for One Module, 12-125V, 11A, MC4-Compatible In/Out, 45" PV wire, UL 1000VDC, P485 | 91.45 | 485 | No | Inverters | Vendor De-listing | 88.91 |  | De-Listing & Stock Qty Unavailable | USEC001-0082 | Already Listed
565-0229 : 565-0229 : 565-0229_S | 565-0229 : 565-0229_S | SolarEdge, Optimizer 485W, Add-On Box for One Module, 12-125V, 11A, MC4-Compatible In/Out, 45" PV wire, UL 1000VDC, P485 | 84.2 | 485 | No | Inverters | Soligent De-listing | 82.33 |  | De-Listing & Stock Qty Unavailable |  | Not Applicable
565-0230 : 565-0230_S | 565-0230_S | SolarEdge, Optimizer 400W, Add-On Box for one 60 or 72 cell High Power module, 8-60V, 11.75A, MC4-compatible In/Out, 45" PV wire, UL 1000VDC, P401 | 75.97 | 400 | No | Inverters | Soligent De-listing | 74.28 |  | De-Listing & Stock Qty Unavailable |  | Not Applicable
565-0231 | 565-0231 | SolarEdge, Long Lead Optimizer 800W, Add-On Box for Two Modules, Single input, Series Connected Modules, 12.5-105V MPPT, 11A, 125Vdc Max, MC4 In/Out, Output 2.2m, Input 1.3m, 1000VDC, (Use only with SolarEdge 3-Phase Inverters), P801-LONG | 122.44 | 800 | No | Inverters | Soligent De-listing | 68.02 |  | De-Listing & Stock Qty Unavailable |  | Not Applicable
565-0232 | 565-0232 | SolarEdge, Long Lead Optimizer 850W, Add-On Box for Two Modules, Single input, Series Connected Modules, 12.5-105V MPPT, 12.5A, 120Vdc Max, MC4-Compatible In/Out, Output 2.2m, Input 1.6m, 1000VDC, (Use only with SolarEdge 3-Phase Inverters), P850-LONG | 131.06 | 850 | No | Inverters | Soligent De-listing | 72.81 |  | De-Listing & Stock Qty Unavailable |  | Not Applicable
565-0233 | 565-0233 | SolarEdge, Long Lead Optimizer 860W, Add-On Box for two 72 cell modules, Dual input, Parallel Connection Isc 11A Each, 12.5-60V MPPT, MC4-Compatible In/Out, Output 2.2m(86.6”), 2 Inputs 1.6m, 0.16m (63”-6.3”), 1000VDC, (Use only with SolarEdge 3-Phase Inverters), P860-LONG | 144.46 | 860 | No | Inverters | Vendor De-listing | 80.26 |  | De-Listing & Stock Qty Unavailable |  | Not Applicable
565-0234 | 565-0234 | SolarEdge, 2X Long Lead Optimizer 860W, Add-On Optimizer for two 72 cell modules, Dual input, Parallel Connection Isc 11A Each, 12.5-60V MPPT, MC4 In/Out, Output 2.2m (86.6”), 2 Input 1.6m (63”), 1000VDC, (Use only with SolarEdge 3-Phase Inverters), P860-2XLONG | 144.46 | 860 | No | Inverters | Soligent De-listing | 80.26 |  | De-Listing & Stock Qty Unavailable |  | Not Applicable
565-0235 : 565-0235_S | 565-0235_S | SolarEdge, Optimizer 960W, Add-On Optimizer for two 72 cell modules, Dual input, Parallel Connection Isc 11.5A Each, 12.5-60V MPPT, MC4 In/Out, 1000VDC, (Use only with SolarEdge 3-Phase Inverters), P960 | 84.27 | 960 | No | Inverters | Soligent De-listing | 82.4 |  | De-Listing & Stock Qty Unavailable |  | Not Applicable
565-0237 : 565-0237_S | 565-0237_S | SolarEdge, Optimizer 1100W, Add-On Box for two modules, Single Input, Series Connected Modules, Isc 14A, 125V Max, MC4 Output 2.4m, Input 1.6m, 1000VDC, (Use only with SolarEdge 3-Phase Inverters UL-3741 PVRSS), P1101 | 89.77 | 1100 | No | Inverters | Soligent De-listing | 84.95 |  | De-Listing & Stock Qty Unavailable |  | Not Applicable
565-0241 | 565-0241 | SolarEdge, Optimizer 1200W, Add-On Box for two modules, Single Input, Series Connected Modules, Isc 15A, 125V Max, MC4 Output 5.3m, Input 1.6m, 1000VDC, (Use only with SolarEdge 3-Phase Inverters) Ground Mount,S1200 | 92.57 | 1200 | No | Inverters | Shippable | 86.6 |  | Shippable but Stock Qty Unavailable |  | Not Applicable
565-0242 | 565-0242 | SolarEdge, Optimizer 1200W, Add-On Box for two modules, Single Input, Series Connected Modules, Isc 15A, 125V Max, MC4 Output 5.3m, Input 1.6m, 1000VDC, (Use only with SolarEdge 3-Phase Inverters, UL-3741 PVRSS) Mount), S1201 | 102.61 | 1200 | No | Inverters | Shippable | 95.99 |  | Shippable but Stock Qty Unavailable |  | Not Applicable
565-0243 | 565-0243 | SolarEdge, Optimizer 600W, Add-On Box for one High Power Module, 12.5-65V, 14A, MC4 In/Out 47" PV wire, UL 1000VDC, P601 | 94.36 | 600 | No | Inverters | Shippable | 88.27 |  | Shippable but Stock Qty Unavailable |  | Not Applicable
565-0244 | 565-0244 | SolarEdge, Optimizer 500W, Add-On Box for One Module 12.5-105V MPPT, 125Voc Max, 15A, MC4, ~4” Input, ~90” Positive Output ~4” Negative Output PV wire, UL 1000VDC Max, S500B | 97.14 | 500 | No | Inverters | Shippable | 94.44 |  | Shippable but Stock Qty Unavailable | USSPO001-0001 | Already Listed
570-0000 : 570-0000 : 570-0000 : 570-0000_U | 570-0000 : 570-0000 : 570-0000_U | APsystems, ECU-R Gateway, Standard ECU (Energy Communication Unit), ZigBee, Wi-Fi, No CTs, No RGM, 3 year Warranty, 209001 | 249.33 |  | No | Inverters | Soligent De-listing | 214.94 |  | De-Listing & Stock Qty Unavailable |  | Not Applicable
570-0001 | 570-0001 | Fronius, COM Card Retrofit, 4,240,001Z | 141.33 |  | No | Inverters | Vendor De-listing | 121.84 |  | De-Listing & Stock Qty Unavailable |  | Not Applicable
570-0002 | 570-0002 | Fronius, Datalogger Card Pro, for 1 to 100 Inverters, RS232 ports, 4,240,002,Z | 332.93 |  | No | Electrical BOS | Vendor De-listing | 0 |  | De-Listing & Stock Qty Unavailable |  | Not Applicable
570-0003 : 570-0003 : 570-0003_U | 570-0003 : 570-0003_U | APsystems, ECU-C Gateway, Commercial-Grade ECU (Energy Communication Unit), Single or Three Phase, ZigBee, Wi-Fi, w/ Consumption Monitoring - No RGM, 3 year Warranty, 205001 | 402.67 |  | No | Inverters | Soligent De-listing | 347.13 |  | De-Listing & Stock Qty Unavailable |  | Not Applicable
570-0004 | 570-0004 | Fronius, Sensor Card, Sensor interface with 6 sensor input channels use with DatCom System, 4,240,004,Z | 744.12 |  | No | Electrical BOS | Soligent De-listing | 0 |  | De-Listing & Stock Qty Unavailable |  | Not Applicable
570-0005 | 570-0005 | Fronius, Personal Display Wireless Remote Card, Compatible with Fronius IG, Fronius IG Plus, and Fronius CL, 208/240VAC Only, 4,240,008,Z | 221.4 |  | No | Electrical BOS | Vendor De-listing | 0 |  | De-Listing & Stock Qty Unavailable |  | Not Applicable
570-0006 | 570-0006 | Fronius, Interface Card for 3rd Party Sources, RS232 port, 4,240,009,Z | 91 |  | No | Inverters | Vendor De-listing | 0 |  | De-Listing & Stock Qty Unavailable |  | Not Applicable
570-0007 | 570-0007 | Fronius, Interface Card Easy, for 208/240VAC only, No Datalogger or COM Card Required, 4,240,013,Z | 211 |  | No | Inverters | Vendor De-listing | 0 |  | De-Listing & Stock Qty Unavailable |  | Not Applicable
570-0008 | 570-0008 | Fronius, IG Personal Display, Wireless LCD Display and power supply, for 1 to 15 inverters, 4,240,108 | 337.2 |  | No | Electrical BOS | Vendor De-listing | 0 |  | De-Listing & Stock Qty Unavailable |  | Not Applicable
570-0009 | 570-0009 | Outback, Communications Hub, 10 ports, HUB10 | 486 |  | No | Electrical BOS | Vendor De-listing | 0 |  | De-Listing & Stock Qty Unavailable |  | Not Applicable
570-0010 | 570-0010 | PV Powered, String Inverter Data Monitoring Module, PVM1010 | 0.53 |  | No | Electrical BOS | Vendor De-listing | 0 |  | De-Listing & Stock Qty Unavailable |  | Not Applicable
570-0011 | 570-0011 | SolarEdge, RS-485 Surge Surge Protection kit, Qty. 1 Pack of 5, SE-RS485-SPD2-K1 | 125.58 |  | No | Inverters | Vendor De-listing | 0 |  | De-Listing & Stock Qty Unavailable |  | Not Applicable
570-0013 | 570-0013 | Generac, 600A CT, Qty.1, APKE00006 | 234.44 |  | No | Energy Storage | Shippable | 215.47 |  | Shippable but Stock Qty Unavailable | USSE100-0088 | Already Listed
570-0015 | 570-0015 | NEP, BDG-256 Cellular Package, Cellular Modem, Outdoor Enclosure, with 5 year ATT SIM Card, NC0124-US-CK | 732 |  | No | Inverters | Shippable | 661.45 |  | Shippable but Stock Qty Unavailable |  | Not Applicable
570-0016 | 570-0016 | MidNite Solar, Wi-Fi Dongle for MidNite DIY Series Inverters, MNDIYWIFI | 55 |  | No | Inverters | Shippable | 51.56 |  | Shippable but Stock Qty Unavailable |  | Not Applicable
570-0017 | 570-0017 | NEP, BDG-256P3, 3 Phase External Package with Wi-Fi Dongle, Wi-Fi Booster and Outdoor Enclosure, NC0125-US-BK | 398.67 |  | No | Inverters | Shippable | 360.24 |  | Shippable but Stock Qty Unavailable |  | Not Applicable
570-0018 | 570-0018 | Enphase, Communications Kit 2, Enables Hard-Wire Communication between Stand Alone IQ Gateway or Combiner 3 or 4 and 5P Battery and System Controller 3/3G, COMMS-KIT-02 | 323.53 |  | No | Energy Storage | Shippable | 312.5 |  | Shippable but Stock Qty Unavailable |  | Not Applicable
570-0027 | 570-0027 | SMA, Communication Card, RS-232 Module, SB RS 232-N | 161 |  | No | Electrical BOS | Vendor De-listing | 0 |  | De-Listing & Stock Qty Unavailable |  | Not Applicable
570-0030 | 570-0030 | Xantrex, SWCA Serial Communications Interface Adapter, SWCA | 85.7 |  | No | Inverters | Vendor De-listing | 0 |  | De-Listing & Stock Qty Unavailable |  | Not Applicable
570-0031 | 570-0031 | GE, Kilowatt Hour Reconditioned Utility Meter with EZ Read 100A, 120/240VAC, 5 Digit, CEC Approved | 51.35 |  | No | Electrical BOS | Shippable | 47.5 |  | Shippable but Stock Qty Unavailable |  | Not Applicable
570-0032 | 570-0032 | GE, Kilowatt Hour Meter Socket - Cast Round, Sealing Ring included, 2-hole 1.25", 100A, 120/240VAC, NEMA 3R, 4-MS-A4T100R125H2 | 26 |  | No | Electrical BOS | Soligent De-listing | 0 |  | De-Listing & Stock Qty Unavailable |  | Not Applicable
570-0033 | 570-0033 | GE, Utility Socket Base, Outdoor Rated, Ringless Type | 30.72 |  | No | Electrical BOS | Soligent De-listing | 0 |  | De-Listing & Stock Qty Unavailable |  | Not Applicable
570-0034 | 570-0034 | Kilowatt Hour Meter Socket - Sheetmetal box 8" x 11.5", Requires Hub or Closing Plate, 125A, 120/240VAC, NEMA 3R, 4-MF-A4T125SHO | 82 |  | No | Electrical BOS | Soligent De-listing | 0 |  | De-Listing & Stock Qty Unavailable |  | Not Applicable
570-0035 | 570-0035 | Amp Meter, 0-30A, 72mm square, 028-07332 | 0.95 |  | No | Electrical BOS | Soligent De-listing | 0 |  | De-Listing & Stock Qty Unavailable |  | Not Applicable
570-0036 | 570-0036 | Apollo Solar, Wireless Remote Display, RD-100 | 227.43 |  | No | Electrical BOS | Soligent De-listing | 0 |  | De-Listing & Stock Qty Unavailable |  | Not Applicable
570-0040 | 570-0040 | Bogart Engineering, Shunt 500A, 50mV, MKB-500-50, SH-500-50 | 46 |  | No | Electrical BOS | Soligent De-listing | 0 |  | De-Listing & Stock Qty Unavailable |  | Not Applicable
570-0041 | 570-0041 | Bogart Engineering, PentaMetric Computer Interface with RS232 port, use with input/base Unit, PM-100-C | 162 |  | No | Electrical BOS | Soligent De-listing | 0 |  | De-Listing & Stock Qty Unavailable |  | Not Applicable
570-0042 | 570-0042 | Bogart Engineering, PentaMetric Display Unit, use with input/base Unit, PM-100-D | 302 |  | No | Electrical BOS | Soligent De-listing | 0 |  | De-Listing & Stock Qty Unavailable |  | Not Applicable
570-0043 | 570-0043 | Bogart Engineering, PentaMetric Input/Base Unit, PM-5000-U | 329 |  | No | Electrical BOS | Soligent De-listing | 0 |  | De-Listing & Stock Qty Unavailable |  | Not Applicable
570-0044 | 570-0044 | Bogart Engineering, Tri-Metric Battery Monitor, TM2020 | 252 |  | No | Electrical BOS | Soligent De-listing | 0 |  | De-Listing & Stock Qty Unavailable |  | Not Applicable
570-0045 | 570-0045 | Bogart Engineering, 48V Adaptor and Lightning Protector for Tri-Metric, TM-48VA | 36 |  | No | Electrical BOS | Soligent De-listing | 0 |  | De-Listing & Stock Qty Unavailable |  | Not Applicable
570-0046 | 570-0046 | JLM, Phazr Network Bundle, 1 per system up to 50 Phazrs, to communicate w/Linez & other Phazrs - 9999-Phazr Networking Bundle | 1915.99 |  | No | Energy Storage | Soligent De-listing | 0 |  | De-Listing & Stock Qty Unavailable |  | Not Applicable
570-0047 | 570-0047 | SolarEdge, / StorEdge, Consumption Meter with enclosure, 1-ph, 240V, 60Hz, RS485, NEMA3R, NO CT’s, Add 2, 200A or 400A CT’s, SE-MTR240-0-000-S2 | 301.38 |  | No | Inverters | Vendor De-listing | 0 |  | De-Listing & Stock Qty Unavailable |  | Not Applicable
570-0049 | 570-0049 | Panasonic EverVolt, PowerHub Controller w/PLC, PLSCA-600-1009 | 1569.41 |  | No | Energy Storage | Shippable | 1498.88 |  | Shippable but Stock Qty Unavailable |  | Not Applicable
570-0050 | 570-0050 | Panasonic EverVolt, Power Line Communication (PLC), PLSCA-500-1021 | 157.65 |  | No | Energy Storage | Shippable | 150.56 |  | Shippable but Stock Qty Unavailable |  | Not Applicable
570-0051 | 570-0051 | Panasonic EverVolt, CT’s for 100-300A Service, Qty. 1 Pair, JQ.Q3C31.D01 | 157.65 |  | No | Energy Storage | Shippable | 150.56 |  | Shippable but Stock Qty Unavailable |  | Not Applicable
570-0052 | 570-0052 | Panasonic EverVolt, CT’s for 400-600A Service, Qty. 1 Pair, JQ.Q3C31.D03 | 277.65 |  | No | Energy Storage | Shippable | 265.17 |  | Shippable but Stock Qty Unavailable |  | Not Applicable
570-0053 | 570-0053 | Panasonic EverVolt, AC Stacking/Gen Kit, 40A, PLSCA-500-1024 | 458.82 |  | No | Energy Storage | Shippable | 438.2 |  | Shippable but Stock Qty Unavailable |  | Not Applicable
570-0066 | 570-0066 | Fronius, Datalogger Box Easy, for 1 Inverter, USB & RS232 ports, 4,240,103 | 529.98 |  | No | Electrical BOS | Vendor De-listing | 0 |  | De-Listing & Stock Qty Unavailable |  | Not Applicable
570-0067 | 570-0067 | Fronius, Sensor Box, Sensor interface with 6 sensor input channels use with DatCom System, 4,240,104 | 837 |  | No | Electrical BOS | Soligent De-listing | 0 |  | De-Listing & Stock Qty Unavailable |  | Not Applicable
570-0068 | 570-0068 | Fronius, Datalogger Interface Box Open Protocol for 3rd Party Monitoring for 1-100 Inverters, USB & RS232 ports, 4,240,105 | 951 |  | No | Inverters | Vendor De-listing | 0 |  | De-Listing & Stock Qty Unavailable |  | Not Applicable
570-0069 | 570-0069 | Fronius, Interface Box, Open Protocol for 3rd Party Monitoring, for 1 to 100 Inverters, RS232 ports, 4,240,109 | 415.98 |  | No | Electrical BOS | Vendor De-listing | 0 |  | De-Listing & Stock Qty Unavailable |  | Not Applicable
570-0071 | 570-0071 | Fronius, Sensor, Wind Speed, Digital Output, 42,0411,0027 | 96.12 |  | No | Electrical BOS | Soligent De-listing | 0 |  | De-Listing & Stock Qty Unavailable |  | Not Applicable
570-0072 | 570-0072 | Fronius, Sensor, Ambient Temperature, Type PT1000, 43,0001,1188 | 81.99 |  | No | Electrical BOS | Soligent De-listing | 0 |  | De-Listing & Stock Qty Unavailable |  | Not Applicable
570-0075 | 570-0075 | Fronius, Power Supply DatCom, Fronius, DatCom Power Supply, 43,0001,1194 | 113.6 |  | No | Electrical BOS | Vendor De-listing | 0 |  | De-Listing & Stock Qty Unavailable |  | Not Applicable
570-0077 | 570-0077 | Fronius, Null Modem Interface Cable, RS-232, 9 Pin - 6.5', 43,0004,1692 | 13.11 |  | No | Electrical BOS | Vendor De-listing | 0 |  | De-Listing & Stock Qty Unavailable |  | Not Applicable
570-0078 | 570-0078 | Fronius, Cable Interface, 26AWG, 3.3', CAT5, 43,0004,2435 | 4.38 |  | No | Electrical BOS | Vendor De-listing | 0 |  | De-Listing & Stock Qty Unavailable |  | Not Applicable
570-0079 | 570-0079 | SolarEdge, Non-neutral CT adaptor (For CT's with non-neutral grid, Delta), ADPTR-CABLE-KIT-K1 | 69.31 |  | No | Inverters | Soligent De-listing | 59.75 |  | De-Listing & Stock Qty Unavailable |  | Not Applicable
570-0080 | 570-0080 | Discover Energy, LYNK Communication Gateway, for Closed Loop Communication when use with LYNK Edge Card, with Power Supply, 950-0015 | 365 |  | No | Energy Storage | Vendor De-listing | 335.63 |  | De-Listing & Stock Qty Unavailable |  | Not Applicable
570-0081 | 570-0081 | Discover Energy, LYNK Edge Card, use with LYNK Communication Gateway, for SkyBox Closed Loop Communication, 950-0016-OUTBK SKBX | 90 |  | No | Energy Storage | Vendor De-listing | 82.76 |  | De-Listing & Stock Qty Unavailable |  | Not Applicable
570-0082 | 570-0082 | Discover Energy, LYNK Edge Card, use with LYNK Communication Gateway, for Sunny Island Closed Loop Communication, 950-0016-SMASI | 90 |  | No | Energy Storage | Vendor De-listing | 82.76 |  | De-Listing & Stock Qty Unavailable |  | Not Applicable
570-0083 | 570-0083 | Discover Energy, LYNK Edge Card, use with LYNK Communication Gateway, for Sol-Ark Closed Loop Communication, 950-0016-SLRK | 103.75 |  | No | Energy Storage | Vendor De-listing | 95.4 |  | De-Listing & Stock Qty Unavailable |  | Not Applicable
570-0101 | 570-0101 | Dayton, Relay, Programmable Time Delay, DPDT, 12A@240Vac, coil 24-240Vac/dc, 1FD13 | 203 |  | No | Electrical BOS | Soligent De-listing | 0 |  | De-Listing & Stock Qty Unavailable |  | Not Applicable
570-0102 | 570-0102 | Omron Relay, Power, DPST-NO, 25A@240VAC, coil 120Vac, with screw terminals, 2XC20 | 43 |  | No | Electrical BOS | Soligent De-listing | 0 |  | De-Listing & Stock Qty Unavailable |  | Not Applicable
570-0104 | 570-0104 | Outback, Shunt for FlexWare 250, DC Current Shunt, 500A, with Terminal Busbar, FW-SHUNT250 | 99 |  | No | Inverters | Soligent De-listing | 55.62 |  | De-Listing & Stock Qty Unavailable |  | Not Applicable
570-0106 | 570-0106 | Outback, Surge Protector with AC Adapter for Flexware Power Panel, FW-SP-ACA | 286 |  | No | Inverters | Shippable | 0 |  | Shippable but Stock Qty Unavailable | USBE100-0033 | Already Listed
570-0107 | 570-0107 | Outback, Surge Protector Replacement board for FW-SP-250 or FW-SP-ACA, FW-SP-R | 270 |  | No | Inverters | Soligent De-listing | 0 |  | De-Listing & Stock Qty Unavailable |  | Not Applicable
570-0109 | 570-0109 | Outback, Communications Controller for FlexWare, White Oval Case, MATE | 383.99 |  | No | Electrical BOS | Soligent De-listing | 0 |  | De-Listing & Stock Qty Unavailable |  | Not Applicable
570-0112 | 570-0112 | Outback, Communications Controller for FlexWare, Black Oval Case, MATE-B | 383.99 |  | No | Inverters | Soligent De-listing | 0 |  | De-Listing & Stock Qty Unavailable |  | Not Applicable
570-0113 | 570-0113 | Outback, Communications Cable, CAT5e Cable, 300V, 3', OBCATV-3 | 12.94 |  | No | Inverters | Soligent De-listing | 5.71 |  | De-Listing & Stock Qty Unavailable |  | Not Applicable
570-0114 | 570-0114 | Outback, Communications Cable, CAT5e Cable, 300V, 50', OBCATV-50 | 79.99 |  | No | Electrical BOS | Soligent De-listing | 0 |  | De-Listing & Stock Qty Unavailable |  | Not Applicable
570-0115 | 570-0115 | Outback, Communications Cable, CAT5e Cable, 300V, 6', OBCATV-6 | 13.99 |  | No | Electrical BOS | Soligent De-listing | 0 |  | De-Listing & Stock Qty Unavailable |  | Not Applicable
570-0117 | 570-0117 | SMA, Sunny Sensor Option, Ambient Temperature Sensor, TEMPSENSOR-AMB | 92.34 |  | No | Inverters | Soligent De-listing | 0 |  | De-Listing & Stock Qty Unavailable |  | Not Applicable
570-0122 | 570-0122 | SMA, Communication Cable for RS-232, 50', RS 232 CABLE, DB-9 one end | 43.67 |  | No | Electrical BOS | Soligent De-listing | 0 |  | De-Listing & Stock Qty Unavailable |  | Not Applicable
570-0127 | 570-0127 | SMA, Sunny Sensor Box, with Irradiance and Module Temperature Sensors, RS485 Power Injector, Mounting Bracket, SUNNY SENSORBOX | 805 |  | No | Inverters | Soligent De-listing | 0 |  | De-Listing & Stock Qty Unavailable |  | Not Applicable
570-0128 | 570-0128 | SMA, Web Box with RS-485 port, wired Ethernet, includes 120V plug pack, SUNNY WEBBOX | 952 |  | No | Inverters | Vendor De-listing | 0 |  | De-Listing & Stock Qty Unavailable |  | Not Applicable
570-0129 | 570-0129 | SMA, Sunny Sensor Option, Anemometer Wind Speed Sensor, WINDSENSOR | 302 |  | No | Inverters | Vendor De-listing | 0 |  | De-Listing & Stock Qty Unavailable |  | Not Applicable
570-0132 | 570-0132 | Xantrex, Cable, 4-Pair Twisted for Link Battery Monitors, 25 ft, 84-2014-00 | 1.79 |  | No | Inverters | Soligent De-listing | 0 |  | De-Listing & Stock Qty Unavailable |  | Not Applicable
570-0133 | 570-0133 | Xantrex, Cable, 4-Pair Twisted for Link Battery Monitors, 50 ft, 84-2015-00 ~ | 130 |  | No | Inverters | Soligent De-listing | 0 |  | De-Listing & Stock Qty Unavailable |  | Not Applicable
570-0137 | 570-0137 | Schneider Electric, Battery Temperature Sensor, 15 ft, for DR, SW and C Charge Controllers, 130-0004-01-01, | 37 |  | No | Inverters | Vendor De-listing | 0 |  | De-Listing & Stock Qty Unavailable |  | Not Applicable
570-0138 | 570-0138 | Schneider Electric, Digital Meter, CM for C series Charge Controllers, RNWCM | 126 |  | No | Inverters | Vendor De-listing | 0 |  | De-Listing & Stock Qty Unavailable |  | Not Applicable
570-0139 | 570-0139 | Schneider Electric, Remote Digital Meter, for C35, C40, C60, includes 100 ft cable, 125VDC, RNWCMR100 | 186 |  | No | Inverters | Vendor De-listing | 0 |  | De-Listing & Stock Qty Unavailable |  | Not Applicable
570-0140 | 570-0140 | Xantrex, Remote Display, CM R50, includes 50 ft cable for C series Charge Controllers, RNWCMR50 | 169.24 |  | No | Inverters | Soligent De-listing | 0 |  | De-Listing & Stock Qty Unavailable |  | Not Applicable
570-0141 | 570-0141 | Schneider Electric, Solar Inverter Monitor for GT Series, GT-MON, RNW8640203 | 165 |  | No | Inverters | Soligent De-listing | 0 |  | De-Listing & Stock Qty Unavailable |  | Not Applicable
570-0142 | 570-0142 | Xantrex, Shunt Kit TM500A, 48V, RNWTM48 | 76 |  | No | Inverters | Vendor De-listing | 0 |  | De-Listing & Stock Qty Unavailable |  | Not Applicable
570-0143 | 570-0143 | Xantrex, Battery Status Monitor with 500A Shunt, RNWTM500A | 258.05 |  | No | Inverters | Vendor De-listing | 0 |  | De-Listing & Stock Qty Unavailable |  | Not Applicable
570-0145 : 570-0145 : 570-0145_U | 570-0145 : 570-0145_U | Morningstar, Remote Temperature Sensor, RTS | 33.78 |  | No | Energy Storage | Soligent De-listing | 31.65 |  | De-Listing & Stock Qty Unavailable |  | Not Applicable
570-0146 | 570-0146 | SMA, Sunny Sensor Option, Additional Module Temperature Sensor, TEMPSENSOR-MODULE | 96 |  | No | Inverters | Vendor De-listing | 0 |  | De-Listing & Stock Qty Unavailable |  | Not Applicable
570-0147 | 570-0147 | SMA, Sunny Boy PC Service Cable, with USB plug, for 0, -11, -12, TL-10/1 inverters, USBPBS | 282 |  | No | Inverters | Soligent De-listing | 0 |  | De-Listing & Stock Qty Unavailable |  | Not Applicable
570-0148 | 570-0148 | Enphase, AC Combiner Box-3C with IQ Envoy, 80A, 240V Split-Phase, Revenue Grade accuracy (ANSI C12.20 +/- 0.5%) with Calibrated Solid-Core CT, Space for 4 Eaton BR 2 Pole Breakers NOT included, Consumption Metering available when used with Split Core CTs, with integrated LTE-M cell modem and 5 year data plan for up to 60 IQ Inverters for US, Puerto Rico, Canada, and Mexico, X-IQ-AM1-240-3C | 1428 |  | No | Inverters | Vendor De-listing | 830.23 |  | De-Listing & Stock Qty Unavailable |  | Not Applicable
570-0149 | 570-0149 | Enphase, Three Phase Network Protection Relay Solution (For NA), NPR-3P-208-NA | 1937.6 |  | No | Inverters | Vendor De-listing | 1689.77 |  | De-Listing & Stock Qty Unavailable |  | Not Applicable
570-0151 | 570-0151 | Enphase, Envoy IQ LTE-M1 Cell Modem with Ensemble Communication Kit, , includes 5 Year data plan for US, Puerto Rico, US Virgin Islands, Canada, Mexico up to 60 Inverters, COMMS-CELLMODEM-M1 | 1060 |  | No | Inverters | Vendor De-listing | 609.2 |  | De-Listing & Stock Qty Unavailable |  | Not Applicable
570-0153 | 570-0153 | SMA, Sunny Multigate communication box without Ethernet hub for 1 branch of SB240 Microinverter, one 15A 2-P breaker, MG-XT1E-US-10, SPECIAL PRICING - LIMITED QUANTITY - ONLY WHILE SUPPLIES LAST | 882 |  | No | Inverters | Vendor De-listing | 0 |  | De-Listing & Stock Qty Unavailable |  | Not Applicable
570-0154 | 570-0154 | SMA, Sunny Multigate communication box without Ethernet hub for 2 branches of SB240 Microinverter, two 15A 2-P breakers, MG-XT2E-US-10, SPECIAL PRICING - LIMITED QUANTITY - ONLY WHILE SUPPLIES LAST | 1194 |  | No | Inverters | Vendor De-listing | 0 |  | De-Listing & Stock Qty Unavailable |  | Not Applicable
570-0155 | 570-0155 | SMA, Sunny Multigate communication box with Ethernet hub for 2 branches of SB240 Microinverter, two 15A 2-P breakers, MG-XT2S-US-10, SPECIAL PRICING - LIMITED QUANTITY - ONLY WHILE SUPPLIES LAST | 1408 |  | No | Inverters | Vendor De-listing | 0 |  | De-Listing & Stock Qty Unavailable |  | Not Applicable
570-0156 | 570-0156 | SMA, Sunny Multigate communication box with Ethernet hub for 3 branches of SB240 Microinverter, three 15A 2-P breakers, MG-XT3S-US-10, SPECIAL PRICING - LIMITED QUANTITY - ONLY WHILE SUPPLIES LAST | 1918 |  | No | Electrical BOS | Soligent De-listing | 0 |  | De-Listing & Stock Qty Unavailable |  | Not Applicable
570-0157 | 570-0157 | SMA, Sunny Multigate communication box with Ethernet hub for 4 branches of SB240 Microinverter, four 15A 2-P breakers, MG-XT4S-US-10, SPECIAL PRICING - LIMITED QUANTITY - ONLY WHILE SUPPLIES LAST | 976.36 |  | No | Electrical BOS | Soligent De-listing | 0 |  | De-Listing & Stock Qty Unavailable |  | Not Applicable
570-0158 | 570-0158 | Pika, Communications Module Kit to Enable Advanced Inverter Features, TOU function, Beacon | 500 |  | No | Inverters | Vendor De-listing | 252.53 |  | De-Listing & Stock Qty Unavailable |  | Not Applicable
570-0159 | 570-0159 | Pika, Current Transformer (CT) Kit, 100A, Single Phase, Required for Self-Supply, and Zero-Export Modes, RJ45 Connector, Qty. 2 CT’s, CTK2-01 | 250 |  | No | Inverters | Vendor De-listing | 126.26 |  | De-Listing & Stock Qty Unavailable |  | Not Applicable
570-0162 | 570-0162 | Pika, Automatic Transfer Switch Control Adapter Kit for Whole House Backup applications (Transfer Switch NOT included), ATSK-01 | 198 |  | No | Electrical BOS | Vendor De-listing | 0 |  | De-Listing & Stock Qty Unavailable |  | Not Applicable
570-0163 | 570-0163 | SolarEdge, Commercial RGM or Consumption Meter, 3-ph, 208V Delta, 60Hz, RS485, Add CT’s not included, SE-RGMTR-3D-208V-A | 691.05 |  | No | Inverters | Soligent De-listing | 383.92 |  | De-Listing & Stock Qty Unavailable |  | Not Applicable
570-0164 | 570-0164 | SolarEdge, Commercial RGM or Consumption Meter, 3-ph, 208V WYE, 60Hz, RS485, Add CT’s not included, SE-RGMTR-3Y-208V-A | 421.17 |  | No | Inverters | Shippable | 395.43 |  | Shippable but Stock Qty Unavailable | USEC001-0075 | Already Listed
570-0165 | 570-0165 | SolarEdge, Commercial RGM or Consumption Meter, 3-ph, 480V WYE, 60Hz, RS485, Add CT’s not included, SE-RGMTR-3Y-480V-A | 421.17 |  | No | Inverters | Shippable | 395.43 |  | Shippable but Stock Qty Unavailable | USEC001-0074 | Already Listed
570-0166 | 570-0166 | SolarEdge, RS-485 Surge Protection kit, for 3 Phase Inverters, Pack of 5, SE-RS485-SPD3-B-K3 | 139.34 |  | No | Inverters | Vendor De-listing | 77.41 |  | De-Listing & Stock Qty Unavailable |  | Not Applicable
570-0168 | 570-0168 | SMA, Web Box with RS-485 port, for Dial-Up Modem, includes 120V plug pack, SUNNYWEBBOXU | 952 |  | No | Electrical BOS | Soligent De-listing | 0 |  | De-Listing & Stock Qty Unavailable |  | Not Applicable
570-0173 | 570-0173 | SolarEdge, Zigbee Repeater (range extender), SE1000-ZBRPT05-NA | 302.9 |  | No | Inverters | Vendor De-listing | 168.28 |  | De-Listing & Stock Qty Unavailable |  | Not Applicable
570-0174 | 570-0174 | SolarEdge, Control and Communication Gateway, for Utility Controls, wired RS485 connection, SE1000-CCG-G | 648.7 |  | No | Inverters | Vendor De-listing | 0 |  | De-Listing & Stock Qty Unavailable |  | Not Applicable
570-0175 | 570-0175 | SolarEdge, Firefighter Gateway, Red with interface to a kill switch, NEMA 3R, wired RS485 connection, SE1000-CCG-F | 755.74 |  | No | Inverters | Vendor De-listing | 419.86 |  | De-Listing & Stock Qty Unavailable |  | Not Applicable
570-0177 | 570-0177 | SolarEdge, 150A CT, Current Transformer, used with Commercial Consumption/RGM Meter, Set of 3, SEACTL-1250-150-C3 | 494.38 |  | No | Inverters | Soligent De-listing | 466.91 |  | De-Listing & Stock Qty Unavailable |  | Not Applicable
570-0178 | 570-0178 | SolarEdge, 300A CT, Current Transformer, used with Commercial Consumption/RGM Meter, Set of 3, SEACTL-1250-300-C3 | 494.38 |  | No | Inverters | Soligent De-listing | 466.91 |  | De-Listing & Stock Qty Unavailable |  | Not Applicable
570-0179 | 570-0179 | SolarEdge, 600A CT, Current Transformer, used with Commercial Consumption/RGM Meter, Set of 3, SEACTL-1250-600-C3 | 815.97 |  | No | Inverters | Soligent De-listing | 453.31 |  | De-Listing & Stock Qty Unavailable |  | Not Applicable
570-0180 | 570-0180 | SolarEdge, Control and Communication Gateway, for Utility Controls, wired RS485 or ZigBee connection, DIN Mount, 120V, SE1000-CCG-G-S1 | 474.41 |  | No | Inverters | Shippable | 445.42 |  | Shippable but Stock Qty Unavailable | USCG001-0007 | Already Listed
570-0181 | 570-0181 | SolarEdge, GSM Modem w/SIM, for inverters ≤ 11.4 kW, 5 Yr prepaid plan, works with T-Mobile, for use in US Only, Not for StorEdge, Qty. 1, SE-GSM-R05-US-S1, -serialized | 555.99 |  | No | Inverters | Soligent De-listing | 0 |  | De-Listing & Stock Qty Unavailable |  | Not Applicable
570-0183 | 570-0183 | Chilicon, CP-100 Gateway, Single Phase, 7” Touch Screen, Ethernet/Wi-Fi, CP-GWY-100 | 678 |  | No | Inverters | Soligent De-listing | 0 |  | De-Listing & Stock Qty Unavailable |  | Not Applicable
570-0184 | 570-0184 | Chilicon, CP-100 Gateway, 3 Phase, 7” Touch Screen, Ethernet/Wi-Fi, CP-GWY-100-3 |  |  | No | Inverters | Soligent De-listing | 0 |  | Not Applicable |  | Not Applicable
570-0187 | 570-0187 | SolarEdge, 300A CT, Current Transformer, used with Commercial Consumption/RGM Meter, Qty 1, SEACTL-1250-300-C3 | 165.77 |  | No | Inverters | Soligent De-listing | 155.64 |  | De-Listing & Stock Qty Unavailable |  | Not Applicable
570-0195 | 570-0195 | Yaskawa Solectria, Ethernet Card, for PVI 25/36/50/60TL, Ethernet Network Card for Remote Troubleshooting and Update, 1 Per Site, Per 32 Inverters, ETHERNET-NETWORK-CARD | 500 |  | No | Inverters | Vendor De-listing | 477.53 |  | De-Listing & Stock Qty Unavailable |  | Not Applicable
570-0196 | 570-0196 | Yaskawa Solectria, Software, for PVI 50/60TL, Enables, SolrenView Inverter Direct Monitoring, Per 32 Inverters (To be Installed by Customer), OPT-SRV-ID-COM4 | 270 |  | No | Inverters | Vendor De-listing | 0 |  | De-Listing & Stock Qty Unavailable |  | Not Applicable
570-0197 | 570-0197 | Yaskawa Solectria, Software, for XGI 1000 Inverters. Enables SolrenView Inverter Direct Monitoring for up to 50 inverters (one network cluster), No hardware required, OPT-SRV-ID-COM5 | 400 |  | No | Inverters | Vendor De-listing | 0 |  | De-Listing & Stock Qty Unavailable |  | Not Applicable
570-0198 | 570-0198 | SolarEdge, GSM Modem, for all SetApp Enabled Single Phase Inverters, 5 Yr Sprint Prepaid Data Plan, for use in US Only, Qty. 1, SE-CELL-B-R05-S-S2-serialized | 552.8 |  | No | Inverters | Vendor De-listing | 0 |  | De-Listing & Stock Qty Unavailable |  | Not Applicable
570-0199 | 570-0199 | SolarEdge, GSM Modem, for all SetApp Enabled Single Phase Inverters, 12 Yr Sprint Prepaid Data Plan, for use in US Only, Qty. 1, SE-CELL-B-R12-S-S2-serialized | 869.82 |  | No | Inverters | Vendor De-listing | 457.8 |  | De-Listing & Stock Qty Unavailable |  | Not Applicable
570-0223 | 570-0223 | Engenuity, Inverter-Direct Monitor System, in NEMA 4X for 1 Fronius IG-add Interface Easy, 14500, ID-FIG-N | 49.9 |  | No | Electrical BOS | Vendor De-listing | 0 |  | De-Listing & Stock Qty Unavailable |  | Not Applicable
570-0224 | 570-0224 | Engenuity, Inverter-Direct Monitor System, in NEMA 4X box for SMA Sunny Boy - Max 9, 12100 | 49.95 |  | No | Electrical BOS | Vendor De-listing | 0 |  | De-Listing & Stock Qty Unavailable |  | Not Applicable
570-0226 | 570-0226 | Engenuity, Inverter-Direct Monitor System, in NEMA 4X box for Xantrex GT2.5-5.0 - Max 1, 13100 | 48.95 |  | No | Electrical BOS | Vendor De-listing | 0 |  | De-Listing & Stock Qty Unavailable |  | Not Applicable
570-0229 | 570-0229 | Enphase, IQ, Single-Phase Branch Aggregator, 1-3 Female inputs, 60A Max 2L+PE output. Includes one Q-BA-CAP, Q-BA-3-1P-60 | 201.11 |  | No | Inverters | Vendor De-listing | 192.07 |  | De-Listing & Stock Qty Unavailable |  | Not Applicable
570-0230 | 570-0230 | SolarEdge, Consumption Meter with Enclosure, 1-ph, 240V, 60Hz, RS485, NEMA3R, NO CT’s, Add 2, 200A or 400A CT’s, SE-MTR240 | 301.38 |  | No | Inverters | Vendor De-listing | 158.62 |  | De-Listing & Stock Qty Unavailable |  | Not Applicable
570-0231 | 570-0231 | OutBack, SkyBox Split Core CT’s, 1 Pair, 100A, OBCT-100 | 319 |  | No | Inverters | Soligent De-listing | 177.22 |  | De-Listing & Stock Qty Unavailable |  | Not Applicable
570-0232 | 570-0232 | OutBack, SkyBox Split Core CT’s, 1 Pair, 200A, OBCT-200 | 204.91 |  | No | Inverters | Soligent De-listing | 195.7 |  | De-Listing & Stock Qty Unavailable |  | Not Applicable
570-0233 | 570-0233 | GE, Kilowatt Hour Reconditioned Utility Meter with EZ Read 100A, 120/240VAC, 4 Digit, CEC Approved, S-02S-CA20023E(4) | 43.24 |  | No | Electrical BOS | Shippable | 40 |  | Shippable but Stock Qty Unavailable |  | Not Applicable
570-0234 | 570-0234 | Schneider Electric, Conext GATEWAY, 865-0329 | 487.84 |  | No | Inverters | Vendor De-listing | 451.25 |  | De-Listing & Stock Qty Unavailable |  | Not Applicable
570-0235 | 570-0235 | SolarEdge, GSM Modem, for up to 32 Commercial SetApp Enabled (208 or 480V) Inverters, up to 200kW-AC, 5 Yr Sprint Prepaid Data Plan, for use in US Only, SE-CELL-B-R05-S-S4 | 1072.26 |  | No | Inverters | Vendor De-listing | 0 |  | De-Listing & Stock Qty Unavailable |  | Not Applicable
570-0236 | 570-0236 | SolarEdge, GSM Modem, for up to 32 Commercial SetApp Enabled (208 or 480V) Inverters, up to 1,000kW-AC, 5 Yr Sprint Prepaid Data Plan, for use in US Only, SE-CELL-B-R05-S-S5 | 2517.1 |  | No | Inverters | Vendor De-listing | 0 |  | De-Listing & Stock Qty Unavailable |  | Not Applicable
570-0237 | 570-0237 | SolarEdge, GSM Modem w/SIM, for Inverters ≤ 11.4 kW, with a LCD display, 5 Yr prepaid plan, works with Sprint, for use in US Only, Not for StorEdge, Qty. 1, SE-CELL-R05-SS2 –serialized | 552.8 |  | No | Inverters | Soligent De-listing | 0 |  | De-Listing & Stock Qty Unavailable |  | Not Applicable
570-0238 : 570-0238_S | 570-0238_S | SolarEdge, GSM Modem w/SIM, for up to 32 Commercial (208 or 480V) Inverters, or up to 1,000kW-AC, 5 Yr Sprint Prepaid Data Plan, for use in US Only, SE-CELL-R05-S-S5-serialized | 1367.99 |  | No | Inverters | Soligent De-listing | 1310.99 |  | De-Listing & Stock Qty Unavailable |  | Not Applicable
570-0239 | 570-0239 | SolarEdge, & StorEdge, Single Phase Consumption Meter with Enclosure, 240V, 60Hz, RS485, NEMA 3R, NO CT’s, Add 2, 200A or 400A CT’s, SE-MTR240-NN-S-S1 | 206.95 |  | No | Inverters | Vendor De-listing | 178.4 |  | De-Listing & Stock Qty Unavailable |  | Not Applicable
570-0240 |  | SolarEdge, Cell Modem, for all SetApp Enabled Single Phase Inverters, 5 Yr Sprint Prepaid Data Plan, for use in US Only, CELL-B-R05-US-S-S2 | 204.55 |  | No | Inverters | Soligent De-listing | 0 |  | De-Listing & Stock Qty Unavailable |  | Not Applicable
570-0241 | 570-0241 | SolarEdge, Cell Modem, for all SetApp Enabled Single Phase Inverters, 12 Yr Sprint Prepaid Data Plan, for use in US Only, CELL-B-R12-US-S-S2 | 929.68 |  | No | Inverters | Vendor De-listing | 0 |  | De-Listing & Stock Qty Unavailable |  | Not Applicable
570-0242 | 570-0242 | SolarEdge, Cellular Plug-In, for Commercial SetApp Enabled (208 or 480V) Inverters, up to 200kW-AC, 5 Yr Sprint Prepaid Data Plan, for use in US Only, CELL-B-R05-US-S-S4 | 673.11 |  | No | Inverters | Vendor De-listing | 631.98 |  | De-Listing & Stock Qty Unavailable |  | Not Applicable
570-0244 | 570-0244 | SimpliPhi, AccESS with Schneider XW 6848-PRO, Gateway, SCH-2430069 | 552.94 |  | No | Energy Storage | Soligent De-listing | 528.09 |  | De-Listing & Stock Qty Unavailable |  | Not Applicable
570-0245 | 570-0245 | SimpliPhi, AccESS Interconnect for 2 Stack Schneider XW 6848, SCH-ESS-IC | 700 |  | No | Energy Storage | Vendor De-listing | 668.54 |  | De-Listing & Stock Qty Unavailable |  | Not Applicable
570-0246 | 570-0246 | Generac, Automatic Transfer Switch Control Adapter Kit for Whole House Backup applications (Transfer Switch NOT included), APKE00001 | 133.16 |  | No | Energy Storage | Vendor De-listing | 122.38 |  | De-Listing & Stock Qty Unavailable |  | Not Applicable
570-0247 | 570-0247 | Outback, CSIP Bridge, (Common Smart Inverter Profile) Communications accessory compliant with CA Rule 21, Phase 2 (IEEE 2030.5), CSIP BRIDGE | 500.5 |  | No | Inverters | Soligent De-listing | 278.06 |  | De-Listing & Stock Qty Unavailable |  | Not Applicable
570-0249 | 570-0249 | SolarEdge, Cell Modem, for all Single Phase Inverters with a Display, 12 Yr Data Plan, for use in US Only, CELL-A-R12-US-S-S2 | 929.68 |  | No | Inverters | Vendor De-listing | 516.49 |  | De-Listing & Stock Qty Unavailable |  | Not Applicable
570-0250 | 570-0250 | SolarEdge, Cellular Plug-In, for Commercial (208 or 480V) Inverters with a Display, up to 200kW-AC, 5 Yr Data Plan, for use in US Only, CELL-A-R05-US-S-S4 | 673.11 |  | No | Inverters | Shippable | 631.98 |  | Shippable but Stock Qty Unavailable | USEC001-0087 | Already Listed
570-0251 | 570-0251 | SolarEdge, Cellular Plug-In, for Commercial (208 or 480V) Inverters with a Display, up to 1,000kW-AC, 5 Yr Data Plan, for use in US Only, CELL-A-R05-US-S-S5 | 1570.82 |  | No | Inverters | Soligent De-listing | 1483.56 |  | De-Listing & Stock Qty Unavailable |  | Not Applicable
570-0252 | 570-0252 | SolarEdge, Cellular Plug-In, for Synergy Commercial SetApp Enabled Synergy (208 or 480V) Inverters, up to 1,000kW-AC, 5 Yr Data Plan, for use in US Only, CELL-B-R05-US-T-S5 | 2670.4 |  | No | Inverters | Shippable | 2119.37 |  | Shippable but Stock Qty Unavailable |  | Not Applicable
570-0253 | 570-0253 | SolarEdge, Cellular Plug-In, for Commercial SetApp Enabled Synergy (208 or 480V) Inverters, up to 200kW-AC, 5 Yr Data Plan, for use in US Only, CELL-B-R05-US-T-S4 | 1137.56 |  | No | Inverters | Shippable | 902.83 |  | Shippable but Stock Qty Unavailable |  | Not Applicable
570-0334 | 570-0334 | Magnum, MagWeb Web Based Ethernet Monitoring Kit, ME-MW-E | 311.09 |  | No | Inverters | Shippable | 297.11 |  | Shippable but Stock Qty Unavailable | USWC001-0071 | Already Listed
570-0479 | 570-0479 | Schneider Electric, XW Configuration tool xanbus USB adapter, 865-1155-01 | 698.13 |  | No | Inverters | Shippable | 601.84 |  | Shippable but Stock Qty Unavailable |  | Not Applicable
570-0482 | 570-0482 | ABB, Easy Control Light, up to 5 inverters or 20kW, Ethernet port, PVI-AEC-LIGHT-ETH | 797.19 |  | No | Electrical BOS | Soligent De-listing | 0 |  | De-Listing & Stock Qty Unavailable |  | Not Applicable
570-0514 | 570-0514 | Samlex, Battery Watch Battery Monitor, 12V/24V Programmable System, BW-01 | 64 |  | No | Electrical BOS | Soligent De-listing | 0 |  | De-Listing & Stock Qty Unavailable |  | Not Applicable
570-0516 | 570-0516 | Xantrex, Communications Gateway datalogger for GT o XW, Wi-Fi & Ethernet, Widget based, RNW8651055 | 826 |  | No | Inverters | Vendor De-listing | 0 |  | De-Listing & Stock Qty Unavailable |  | Not Applicable
570-0519 | 570-0519 | Solectria, WRONG ITEM TYPE, SRV Inv-Dir Monitoring, for each additional to 16 PVI1800-5300, 3 Year, SRV-ID-RES-ADD | 94 |  | No | Other | Soligent De-listing | 0 |  | Not Applicable as per Item Classification |  | Not Applicable
570-0524 | 570-0524 | Wiley Electronics, Acme Conduit Entry, Pass Thru with out DIN rail, NEMA 3R, with Mount Bracket, Qty. 1, ACE-PT | 256.99 |  | No | Electrical BOS | Soligent De-listing | 0 |  | De-Listing & Stock Qty Unavailable |  | Not Applicable
570-0526 | 570-0526 | Wiley Electronics, Acme Conduit Entry, 2-String Pass Thru, NEMA 3R with Mount Bracket, Qty. 1, ACE-2P | 200.53 |  | No | Electrical BOS | Vendor De-listing | 190.24 |  | De-Listing & Stock Qty Unavailable |  | Not Applicable
570-0527 | 570-0527 | Wiley Electronics, Acme Conduit Entry, 3-String Pass Thru, NEMA 3R with Mount Bracket, Qty. 1, ACE-3P | 224.65 |  | No | Electrical BOS | Vendor De-listing | 213.13 |  | De-Listing & Stock Qty Unavailable |  | Not Applicable
570-0528 | 570-0528 | Wiley Electronics, Acme Conduit Entry, 4-String Pass Thru, NEMA 3R with Mount Bracket, Qty. 1, ACE-4P | 314.16 |  | No | Electrical BOS | Soligent De-listing | 0 |  | De-Listing & Stock Qty Unavailable |  | Not Applicable
570-0529 | 570-0529 | Wiley Electronics, Acme Conduit Entry, 3-String Combiner, NEMA 3R with Mount Bracket, Qty. 1, ACE-3C | 263.27 |  | No | Electrical BOS | Shippable | 249.77 |  | Shippable but Stock Qty Unavailable |  | Not Applicable
570-0530 | 570-0530 | Wiley Electronics, Acme Conduit Entry, 4-String Combiner, NEMA 3R with Mount Bracket, Qty. 1, ACE-4C | 447 |  | No | Electrical BOS | Soligent De-listing | 0 |  | De-Listing & Stock Qty Unavailable |  | Not Applicable
570-0558 | 570-0558 | Engenuity, Inverter-Direct Monitor System, NEMA 4X box for Fronius IG Plus UNI -Max 15, 14520 | 49.95 |  | No | Electrical BOS | Vendor De-listing | 0 |  | De-Listing & Stock Qty Unavailable |  | Not Applicable
570-0584 : 570-0584 : 570-0584 : 570-0584 : 570-0584 : 570-0584_U | 570-0584 : 570-0584 : 570-0584 : 570-0584 : 570-0584_U | Morningstar, Remote Meter for SS-MPPT, SSDuo and SureSine with 32' cable, RM-1 | 85.14 |  | No | Electrical BOS | Soligent De-listing | 81.82 |  | De-Listing & Stock Qty Unavailable |  | Not Applicable
570-0586 | 570-0586 | DECK, Commercial Revenue Grade Solar Monitoring Equipment with 5 Year Monitoring Service, 210A | 3237.84 |  | No | Electrical BOS | Soligent De-listing | 2995 |  | De-Listing & Stock Qty Unavailable |  | Not Applicable
570-0588 | 570-0588 | DECK, Add-On Energy Meter with CTs (100A-2400A < 5.5" X 2.5" Window) with 5 Year Monitoring Service, 2111 | 1902 |  | No | Electrical BOS | Soligent De-listing | 0 |  | De-Listing & Stock Qty Unavailable |  | Not Applicable
570-0589 | 570-0589 | DECK, Add-On Energy Meter (or Multi-field Data Point) Monitoring Service, 5 Year Extension, CM5YM001 | 502 |  | No | Electrical BOS | Soligent De-listing | 0 |  | De-Listing & Stock Qty Unavailable |  | Not Applicable
570-0593 | 570-0593 | DECK, Kiosk Preconfigured Indoor, KTSIP001 | 449.5 |  | No | Electrical BOS | Soligent De-listing | 0 |  | De-Listing & Stock Qty Unavailable |  | Not Applicable
570-0598 | 570-0598 | DECK, GSM Cellular Modem (Cellular data plan must be provided by customer), CMG00001 | 1202 |  | No | Electrical BOS | Soligent De-listing | 0 |  | De-Listing & Stock Qty Unavailable |  | Not Applicable
570-0603 | 570-0603 | Kaco, Irradiance Sensor, K-SI-12TC | 48 |  | No | Electrical BOS | Soligent De-listing | 0 |  | De-Listing & Stock Qty Unavailable |  | Not Applicable
570-0610 | 570-0610 | SMA, smart web server for modbus interface , MODBUS-GATEWAY | 3198.3984 |  | No | Electrical BOS | Soligent De-listing | 0 |  | De-Listing & Stock Qty Unavailable |  | Not Applicable
570-0613 | 570-0613 | DECK, Residential Revenue Grade Solar Monitor Equipment with 5 Year Monitoring Service, 120/240V, RM5YP001 | 3502 |  | No | Electrical BOS | Soligent De-listing | 0 |  | De-Listing & Stock Qty Unavailable |  | Not Applicable
570-0629 | 570-0629 | DECK, Touchscreen Flat Panel 22" with Wall Mount/Pre-Configured PC, 2116 | 5992 |  | No | Electrical BOS | Soligent De-listing | 0 |  | De-Listing & Stock Qty Unavailable |  | Not Applicable
570-0635 | 570-0635 | SMA, Sunny Beam with Bluetooth, Monitor up to 12 inverters [add Card for each], USBport, Sunny Beam-BT | 362 |  | No | Inverters | Vendor De-listing | 0 |  | De-Listing & Stock Qty Unavailable |  | Not Applicable
570-0636 | 570-0636 | SMA, Bluetooth Communication Card with Internal Antenna, for -10, -11, -12 inverters, BTPBINV-NR | 209 |  | No | Inverters | Soligent De-listing | 0 |  | De-Listing & Stock Qty Unavailable |  | Not Applicable
570-0642 | 570-0642 | TBS Electronics, e-xpert 1:5 Voltage Prescaler kit, 48VDC to 120VDC | 66.93 |  | No | Electrical BOS | Soligent De-listing | 0 |  | De-Listing & Stock Qty Unavailable |  | Not Applicable
570-0644 | 570-0644 | Power One, Easy Control Basic, up to 31 inverters, DSL, ethernet port, PVI-AEC-BASIC-DSL | 1173 |  | No | Electrical BOS | Soligent De-listing | 0 |  | De-Listing & Stock Qty Unavailable |  | Not Applicable
570-0647 | 570-0647 | Power One, PVI-DESKTOP portable monitor, wireless, touchscreen display, PVI-DESKTOP-US | 671 |  | No | Inverters | Vendor De-listing | 0 |  | De-Listing & Stock Qty Unavailable |  | Not Applicable
570-0649 | 570-0649 | Bogart Engineering, Tri-Metric Battery Monitor, 12/24/48VDC, with additional data logging, TM-2025-A | 261 |  | No | Electrical BOS | Soligent De-listing | 0 |  | De-Listing & Stock Qty Unavailable |  | Not Applicable
570-0667 | 570-0667 | Tigo Energy, Accessory - Pyranometer Unit (light sensor), with Y-cable, LS | 467.25 |  | No | Electrical BOS | Soligent De-listing | 0 |  | De-Listing & Stock Qty Unavailable |  | Not Applicable
570-0668 | 570-0668 | Tigo Energy, Accessory - Module Thermocouple Unit (temperature sensor), with Y-cable, TS | 112 |  | No | Electrical BOS | Soligent De-listing | 0 |  | De-Listing & Stock Qty Unavailable |  | Not Applicable
570-0677 | 570-0677 | SMA, Web Box For SUNNYTOWER, SUNNY WEBBOX-208 | 1214 |  | No | Inverters | Soligent De-listing | 0 |  | De-Listing & Stock Qty Unavailable |  | Not Applicable
570-0678 | 570-0678 | SMA, Sunny Beam Bluetooth Repeater, BTREP-IN | 334 |  | No | Inverters | Vendor De-listing | 0 |  | De-Listing & Stock Qty Unavailable |  | Not Applicable
570-0731 | 570-0731 | Kaco, inSIGHT LCD Display Frame for use with RSS Feed, 10" screen, Wi-Fi, K PF 10 | 24.25 |  | No | Electrical BOS | Soligent De-listing | 0 |  | De-Listing & Stock Qty Unavailable |  | Not Applicable
570-0737 | 570-0737 | Power One, Duplicate to 570-0121, Cable, Adapter RS485 to USB &RS232 for PC interface, incl/powersupply, PVI-USB-RS485-232 | 188 |  | No | Electrical BOS | Soligent De-listing | 0 |  | De-Listing & Stock Qty Unavailable |  | Not Applicable
570-0738 | 570-0738 | ABB, Radio Module, Radio transceiver for string inv PVI- 3.0/ 3.6/ 4.2/ 5000/ 6000, 915Mhz,antenna, PVI-RADIOMODULE-US | 283.2 |  | No | Electrical BOS | Vendor De-listing | 0 |  | De-Listing & Stock Qty Unavailable |  | Not Applicable
570-0740 | 570-0740 | Enphase, Environ Smart Thermostat with ZigBee Interface Kit, plus Zigbee interface for Envoy, EVRN-RT-01 | 610 |  | No | Inverters | Vendor De-listing | 0 |  | De-Listing & Stock Qty Unavailable |  | Not Applicable
570-0741 | 570-0741 | Enphase, Environ Smart Thermostat with ZigBee Interface, additional Thermostat only, EVRN-RT-02 | 570 |  | No | Inverters | Vendor De-listing | 0 |  | De-Listing & Stock Qty Unavailable |  | Not Applicable
570-0742 | 570-0742 | Enphase, Environ Repeater for ZigBee Interface, optional, large installations only, EVRN-RR-01 | 138 |  | No | Electrical BOS | Vendor De-listing | 0 |  | De-Listing & Stock Qty Unavailable |  | Not Applicable
570-0744 | 570-0744 | Advanced Energy, Inverter Integrated Revenue Meter, Electro Industries, Shark 100 Meter, AE-RGM-100 | 4590 |  | No | Electrical BOS | Soligent De-listing | 0 |  | De-Listing & Stock Qty Unavailable |  | Not Applicable
570-0756 | 570-0756 | Bogart Engineering, Temperature Sensor for PentaMetric, -20 to +60C, TS-1 | 45 |  | No | Electrical BOS | Soligent De-listing | 0 |  | De-Listing & Stock Qty Unavailable |  | Not Applicable
570-0758 | 570-0758 | DECK, Custom System, Enter Quote Number and Custom Price | 0 |  | No | Electrical BOS | Shippable | 0 |  | Shippable but Price & Stock Qty Unavailable |  | Not Applicable
570-0769 | 570-0769 | Fronius, Display version of the IGPLUS3000/3800 inverter | 128.2 |  | No | Electrical BOS | Soligent De-listing | 0 |  | De-Listing & Stock Qty Unavailable |  | Not Applicable
570-0775 | 570-0775 | Midnite Solar, Shunt Busbar mounts on 500A shunt, four battery cable studs, MNSHUNT BUSBAR | 72.6 |  | No | Electrical BOS | Soligent De-listing | 45.37 |  | De-Listing & Stock Qty Unavailable |  | Not Applicable
570-0776 | 570-0776 | SMA, Communication Card, RS-485 Module for Sunny Mini Central ROW inverters, 485PB-SMC-NR | 192 |  | No | Electrical BOS | Vendor De-listing | 0 |  | De-Listing & Stock Qty Unavailable |  | Not Applicable
570-0800 | 570-0800 | Data Acq System 4 Channel Modem Mtr Software | 8186 |  | No | Electrical BOS | Soligent De-listing | 0 |  | De-Listing & Stock Qty Unavailable |  | Not Applicable
570-0803 | 570-0803 | DECK, Touchscreen Flat Panel 19" with Wall Mount/Pre-Configured PC, 2115 | 4992 |  | No | Electrical BOS | Soligent De-listing | 0 |  | De-Listing & Stock Qty Unavailable |  | Not Applicable
570-0805 | 570-0805 | DECK, Touchscreen Flat Panel 32" with Wall Mount/Pre-Configured PC, 2117 | 7992 |  | No | Electrical BOS | Soligent De-listing | 0 |  | De-Listing & Stock Qty Unavailable |  | Not Applicable
570-0806 | 570-0806 | DECK, Weather Station Monitoring for SMA Sunny Sensor, 5 Year Service, Software Only, Requires WebBox, WSSMA002 | 802 |  | No | Electrical BOS | Soligent De-listing | 0 |  | De-Listing & Stock Qty Unavailable |  | Not Applicable
570-0809 | 570-0809 | Xantrex, Remote for Inverter with 2 bank battery, LINK2000 | 29 |  | No | Inverters | Soligent De-listing | 0 |  | De-Listing & Stock Qty Unavailable |  | Not Applicable
570-0810 | 570-0810 | DECK, Sub Array Current Sensor, Measures DC Amperage up to 200A, with 5 Year Monitoring Service, 2114 | 802 |  | No | Electrical BOS | Soligent De-listing | 0 |  | De-Listing & Stock Qty Unavailable |  | Not Applicable
570-0811 | 570-0811 | DECK, Sub Array (Zone) Monitoring, 5 Year Extension, Softwar Only (Per Zone), 1128 | 300 |  | No | Electrical BOS | Soligent De-listing | 0 |  | De-Listing & Stock Qty Unavailable |  | Not Applicable
570-0814 | 570-0814 | Fronius, WLAN USB Stick with indoor antenna, to add WiFi to Datalogger Web, 41,0018,0070 | 107.8 |  | No | Electrical BOS | Vendor De-listing | 0 |  | De-Listing & Stock Qty Unavailable |  | Not Applicable
570-0815 | 570-0815 | Fronius, WLAN USB Stick with outdoor antenna, to add WiFi to Datalogger Web, 41,0018,0071 | 1017.98 |  | No | Electrical BOS | Vendor De-listing | 0 |  | De-Listing & Stock Qty Unavailable |  | Not Applicable
570-0817 | 570-0817 | Fronius, Smart Converter RS-232 Card Retrofit, 4,240,018,Z | 675.98 |  | No | Electrical BOS | Soligent De-listing | 0 |  | De-Listing & Stock Qty Unavailable |  | Not Applicable
570-0818 | 570-0818 | Fronius, Smart Converter RS-232 Box, 4,240,118 | 539.98 |  | No | Electrical BOS | Soligent De-listing | 0 |  | De-Listing & Stock Qty Unavailable |  | Not Applicable
570-0819 | 570-0819 | Fronius, Smart Converter USB, 4,240,119 | 291.8 |  | No | Inverters | Vendor De-listing | 0 |  | De-Listing & Stock Qty Unavailable |  | Not Applicable
570-0822 | 570-0822 | DECK, All in One Box Upgrade - Core package equipment pre-wired in a UL-listed NEMA 4 enclosure, DSTMP001 | 1990 |  | No | Electrical BOS | Soligent De-listing | 0 |  | De-Listing & Stock Qty Unavailable |  | Not Applicable
570-0829 | 570-0829 | SMA, WebBox with Bluetooth, wired Ethernet, includes 120V plug pack, WEBBOX-BT-20 | 1100 |  | No | Inverters | Vendor De-listing | 0 |  | De-Listing & Stock Qty Unavailable |  | Not Applicable
570-0830 | 570-0830 | Outback, Communications Controller for FlexWare, White Case, MATE3 | 770 |  | No | Inverters | Vendor De-listing | 0 |  | De-Listing & Stock Qty Unavailable |  | Not Applicable
570-0842 | 570-0842 | SMA, ROW OPC Server, the standardized data interface for large plants PC Software for Windows XP Professional (SP2), Windows Server 2003 (recommended), SMAOPCSERVER | 4301 |  | No | Electrical BOS | Vendor De-listing | 0 |  | De-Listing & Stock Qty Unavailable |  | Not Applicable
570-0843 | 570-0843 | Power One, PVI-DESKTOP-BT Portable Monitor, Bluetooth and wireless, touchscreen display, PVI-DESKTOP-BT-US | 805 |  | No | Inverters | Vendor De-listing | 0 |  | De-Listing & Stock Qty Unavailable |  | Not Applicable
570-0844 | 570-0844 | SolarEdge, ZigBee Master Wireless Card to plug into Inverter (one Master per Mesh), With External Antenna, Digi International, SE1000-ZB02-MST-NA | 132 |  | No | Electrical BOS | Vendor De-listing | 0 |  | De-Listing & Stock Qty Unavailable |  | Not Applicable
570-0845 | 570-0845 | SolarEdge, ZigBee Wireless Card, Slave, to plug into Inverter, With External Antenna, Digi International, SE1000-ZB02-SLV-NA | 128 |  | No | Electrical BOS | Vendor De-listing | 0 |  | De-Listing & Stock Qty Unavailable |  | Not Applicable
570-0846 | 570-0846 | SolarEdge, ZigBee Master Wireless to Wired Ethernet Interface (one Master per Mesh), ConnectPort X2 Modem, Digi International, SE 1000-ZB00-DG2 | 580 |  | No | Electrical BOS | Vendor De-listing | 0 |  | De-Listing & Stock Qty Unavailable |  | Not Applicable
570-0850 | 570-0850 | Solectria, DO NOT USE - WRONG ITEM TYPE. Custom Quote, Enter Quote Number and Custom Price | 0 |  | No | Other | Soligent De-listing | 0 |  | Not Applicable as per Item Classification |  | Not Applicable
570-0851 | 570-0851 | DECK, ModHopper Wireless Modbus Transceiver (3,000ft. indoor/14mi. outdoor), WP2PP005 | 810.81 |  | No | Electrical BOS | Soligent De-listing | 750 |  | De-Listing & Stock Qty Unavailable |  | Not Applicable
570-0852 | 570-0852 | Bogart Engineering, Tri-Metric Battery Monitor, 12-48V system, TM-2025-RV | 261 |  | No | Electrical BOS | Soligent De-listing | 0 |  | De-Listing & Stock Qty Unavailable |  | Not Applicable
570-0853 | 570-0853 | Solectria, Daisy chain cable, for PVI 1800-2500, WIH-020075 | 47 |  | No | Electrical BOS | Soligent De-listing | 0 |  | De-Listing & Stock Qty Unavailable |  | Not Applicable
570-0854 | 570-0854 | Solectria, Daisy chain cable, for PVI 3000-7500, WIH-020081 | 47 |  | No | Electrical BOS | Soligent De-listing | 0 |  | De-Listing & Stock Qty Unavailable |  | Not Applicable
570-0855 | 570-0855 | Solectria, SolrenView Meter Socket, 1-Phase, 135A, 240VAC, 4 Terminal for ABB meter or GE kV2C, NEMA 3R, SRV-MET-SKT-1PH | 176 |  | No | Electrical BOS | Soligent De-listing | 0 |  | De-Listing & Stock Qty Unavailable |  | Not Applicable
570-0856 | 570-0856 | Solectria, SolrenView Meter Socket, 3-Phase, 200A, 208/240/480VAC, 7 Terminal for GE kV2c meter, NEMA 3R, SRV-MET-SKT-3PH | 424 |  | No | Electrical BOS | Soligent De-listing | 0 |  | De-Listing & Stock Qty Unavailable |  | Not Applicable
570-0857 | 570-0857 | Solectria, Option, SolrenView Air - Installed 3G Cell Modem and Phone Service, for PVI 50-100KW and SGI 225-500KW, 5 Years only, OPT-SRV-AIR-1X | 6799.99 |  | No | Electrical BOS | Soligent De-listing | 0 |  | De-Listing & Stock Qty Unavailable |  | Not Applicable
570-0858 | 570-0858 | Yaskawa Solectria, SolrenView Gateway, INDOOR, Rated for Indoor Installation, For PVI 1800-7500 & PVI 3800-7600TL, NEMA 1, SRV-LCD | 664.71 |  | No | Inverters | Vendor De-listing | 634.83 |  | De-Listing & Stock Qty Unavailable |  | Not Applicable
570-0859 | 570-0859 | Yaskawa Solectria, SolrenView Gateway, OUTDOOR, NEMA 4, Rated for Outdoor Installation, For PVI 1800-7500 & PVI 3800-7600TL, SRV-LCD-OUTDOOR | 664.71 |  | No | Inverters | Vendor De-listing | 634.83 |  | De-Listing & Stock Qty Unavailable |  | Not Applicable
570-0860 | 570-0860 | Solectria, SolrenView Inverter Direct Monitoring, with LCD PVI 1800-7500 systems, NEMA 1, SRV-ID-LCD | 824 |  | No | Electrical BOS | Vendor De-listing | 0 |  | De-Listing & Stock Qty Unavailable |  | Not Applicable
570-0861 | 570-0861 | Solectria, SolrenView Inverter Direct Monitoring, with LCD PVI 1800-7500 systems, NEMA 4, SRV-ID-LCD-OUT | 1248 |  | No | Electrical BOS | Vendor De-listing | 0 |  | De-Listing & Stock Qty Unavailable |  | Not Applicable
570-0864 | 570-0864 | Solectria, SolrenView Revenue Grade Meter, 300A, 1-Phase, 240VAC (max 72KW), 3-Phase, 208VAC (max 108KW), 480VAC (max 249KW), Meter used: Veris H8035-0300-2, No Box, SRV-MET-CT-0300A | 2699.99 |  | No | Electrical BOS | Soligent De-listing | 0 |  | De-Listing & Stock Qty Unavailable |  | Not Applicable
570-0865 | 570-0865 | Solectria, SolrenView Revenue Grade Meter, 400A, 1-Phase, 240VAC (max 96KW), 3-Phase, 208VAC (max 144KW), 480VAC (max 332KW), Meter used: Veris H8035-0400-2, No Box, SRV-MET-CT-0400A | 3099.99 |  | No | Electrical BOS | Soligent De-listing | 0 |  | De-Listing & Stock Qty Unavailable |  | Not Applicable
570-0866 | 570-0866 | Solectria, SolrenView Revenue Grade Meter, 1600A, 3-Phase, 208VAC (max 576KW), 480VAC (max 1330KW), Meter used: Veris H8035-1600-2, No Box, SRV-MET-CT-1600A | 3474.99 |  | No | Electrical BOS | Soligent De-listing | 0 |  | De-Listing & Stock Qty Unavailable |  | Not Applicable
570-0867 | 570-0867 | Solectria, SolrenView Revenue Grade Meter, 200A, 3-Phase, 208VAC (max 72KW), 480VAC (max 166KW), Meter used: GE kV2C, NEMA 3R, SRV-MET-GL-3PH | 1412.99 |  | No | Electrical BOS | Soligent De-listing | 0 |  | De-Listing & Stock Qty Unavailable |  | Not Applicable
570-0868 | 570-0868 | Solectria, SolrenView Revenue Grade Meter, 800A, 3-Phase, 208VAC (max 288KW), 480VAC (max 665KW), Meter used: Veris H8035-0800-2, No Box, SRV-MET-CT-0800A | 3224.99 |  | No | Electrical BOS | Soligent De-listing | 0 |  | De-Listing & Stock Qty Unavailable |  | Not Applicable
570-0869 | 570-0869 | Solectria, Option, SolZone Array monitoring Integrated, 2-fuse PVI 50-100KW, , OPT-SRV-SOLZONE-PVI-2X | 1088 |  | No | Electrical BOS | Soligent De-listing | 0 |  | De-Listing & Stock Qty Unavailable |  | Not Applicable
570-0870 | 570-0870 | Solectria, Option, SolZone Array monitoring Integrated, 3-fuse PVI 50-100KW, OPT-SRV-SOLZONE-PVI-3X | 1554 |  | No | Electrical BOS | Soligent De-listing | 0 |  | De-Listing & Stock Qty Unavailable |  | Not Applicable
570-0871 | 570-0871 | Solectria, Option, SolZone Array monitoring Integrated, 4-fuse PVI 50-100KW, OPT-SRV-SOLZONE-PVI-4X | 1968 |  | No | Electrical BOS | Soligent De-listing | 0 |  | De-Listing & Stock Qty Unavailable |  | Not Applicable
570-0872 | 570-0872 | Solectria, Option, SolZone Array monitoring Integrated, 5-fuse PVI 50-100KW, OPT-SRV-SOLZONE-PVI-5X | 2590 |  | No | Electrical BOS | Soligent De-listing | 0 |  | De-Listing & Stock Qty Unavailable |  | Not Applicable
570-0873 | 570-0873 | Solectria, Option, SolrenView Inv-Dir Monitoring Factory installed firmware for PVI 10-15KW, ORDER with each inverter, OPT-SRV-ID-COM1 | 306 |  | No | Electrical BOS | Soligent De-listing | 0 |  | De-Listing & Stock Qty Unavailable |  | Not Applicable
570-0874 | 570-0874 | Solectria, Option, SolrenView Inv-Dir Monitoring Factory installed firmware for PVI 50-100KW, ORDER with each inverter, OPT-SRV-ID-COM2 | 337.99 |  | No | Electrical BOS | Soligent De-listing | 0 |  | De-Listing & Stock Qty Unavailable |  | Not Applicable
570-0875 | 570-0875 | Solectria, Option, SolrenView Inv-Dir Monitoring Factory installed firmware for SGI 225-500KW, ORDER with each inverter, OPT-SRV-ID-COM3 | 337.99 |  | No | Electrical BOS | Soligent De-listing | 0 |  | De-Listing & Stock Qty Unavailable |  | Not Applicable
570-0876 | 570-0876 | Solectria, SolrenView Basic Weather Station, With Irradiance Sensor, Back of Module and Ambient Temperature Sensor, NEMA 3R, SRV-WTHR | 2699.99 |  | No | Electrical BOS | Soligent De-listing | 0 |  | De-Listing & Stock Qty Unavailable |  | Not Applicable
570-0877 | 570-0877 | Solectria, SolrenView Full Weather Station, With Irradiance Sensor, Back of Module and Ambient Temperature Sensor, Wind direction and speed sensors, NEMA 3R, SRV-WTHR-WIND | 4999.99 |  | No | Electrical BOS | Soligent De-listing | 0 |  | De-Listing & Stock Qty Unavailable |  | Not Applicable
570-0878 | 570-0878 | Solectria, Option, SolrenView Revenue Grade Meter, 400A, 3-Phase, 480/600VAC integrated in SGI 225-500KW, Meter used: Veris H8035-0400-2, OPT-SRV-RG-0400A | 1924.99 |  | No | Electrical BOS | Soligent De-listing | 0 |  | De-Listing & Stock Qty Unavailable |  | Not Applicable
570-0894 | 570-0894 | Morningstar, MeterHub enables one Display to connect to multiple devices, 4 port, NEMA 1, HUB-1 | 134 |  | No | Electrical BOS | Soligent De-listing | 0 |  | De-Listing & Stock Qty Unavailable |  | Not Applicable
570-0902 | 570-0902 | DECK, Add-On Energy Meter with CTs (>2400A > 5.5" X 2.5" Window) with 5 Year Monitoring Service, CMAMS003 | 3302 |  | No | Electrical BOS | Soligent De-listing | 0 |  | De-Listing & Stock Qty Unavailable |  | Not Applicable
570-0906 | 570-0906 | DECK, Touchscreen Flat Panel 42" with Wall Mount/Pre-Configured PC, 2118 | 8992 |  | No | Electrical BOS | Soligent De-listing | 0 |  | De-Listing & Stock Qty Unavailable |  | Not Applicable
570-0907 | 570-0907 | Solectria, Option, SolZone Array monitoring Integrated, 8-fuse SGI 225-500KW, OPT-SRV-SOLZONE-SGI-8X | 3986 |  | No | Electrical BOS | Soligent De-listing | 0 |  | De-Listing & Stock Qty Unavailable |  | Not Applicable
570-0908 | 570-0908 | SMA, Sunny Sensor Option, Power Injector with Bluetooth communication unit, BT-485-CON-DEV | 464 |  | No | Inverters | Vendor De-listing | 0 |  | De-Listing & Stock Qty Unavailable |  | Not Applicable
570-0910 | 570-0910 | SolarEdge, ZigBee Kit, includes Master Wireless to Ethernet X2 interface, and Slave Wireless Card to plug into Inverter, SE1000-ZBDG2X-NA | 644 |  | No | Electrical BOS | Vendor De-listing | 0 |  | De-Listing & Stock Qty Unavailable |  | Not Applicable
570-0911 | 570-0911 | Solectria, SolrenView LITE Inv-Dir Monitoring, for PVI 1800-7500 systems, INDOOR gateway w/o LCD, DHCP Only, One Inverter Only, Site survey required, Monitoring online is FREE for system sizes <10KW AC (using PVI 1800 - 7500), SRV-LITE | 612 |  | No | Electrical BOS | Vendor De-listing | 0 |  | De-Listing & Stock Qty Unavailable |  | Not Applicable
570-0914 | 570-0914 | Tigo Energy, Additional Wireless Gateway for Management Unit, need 1 for every 120 Maximizers, 50' radius range, 20mm deep box, ES-GTWY-020 | 197.6 |  | No | Electrical BOS | Soligent De-listing | 0 |  | De-Listing & Stock Qty Unavailable |  | Not Applicable
570-0917 | 570-0917 | DECK, Obvuis A8810 EMB Acquisuite Communication Gateway, CGHWP003 | 1702 |  | No | Electrical BOS | Soligent De-listing | 0 |  | De-Listing & Stock Qty Unavailable |  | Not Applicable
570-0918 | 570-0918 | DECK, Commercial Solar Monitoring Gateway & 5 Year Service Package (No revenue-grade meter), CM5YP002 | 5992 |  | No | Electrical BOS | Soligent De-listing | 0 |  | De-Listing & Stock Qty Unavailable |  | Not Applicable
570-0920 | 570-0920 | DECK, Sub Array Current Sensor, Measures DC Amperage 200A - 800A, with 5 Year Monitoring Service, 2113 | 1302 |  | No | Electrical BOS | Soligent De-listing | 0 |  | De-Listing & Stock Qty Unavailable |  | Not Applicable
570-0921 | 570-0921 | DECK, Obvuis A8332 Flex I/O Module for connecting up to 8 DC CTs or other 4-20mA analog/pulse devices, FIMDL001 | 1066 |  | No | Electrical BOS | Soligent De-listing | 0 |  | De-Listing & Stock Qty Unavailable |  | Not Applicable
570-0923 | 570-0923 | DECK, Single device enclosure, Fiberglass, NEMA 4X, N3RMH001 | 300 |  | No | Electrical BOS | Soligent De-listing | 0 |  | De-Listing & Stock Qty Unavailable |  | Not Applicable
570-0927 | 570-0927 | DECK, Sub-array (Zone) 5 Year Monitoring Service, Software Only (Per Zone), 1122 | 402 |  | No | Electrical BOS | Soligent De-listing | 0 |  | De-Listing & Stock Qty Unavailable |  | Not Applicable
570-0930 | 570-0930 | Solectria, SolrenView Revenue Grade Meter, 135A, 1-Phase, 240VAC (max 32KW), 4 Terminal, Meter used: GE kV2C, NEMA 3R, SRV-MET-GL-1PH | 387.99 |  | No | Electrical BOS | Soligent De-listing | 0 |  | De-Listing & Stock Qty Unavailable |  | Not Applicable
570-0931 | 570-0931 | Solectria, Kiosk View, Ordered with Inverter Direct or Revenue Grade Package, Does not include hardware, SRV-KIOSK-DISP | 577.2 |  | No | Electrical BOS | Vendor De-listing | 0 |  | De-Listing & Stock Qty Unavailable |  | Not Applicable
570-0932 | 570-0932 | Midnite Solar, Birdhouse, Remote Solar Disconnect Control Switch, with power supply & battery backup, Red NEMA 3R, MNBIRDHOUSE1-RED | 389.46 |  | No | Electrical BOS | Vendor De-listing | 360.25 |  | De-Listing & Stock Qty Unavailable |  | Not Applicable
570-0933 | 570-0933 | Locus Energy, LGate 101, Revenue-grade Monitoring Equipment with 5 Yr Service, 1-Ph, 120/240VAC, 200A CT, NEMA 3R, includes access to portfolio application for installer, Dealer must return New Dealer Form to Locus, SPPVB5-101 | 989.9 |  | No | Electrical BOS | Vendor De-listing | 0 |  | De-Listing & Stock Qty Unavailable |  | Not Applicable
570-0934 | 570-0934 | Fronius, Personal Display DL, Wireless LCD Display and Datalogger, Micro USB port & power supply, 4,240,133 | 283.8 |  | No | Electrical BOS | Vendor De-listing | 0 |  | De-Listing & Stock Qty Unavailable |  | Not Applicable
570-0935 | 570-0935 | Fronius, Personal Display DL Box, wired DatCom to Wireless transmitter, NEMA 1, 4,240,137 | 477.98 |  | No | Electrical BOS | Vendor De-listing | 0 |  | De-Listing & Stock Qty Unavailable |  | Not Applicable
570-0936 | 570-0936 | Solectria, Option, SolZone Array monitoring Integrated, 6-fuse SGI 225-500KW, OPT-SRV-SOLZONE-SGI-6X | 3470 |  | No | Electrical BOS | Soligent De-listing | 0 |  | De-Listing & Stock Qty Unavailable |  | Not Applicable
570-0949 | 570-0949 | Locus Energy, LGate 101, Consumption monitoring add-on, Includes two 200A split core CTs, 1-Ph, 120/240VAC, SP-ADD-CONS-5YR | 288 |  | No | Electrical BOS | Vendor De-listing | 0 |  | De-Listing & Stock Qty Unavailable |  | Not Applicable
570-0950 | 570-0950 | Locus Energy, LGate 101, Consumption monitoring add-on, Includes two 600A split core CTs, 1-Ph, 120/240VAC, SP-ADD-CONS-600-5YR | 363 |  | No | Electrical BOS | Vendor De-listing | 0 |  | De-Listing & Stock Qty Unavailable |  | Not Applicable
570-0951 | 570-0951 | Locus Energy, LGate 310, Revenue-grade Monitoring Equipment Bundle with 5 Yr Service, 3-Ph, 208/240/277VAC, 200A, Includes: Itron SENTINEL 3-ph meter and LGate 101 datalogger, Dealer must return New Dealer Form to Locus, TPPVB5-310 | 4188 |  | No | Electrical BOS | Vendor De-listing | 0 |  | De-Listing & Stock Qty Unavailable |  | Not Applicable
570-0952 | 570-0952 | Locus Energy, Weather Station Basic, with irradiance and cell temperature, Order with LGate 310 WIS114-101 | 1148.65 |  | No | Electrical BOS | Soligent De-listing | 1062.5 |  | De-Listing & Stock Qty Unavailable |  | Not Applicable
570-0953 | 570-0953 | Locus Energy, Weather Station Deluxe, with irradiance, cell and ambient temperature, and wind-speed, Order with LGate 310, F-IMT | 1993.24 |  | No | Electrical BOS | Soligent De-listing | 1843.75 |  | De-Listing & Stock Qty Unavailable |  | Not Applicable
570-0954 | 570-0954 | Locus Energy, Kiosk PC, Lenovo Windows 7 PC pre-configured to automatically run the Locus kiosk software interface, plug-and-play factory configured and drop-shipped, KPC | 1013.51 |  | No | Electrical BOS | Soligent De-listing | 937.5 |  | De-Listing & Stock Qty Unavailable |  | Not Applicable
570-0956 | 570-0956 | Bogart Engineering, Drop Ship Fee | 7 |  | No | Other | Soligent De-listing | 0 |  | Not Applicable as per Item Classification |  | Not Applicable
570-0958 | 570-0958 | Bogart Engineering, PentaMetric Computer Interface with Ethernet connection, use with input/base Unit, PM-101-CE | 254 |  | No | Electrical BOS | Soligent De-listing | 0 |  | De-Listing & Stock Qty Unavailable |  | Not Applicable
570-0964 | 570-0964 | DECK, Automatic Agency Reporting to CSI-IID for 5 Years, 4110 | 1411.98 |  | No | Other | Shippable | 0 |  | Not Applicable as per Item Classification |  | Not Applicable
570-0970 | 570-0970 | DECK, Weather Station Standard with 5 Year Monitoring, Pyranometer, Ambient and Module Tempature, NEMA 4, WS5YP012 | 5552 |  | No | Electrical BOS | Soligent De-listing | 0 |  | De-Listing & Stock Qty Unavailable |  | Not Applicable
570-0971 | 570-0971 | DECK, Weather Station Full with 5 Year Monitoring, Pyranometer, Amb & Mod Temp, Wind Speed and Direction, NEMA 4, WS5YP013 | 5998 |  | No | Electrical BOS | Vendor De-listing | 0 |  | De-Listing & Stock Qty Unavailable |  | Not Applicable
570-0972 | 570-0972 | DECK, Weather Station Tripod, 3', WS5YP010 | 120 |  | No | Electrical BOS | Soligent De-listing | 0 |  | De-Listing & Stock Qty Unavailable |  | Not Applicable
570-0973 | 570-0973 | DECK, Weather Station Wall Mount, WS5YP011 | 140 |  | No | Electrical BOS | Soligent De-listing | 0 |  | De-Listing & Stock Qty Unavailable |  | Not Applicable
570-0989 | 570-0989 | DECK, All in One Box, Includes 5 Year Software agreement, A8810 Gateway, RGM, CTs, Power Supply, Pre-Wired in NEMA 4X Enclosure, 210B | 4318.92 |  | No | Electrical BOS | Soligent De-listing | 3995 |  | De-Listing & Stock Qty Unavailable |  | Not Applicable
570-0990 | 570-0990 | Magnecraft Power Relay, DPDT, 40A@240Vac, coil 240Vac, 6CUT5 | 113 |  | No | Electrical BOS | Soligent De-listing | 0 |  | De-Listing & Stock Qty Unavailable |  | Not Applicable
570-0991 | 570-0991 | DECK, Autobox, Pre-Wired Revenue Grade Meter, 120/208/480VAC, 100A, 5 Year Service, NEMA 4X, A277C100 | 8982 |  | No | Electrical BOS | Soligent De-listing | 0 |  | De-Listing & Stock Qty Unavailable |  | Not Applicable
570-0992 | 570-0992 | DECK, Autobox, Pre-Wired Revenue Grade Meter, 120/208/480VAC, 200A, 5 Year Service, NEMA 4X, A277C200 | 8982 |  | No | Electrical BOS | Soligent De-listing | 0 |  | De-Listing & Stock Qty Unavailable |  | Not Applicable
570-0993 | 570-0993 | DECK, Autobox, Pre-Wired Revenue Grade Meter, 120/208/480VAC, 300A, 5 Year Service, NEMA 4X, A277C300 | 8982 |  | No | Electrical BOS | Soligent De-listing | 0 |  | De-Listing & Stock Qty Unavailable |  | Not Applicable
570-0994 | 570-0994 | DECK, Autobox, Pre-Wired Revenue Grade Meter, 120/208/480VAC, 400A, 5 Year Service, NEMA 4X, A277C400 | 4854.05 |  | No | Electrical BOS | Soligent De-listing | 4490 |  | De-Listing & Stock Qty Unavailable |  | Not Applicable
570-0995 | 570-0995 | DECK, Autobox, Pre-Wired Revenue Grade Meter, 120/208/480VAC, 600A, 5 Year Service, NEMA 4X, A277C600 | 8982 |  | No | Electrical BOS | Soligent De-listing | 0 |  | De-Listing & Stock Qty Unavailable |  | Not Applicable
570-0996 | 570-0996 | DECK, Autobox, Pre-Wired Revenue Grade Meter, 120/208/480VAC, 800A, 5 Year Service, NEMA 4X, A277C800 | 8982 |  | No | Electrical BOS | Soligent De-listing | 0 |  | De-Listing & Stock Qty Unavailable |  | Not Applicable
570-0997 | 570-0997 | DECK, All in One Box for High Voltage Applications, Includes 5 Year Software agreement, A8810 Gateway, RGM, CTs, Power Supply, Pre-Wired in NEMA 4X Enclosure, 210C | 8982 |  | No | Electrical BOS | Soligent De-listing | 0 |  | De-Listing & Stock Qty Unavailable |  | Not Applicable
570-0998 | 570-0998 | DECK, All in One Box, Includes 5 Year Software agreement, GSM Modem (Customer must supply cellular data) , A8810 Gateway, RGM, CTs, Power Supply, Pre-Wired in NEMA 4X Enclosure, 210D | 10180 |  | No | Electrical BOS | Soligent De-listing | 0 |  | De-Listing & Stock Qty Unavailable |  | Not Applicable
570-0999 | 570-0999 | DECK, All in One Box, Includes 5 Year Software agreement, Verizon CDMA Modem (Customer must supply cellular data) , A8810 Gateway, RGM, CTs, Power Supply, Pre-Wired in NEMA 4X Enclosure, 210E | 10662 |  | No | Electrical BOS | Soligent De-listing | 0 |  | De-Listing & Stock Qty Unavailable |  | Not Applicable
570-1000 | 570-1000 | DECK, Verizon CDMA Cellular Moden for Gateway, CMG00002 | 1682 |  | No | Electrical BOS | Soligent De-listing | 0 |  | De-Listing & Stock Qty Unavailable |  | Not Applicable
570-1001 | 570-1001 | Enphase, Compatible GE i210+ Revenue Grade Meter (RGM) with integrated ZigBee wireless, Zigbee stick not included (#570-1003), RGM-MTR-01 | 668 |  | No | Inverters | Vendor De-listing | 0 |  | De-Listing & Stock Qty Unavailable |  | Not Applicable
570-1002 | 570-1002 | Enphase, ZigBee Repeater for RGM (optional), RGM-RR-01 | 150 |  | No | Inverters | Soligent De-listing | 0 |  | De-Listing & Stock Qty Unavailable |  | Not Applicable
570-1003 : 570-1003 : 570-1003_U | 570-1003 : 570-1003_U | Enphase, ZigBee USB stick for Envoy communication with RGM, RGM-ZGB-01 | 87.78 |  | No | Inverters | Vendor De-listing | 79.8 |  | De-Listing & Stock Qty Unavailable |  | Not Applicable
570-1004 | 570-1004 | ZigBee Wireless Range Extender, COMMS-24-EXT-01 | 83.33 |  | No | Inverters | Shippable | 82.42 |  | Shippable but Stock Qty Unavailable |  | Not Applicable
570-1005 | 570-1005 | ABB, Monitoring Service and hardware, Aurora Logger Residential Monitoring Kit, Includes: Data Logger and Internet Gateway (use with up to 5 ABB Inverters only), External Power Supply, 10 Years of Monitoring Service, No Enclosure or Energy Meter or Agency Reporting, (VSN-MGR-RES-P1-US), VSN700-01-N0 | 937 |  | No | Inverters | Soligent De-listing | 0 |  | De-Listing & Stock Qty Unavailable |  | Not Applicable
570-1006 | 570-1006 | Enphase, Clamp Style 200A Current Transformer (CT), +/- 1% Accuracy, Qty. 1, CT-200-CLAMP | 29.41 |  | No | Inverters | Shippable | 28.41 |  | Shippable but Stock Qty Unavailable |  | Not Applicable
570-1007 | 570-1007 | Power One, Monitoring Service and hardware, Aurora Universal Industrial Monitoring Kit, Includes: Data Logger and Internet Gateway, Power Supply, NEMA 4X Enclosure, (VSN-MGR-M0-1E-0-1P-PS), VSN-MGR-M0-1E-0-1P-PS | 3407 |  | No | Electrical BOS | Soligent De-listing | 0 |  | De-Listing & Stock Qty Unavailable |  | Not Applicable
570-1008 | 570-1008 | ABB, Monitoring Service and hardware, Aurora Universal Commercial Monitoring Kit , Includes: Revenue Grade Meter (208/480V), Data Logger and Internet Gateway, 24VDC Power Supply, NEMA4X enclosure, CT's NOT Included, (VSN-MGR-M1-1E-0-1P-PS), VSN750-N10010 | 5231 |  | No | Electrical BOS | Soligent De-listing | 0 |  | De-Listing & Stock Qty Unavailable |  | Not Applicable
570-1009 | 570-1009 | APsystems, 200A CT (Current Transformer), 18083020012 200Amp CT | 15.29 |  | No | Inverters | Shippable | 14.77 |  | Shippable but Stock Qty Unavailable |  | Not Applicable
570-1011 | 570-1011 | Power One, Aurora Enviornmental Entry Weather Station, includes irradiance, ambient temperature, and back-of-panel temperature sensors, (VSN-ENVIRO-ENTRY), VSN800-12 | 2616 |  | No | Electrical BOS | Vendor De-listing | 0 |  | De-Listing & Stock Qty Unavailable |  | Not Applicable
570-1012 | 570-1012 | Power One, DUPLICATE #570-0183, Aurora Enviornmental Commercial Weather Station, includes irradiance sensor, two ambient temperature sensors, back-of-panel temperature sensor, and wind speed/direction sensor, (VSN-ENVIRO-CMML), VSN800-14 | 3354 |  | No | Electrical BOS | Soligent De-listing | 0 |  | De-Listing & Stock Qty Unavailable |  | Not Applicable
570-1013 | 570-1013 | ABB, Current transformer 100 A, 0.333VAC output, solid core, 1.0" window, VSN-MGR-AUX-CT100 | 113 |  | No | Inverters | Soligent De-listing | 0 |  | De-Listing & Stock Qty Unavailable |  | Not Applicable
570-1014 | 570-1014 | Power One, Current transformer 200 A, 0.333VAC output, solid core, 1.0" window, VSN-MGR-AUX-CT200 | 138 |  | No | Electrical BOS | Soligent De-listing | 0 |  | De-Listing & Stock Qty Unavailable |  | Not Applicable
570-1015 | 570-1015 | Power One, Current transformer 200 A, 0.333VAC output, split core, 1.25" window, VSN-MGR-AUX-CT200SC | 206 |  | No | Electrical BOS | Soligent De-listing | 0 |  | De-Listing & Stock Qty Unavailable |  | Not Applicable
570-1016 | 570-1016 | ABB, Current transformer 400 A, 0.333VAC output, split core, 2.9" x 2.5" window, VSN-MGR-AUX-CT400SC | 268 |  | No | Inverters | Soligent De-listing | 0 |  | De-Listing & Stock Qty Unavailable |  | Not Applicable
570-1017 | 570-1017 | Power One, Current transformer 600 A, 0.333VAC output, split core, 2.5" x 2.9" window, VSN-MGR-AUX-CT600SC | 420 |  | No | Electrical BOS | Soligent De-listing | 0 |  | De-Listing & Stock Qty Unavailable |  | Not Applicable
570-1018 | 570-1018 | Power One, Current transformer 800 A, 0.333VAC output, split core, 2.5" x 2.9" window, VSN-MGR-AUX-CT800SC | 420 |  | No | Electrical BOS | Soligent De-listing | 0 |  | De-Listing & Stock Qty Unavailable |  | Not Applicable
570-1021 | 570-1021 | ABB, Cable, RS485 to USB & RS485 for PC interface, includes power supply, PVI-USB-RS485-232 | 188 |  | No | Inverters | Soligent De-listing | 0 |  | De-Listing & Stock Qty Unavailable |  | Not Applicable
570-1022 | 570-1022 | Power One, Communications Adapter, RS485 to Modbus, for use with Power One String Inverters, PVI-RS485-MODBUS-STRING | 671 |  | No | Electrical BOS | Soligent De-listing | 0 |  | De-Listing & Stock Qty Unavailable |  | Not Applicable
570-1023 | 570-1023 | SMA, Configurator software for Off-grid inverters, SI-CONFIG-10-V | 1068.76 |  | No | Inverters | Vendor De-listing | 0 |  | De-Listing & Stock Qty Unavailable |  | Not Applicable
570-1024 | 570-1024 | Locus Energy, Current transducer, Solid Core - 200A, Qty. 1, CT140-200 | 33.3 |  | No | Electrical BOS | Vendor De-listing | 0 |  | De-Listing & Stock Qty Unavailable |  | Not Applicable
570-1025 | 570-1025 | Outback, AXS Port - Modbus/TCP Interface for remote control and monitoring of Outback devices, Ethernet, NEMA 1, AXS Port-Version1 | 511 |  | No | Electrical BOS | Vendor De-listing | 0 |  | De-Listing & Stock Qty Unavailable |  | Not Applicable
570-1026 | 570-1026 | Bogart Engineering, PentaMetric Computer Interface with USB port, PM-102-USB | 162 |  | No | Electrical BOS | Soligent De-listing | 0 |  | De-Listing & Stock Qty Unavailable |  | Not Applicable
570-1027 | 570-1027 | Power One, Aurora Universal Revenue Grade Meter, Veris 208/480VAC with display, NEMA 4X Box (add CT's), Qty. 1, VSN-NET-MTR1-PS-US | 3354 |  | No | Electrical BOS | Soligent De-listing | 0 |  | De-Listing & Stock Qty Unavailable |  | Not Applicable
570-1028 | 570-1028 | ABB, Monitoring Service and hardware, Aurora Logger Commercial Monitoring Kit, Includes: Data Logger and Internet Gateway (use with up to 10 ABB Inverters only), External Power Supply for the US, 10 Years of Monitoring Service, No Enclosure or Energy Meter or Agency Reporting, (VSN-MGR-CMML-P1-US), VSN700-03-N0 | 1340 |  | No | Inverters | Vendor De-listing | 0 |  | De-Listing & Stock Qty Unavailable |  | Not Applicable
570-1029 | 570-1029 | Outback, Upgrade fee from Mate 2 to Mate 3 | 770 |  | No | Inverters | Soligent De-listing | 0 |  | De-Listing & Stock Qty Unavailable |  | Not Applicable
570-1030 | 570-1030 | Outback, Upgrade fee from Mate 2 to Mate 3 Mounting Bracket | 50.99 |  | No | Inverters | Soligent De-listing | 0 |  | De-Listing & Stock Qty Unavailable |  | Not Applicable
570-1031 | 570-1031 | Locus Energy, Current transducer, Split Core - 200A, Qty. 1, CT141-200 | 200 |  | No | Electrical BOS | Vendor De-listing | 0 |  | De-Listing & Stock Qty Unavailable |  | Not Applicable
570-1032 | 570-1032 | ABB, Communications Adapter, RS485 to Modbus, for use with ABB Central Inverters, PVI-RS485-MODBUS-CENTRAL | 671 |  | No | Inverters | Soligent De-listing | 0 |  | De-Listing & Stock Qty Unavailable |  | Not Applicable
570-1033 | 570-1033 | SMA, Communication Card, RS-485 Module for Sunny Island, kit also includes RJ45 adapter cable and terminator plug, SI-485PB-NR | 252 |  | No | Electrical BOS | Vendor De-listing | 0 |  | De-Listing & Stock Qty Unavailable |  | Not Applicable
570-1034 | 570-1034 | Locus Energy, Current transducer, Solid Core - 450A, 1.25" Wire Window, Qty. 1, CT140-MCTB | 250 |  | No | Electrical BOS | Vendor De-listing | 0 |  | De-Listing & Stock Qty Unavailable |  | Not Applicable
570-1035 | 570-1035 | Fronius, Modbus Card for SunSpec RS485 protocol, retrofit, 208/240/277VAC, No Datalogger or COM Card Required, 4,240,021,Z | 107.39 |  | No | Inverters | Soligent De-listing | 0 |  | De-Listing & Stock Qty Unavailable |  | Not Applicable
570-1036 | 570-1036 | SMA, DUPLICATE of 570-1048, RS485 Card for Sunny TriPower Inverters, DM-485CB-10 | 209 |  | No | Electrical BOS | Soligent De-listing | 0 |  | De-Listing & Stock Qty Unavailable |  | Not Applicable
570-1037 | 570-1037 | SMA, Sunny Remote Control, SI 2012, SI 2224, SI 6.0H, SI 8.0H, includes 128MB SD Card, ROW, SRC-20 | 547 |  | No | Electrical BOS | Soligent De-listing | 0 |  | De-Listing & Stock Qty Unavailable |  | Not Applicable
570-1038 | 570-1038 | ABB, Wireless Communication Datalogger Gateway for up to 30 MICRO/OPTI, with Lifetime Web-based Monitoring Subscription, RF comms, Wifi, PVI-CDD | 522 |  | No | Inverters | Soligent De-listing | 0 |  | De-Listing & Stock Qty Unavailable |  | Not Applicable
570-1039 | 570-1039 | ABB, Custom Service or Warranty, Include ABB Part#, Enter Quote Number and Custom Price | 0 |  | Yes | Other | Soligent De-listing | 0 |  | Not Applicable as per Item Classification |  | Not Applicable
570-1040 | 570-1040 | Canadian Solar, Gateway for Integrated AC Module, Qty. 1, CCJM-01000001 | 615.01 |  | No | Electrical BOS | Soligent De-listing | 0 |  | De-Listing & Stock Qty Unavailable |  | Not Applicable
570-1041 | 570-1041 | Canadian Solar, Repeater for Integrated AC Module, Qty. 1, CCJM-05000002 | 237.72 |  | No | Electrical BOS | Soligent De-listing | 0 |  | De-Listing & Stock Qty Unavailable |  | Not Applicable
570-1042 | 570-1042 | ABB, Data logger and Internet gateway, Ctek G6200 for SolarMagic system manager, use for commercial or residential, SM4555-C | 1340 |  | No | Inverters | Soligent De-listing | 0 |  | De-Listing & Stock Qty Unavailable |  | Not Applicable
570-1043 | 570-1043 | ABB, Moxa logger UC-7110 LT - Replacement for FST Universals, VS001-10 | 791 |  | No | Inverters | Soligent De-listing | 0 |  | De-Listing & Stock Qty Unavailable |  | Not Applicable
570-1044 | 570-1044 | SMA, Sunny Beam Bluetooth Repeater, outdoors, ROW, BTREPOUT | 644 |  | No | Electrical BOS | Vendor De-listing | 0 |  | De-Listing & Stock Qty Unavailable |  | Not Applicable
570-1045 | 570-1045 | ABB, Kit for handling TRIO inverters during installation. Includes four handles for manual lifting and two eyebolts for lifting with winch or crane, 1 kit is required per Job site, Qty. 1 kit, TRIO-LIFTING-KIT | 58 |  | No | Inverters | Soligent De-listing | 0 |  | De-Listing & Stock Qty Unavailable |  | Not Applicable
570-1046 | 570-1046 | Asoka Monitoring Plug Kit contains: PlugLink/SolarLink 9650 Ethernet Adapter and 6' Ethernet Cable, PL9650 | 0 |  | No | Electrical BOS | Soligent De-listing | 0 |  | Not Applicable |  | Not Applicable
570-1047 | 570-1047 | ET Solar, AC Module Accessory, Power Manager Gateway, Ethernet Comms, V2, Qty. 1, CCJM-01000001 | 948 |  | No | Electrical BOS | Soligent De-listing | 0 |  | De-Listing & Stock Qty Unavailable |  | Not Applicable
570-1048 | 570-1048 | SMA, Communication RS-485 Data Module for TL-22 and STP Inverters, DM-485CB-US-10 | 107.75 |  | No | Inverters | Shippable | 102.91 |  | Shippable but Stock Qty Unavailable | USSE100-0216 | Already Listed
570-1049 | 570-1049 | Eaton, Kilowatt Hour Meter Socket - Cast Round, 100A, 120/240VAC, 4 Terminal, UL, Two 1" Hubs, NEMA 3R, 4-MS-A4T100R1H2 | 20.54 |  | No | Electrical BOS | Shippable | 19 |  | Shippable but Stock Qty Unavailable |  | Not Applicable
570-1050 | 570-1050 | SMA, Speedwire Webconnect communication interface data module, for TL-22 and STP Inverters, retrofit kit, SWDM-US-10 | 271.46 |  | No | Inverters | Vendor De-listing | 0 |  | De-Listing & Stock Qty Unavailable |  | Not Applicable
570-1051 | 570-1051 | Locus Energy, Itron SENTINEL 3-ph meter, ITR630-100 | 1539 |  | No | Electrical BOS | Vendor De-listing | 0 |  | De-Listing & Stock Qty Unavailable |  | Not Applicable
570-1052 | 570-1052 | Schneider Electric, Conext COMBOX, 865-1058 | 362 |  | No | Inverters | Vendor De-listing | 0 |  | De-Listing & Stock Qty Unavailable |  | Not Applicable
570-1053 | 570-1053 | Morningstar, Communications Adapter, converts RS-232 port to EIA-485 serial connector, Qty. 1, RSC-1 | 95 |  | No | Electrical BOS | Soligent De-listing | 0 |  | De-Listing & Stock Qty Unavailable |  | Not Applicable
570-1054 | 570-1054 | Outback, Optional AXS Card for FLEXmax Extreme, Modbus/TCP Interface Card for remote system communication and control using Modbus over Ethernet - card only, AXS Card | 192.5 |  | No | Inverters | Vendor De-listing | 0 |  | De-Listing & Stock Qty Unavailable |  | Not Applicable
570-1055 | 570-1055 | SMA, Cluster Controller for monitoring up to 75 inverters with Webconnect, optional sensor inputs, Ethernet, NEMA 1, CLCON-10 | 1500 |  | No | Inverters | Vendor De-listing | 0 |  | De-Listing & Stock Qty Unavailable |  | Not Applicable
570-1056 | 570-1056 | Locus Energy, LGate 350, Custom Quote, Dealer must return New Dealer Form to Locus, Enter Quote Number and Custom Price | 0 |  | No | Electrical BOS | Vendor De-listing | 0 |  | Not Applicable |  | Not Applicable
570-1057 | 570-1057 | Locus Energy, LGate Residential, Custom Quote, Dealer must return New Dealer Form to Locus, Enter Quote Number and Custom Price | 0 |  | No | Electrical BOS | Soligent De-listing | 0 |  | Not Applicable |  | Not Applicable
570-1058 | 570-1058 | Fronius, Datamanager plug-in card for IG, IG Plus A inverters, retrofit, includes ComCard and datalogger function, with Ethernet and Wireless LAN (WiFi) communications, 4,240,027,Z | 682.19 |  | No | Inverters | Vendor De-listing | 0 |  | De-Listing & Stock Qty Unavailable |  | Not Applicable
570-1059 | 570-1059 | Itron, GE Itron-enabled Solar Revenue-grade Meter, CPF PROJECTS ONLY, 200A, 120/240VAC, built-in cell modem, Includes 5-YR pre-paid Cellular Service fee, add base: Form 2S Class 200, HSPA Integrated SmartMeter, R793001, GEI210 | 649.6 |  | No | Electrical BOS | Vendor De-listing | 0 |  | De-Listing & Stock Qty Unavailable |  | Not Applicable
570-1060 | 570-1060 | SolarEdge, Zigbee to Ethernet Gateway Kit with Extended Range Antenna & 1 Slave module, SE1000-ZBGW-K5-NA | 459.46 |  | No | Inverters | Vendor De-listing | 241.82 |  | De-Listing & Stock Qty Unavailable |  | Not Applicable
570-1061 | 570-1061 | Yaskawa Solectria, Option, SolZone Array monitoring Integrated, 6-fuse PVI 50-100KW, OPT-SRV-SOLZONE-PVI-6X | 2176 |  | No | Electrical BOS | Soligent De-listing | 0 |  | De-Listing & Stock Qty Unavailable |  | Not Applicable
570-1062 | 570-1062 | Locus Energy, LGate 320, Custom Quote, Dealer must return New Dealer Form to Locus, Enter Quote Number and Custom Price, Revenue-grade Form 16S Socket Meter with 5 Yr of Locus Web Service, 3-Ph, 208/480VAC, 320A, NEMA 3R, Ethernet, requires additional Form 16S (7-Jaw) socket, GSM Cell modem (add AT&T Cell plan), LGate320 | 0 |  | No | Electrical BOS | Soligent De-listing | 0 |  | Not Applicable |  | Not Applicable
570-1063 | 570-1063 | Locus Energy, LGate 120, Revenue-grade Meter, with 5 Yr of Locus Web Service, 1-Ph, 120/240VAC, 200A, NEMA 3R, Ethernet, requires additional Form 2S (4-Jaw) socket, GSM Cell modem (add AT&T Cell plan), Dealer must return New Dealer Form to Locus, LGate120-Soligent | 1599.99 |  | No | Electrical BOS | Vendor De-listing | 0 |  | De-Listing & Stock Qty Unavailable |  | Not Applicable
570-1065 | 570-1065 | SMA, Web Box with CELLULAR GSM Modem option, ROW, SUNNYWEBBOXU x6xGB | 1915 |  | No | Electrical BOS | Soligent De-listing | 0 |  | De-Listing & Stock Qty Unavailable |  | Not Applicable
570-1066 | 570-1066 | SMA, Communication Card, RS-485 Module,for Master SI 8.0H-10, ROW, SI-COMSMA-NR | 265 |  | No | Electrical BOS | Soligent De-listing | 0 |  | De-Listing & Stock Qty Unavailable |  | Not Applicable
570-1067 | 570-1067 | DECK, ITRON Light Commercial Gateway solution, Pre-Wired GE kV2c Itron-enabled socket meter, Revenue Grade Meter does not include socket, 120/208/240/277/480VAC, 200A, CDMA cellular modem with 5 YR verizon wireless services included, 5 years of monitoring, 211B | 4092 |  | No | Electrical BOS | Soligent De-listing | 0 |  | De-Listing & Stock Qty Unavailable |  | Not Applicable
570-1068 | 570-1068 | DECK, ITRON Light Commercial Gateway solution, Pre-Wired GE kV2c Itron-enabled socket meter, Revenue Grade Meter does not include socket, 120/208/240/277/480VAC, 200A, CDMA cellular modem with 10 YR verizon wireless services included, 10 years of monitoring, 2120 | 6144 |  | No | Electrical BOS | Soligent De-listing | 0 |  | De-Listing & Stock Qty Unavailable |  | Not Applicable
570-1069 | 570-1069 | DECK, ITRON Residential Gateway solution, Pre-Wired GE Itron-enabled I-210+c meter, Revenue Grade Meter does not include form 2S self-contained socket, 120/208/240VAC, 200A, CDMA cellular modem with 5 YR verizon wireless services included, 5 years of monitoring, 211A | 1836 |  | No | Electrical BOS | Soligent De-listing | 0 |  | De-Listing & Stock Qty Unavailable |  | Not Applicable
570-1070 | 570-1070 | DECK, ITRON Residential Gateway solution, Pre-Wired GE Itron-enabled I-210+c meter, Revenue Grade Meter does not include form 2S self-contained socket, 120/208/240VAC, 200A, CDMA cellular modem with 10 YR verizon wireless services included, 10 years of monitoring, 2121 | 3067 |  | No | Electrical BOS | Soligent De-listing | 0 |  | De-Listing & Stock Qty Unavailable |  | Not Applicable
570-1071 | 570-1071 | SMA, Energy Meter, Fast three-phase, bidirectional acquisition of measured values for effective energy management, European Version, EMETER-10 | 806 |  | No | Electrical BOS | Soligent De-listing | 0 |  | De-Listing & Stock Qty Unavailable |  | Not Applicable
570-1072 | 570-1072 | SMA, Sunny Home Manager, PV manager, Three-phase, bi-directional measurement solution with Speedwire interface, European Version, HM-BT-10 | 805 |  | No | Electrical BOS | Soligent De-listing | 0 |  | De-Listing & Stock Qty Unavailable |  | Not Applicable
570-1073 | 570-1073 | Locus Energy | 1304 |  | No | Electrical BOS | Soligent De-listing | 0 |  | De-Listing & Stock Qty Unavailable |  | Not Applicable
570-1074 | 570-1074 | Fronius, Datamanager WLAN CL, IG 500 retrofit, RS422/Ethernet Interface, USB port, AC from the Fronius inverter, 4,240,026,Z | 600 |  | No | Inverters | Vendor De-listing | 0 |  | De-Listing & Stock Qty Unavailable |  | Not Applicable
570-1075 | 570-1075 | BenQ, AUO Data Logger, 19.M2M01.002, SPECIAL PRICING - LIMITED QUANTITY - ONLY WHILE SUPPLIES LAST | 1032 |  | No | Electrical BOS | Soligent De-listing | 0 |  | De-Listing & Stock Qty Unavailable |  | Not Applicable
570-1076 | 570-1076 | SolarEdge, ZigBee Wireless Card, Slave, use with SE1000-ZBGW-K-NA, to plug into Inverter, With External Antenna, Digi International, SE1000-ZB03-SLV-NA | 138.4 |  | No | Electrical BOS | Vendor De-listing | 0 |  | De-Listing & Stock Qty Unavailable |  | Not Applicable
570-1077 | 570-1077 | Outback, USB communication card with Type B port for MATE3, includes 6’ USB Type A/B cable, MATE3-USB | 123 |  | No | Inverters | Vendor De-listing | 0 |  | De-Listing & Stock Qty Unavailable |  | Not Applicable
570-1078 | 570-1078 | Solectria, Solrenview Monitoring, LCD Gateway, Inverter Direct Monitoring for up to sixteen PVI-14TL-28TL inverters, OPT-SRV-LCD-TL | 824 |  | No | Electrical BOS | Vendor De-listing | 0 |  | De-Listing & Stock Qty Unavailable |  | Not Applicable
570-1079 | 570-1079 | Solectria, SolrenView Revenue Grade Meter, 100A, 3-Phase 208VAC (max 36KW), 3-Phase 480VAC (max 82KW), Meter used: Veris H8035-0300-2, No Box, SRV-MET-CT-0100A | 2262.99 |  | No | Electrical BOS | Soligent De-listing | 0 |  | De-Listing & Stock Qty Unavailable |  | Not Applicable
570-1080 | 570-1080 | Midnite Solar, Breaker Protector, protective cover for 175 or 250 Amp Breaker, MNBREAKER PROTECTOR | 24.9 |  | No | Electrical BOS | Shippable | 23.93 |  | Shippable but Stock Qty Unavailable |  | Not Applicable
570-1081 | 570-1081 | Itron, GE Itron-enabled Solar Revenue-grade Meter, SUNNOVA PROJECTS ONLY, 200A, 120/240VAC, built-in cell modem, Includes 5-YR pre-paid Cellular Service fee, add base: Form 2S Class 200, HSPA Integrated SmartMeter, R793001, GEI210 | 732 |  | No | Electrical BOS | Soligent De-listing | 0 |  | De-Listing & Stock Qty Unavailable |  | Not Applicable
570-1082 | 570-1082 | ABB, Data logger and Internet gateway, Ctek G6200 for SolarMagic system manager, use for residential, SM4555-C-Res | 1340 |  | No | Electrical BOS | Vendor De-listing | 0 |  | De-Listing & Stock Qty Unavailable |  | Not Applicable
570-1083 | 570-1083 | ABB, Weather Station - advanced, includes 1 ambient temperature sensor & 1 panel temp sensor, 1 attached irradiance sensor & 1 detached, and wind speed/direction sensor, NEMA3R, (VSN-ENVIRO-CMML), VSN800-14 | 3353 |  | No | Inverters | Soligent De-listing | 0 |  | De-Listing & Stock Qty Unavailable |  | Not Applicable
570-1084 | 570-1084 | Itron, Itron Enabled A3RL HPSA Integrated SmartMeter - Form 16S, 120-480VAC, built-in cell modem, internal antenna, add base: Form 16S Class 320, A3RL | 1228 |  | No | Electrical BOS | Soligent De-listing | 0 |  | De-Listing & Stock Qty Unavailable |  | Not Applicable
570-1085 | 570-1085 | Outback, AXS Port Gateway- Modbus/TCP Interface for remote control and monitoring of Outback devices, for OPTICSre System, Ethernet, NEMA 1, AXS Port | 434.5 |  | No | Inverters | Soligent De-listing | 244.1 |  | De-Listing & Stock Qty Unavailable |  | Not Applicable
570-1086 | 570-1086 | Midnite Solar, Birdhouse, Remote Solar Disconnect Control Switch, with power supply & battery backup, Gray, NEMA 3R, MNBIRDHOUSE1-GRAY | 523.6 |  | No | Electrical BOS | Vendor De-listing | 327.25 |  | De-Listing & Stock Qty Unavailable |  | Not Applicable
570-1087 | 570-1087 | Midnite Solar, Disconnect Control Switch, see-through deadfromt, with power supply, 600V and 20 Amps, NEMA 4X, Birdhouse Compatible, MNSOB4X-2P-PSB | 817.3 |  | No | Electrical BOS | Soligent De-listing | 510.81 |  | De-Listing & Stock Qty Unavailable |  | Not Applicable
570-1089 | 570-1089 | Solaredge, Rapid Shutdown Retrofit Kit for 1-Ph inverters, (NEC2014), 5 pack of cable pairs includes one re-useable Micro-SD card and SD card adapter with firmware files, Qty. 1 pack for 5 inverters, SE1000-RSD-S1 | 301.2 |  | No | Inverters | Vendor De-listing | 0 |  | De-Listing & Stock Qty Unavailable |  | Not Applicable
570-1090 | 570-1090 | ABB, Monitoring Service and hardware, Data Logger, IEEE 802.11 b/g/n (2.4 GHz) WI-Fi certified, for all ABB string Inverters, 2 Year WARR, standard access to Aurora Vision Monitoring Portal for the duration of the inverter warranty, VSN300 | 302 |  | No | Inverters | Soligent De-listing | 0 |  | De-Listing & Stock Qty Unavailable |  | Not Applicable
570-1091 | 570-1091 | Schneider Electric, Battery Temperature Sensor, 35 ft, 130-0004-03-01 | 78.67 |  | No | Energy Storage | Vendor De-listing | 73.75 |  | De-Listing & Stock Qty Unavailable |  | Not Applicable
570-1092 | 570-1092 | Fronius, Datamanager2.0 WLAN plug-in card for Galvo, Symo, Primo inverters, with Ethernet and Wireless LAN (WiFi) communications, 4,240,038,Z | 332 |  | No | Inverters | Vendor De-listing | 286.21 |  | De-Listing & Stock Qty Unavailable |  | Not Applicable
570-1093 | 570-1093 | Delta, Solivia Gateway, M1 G2 | 471 |  | No | Inverters | Soligent De-listing | 0 |  | De-Listing & Stock Qty Unavailable |  | Not Applicable
570-1094 | 570-1094 | Fronius, Datamanager2.0 WLAN plug-in card for IG (PI) US inverters, with Ethernet and Wireless LAN (WiFi) communications, 4,240,034,Z | 292.94 |  | No | Inverters | Vendor De-listing | 279.78 |  | De-Listing & Stock Qty Unavailable |  | Not Applicable
570-1095 | 570-1095 | SolarEdge, Rapid Shutdown Retrofit Kit for 3-Ph SE9kUS/SE10kUS/SE20kUS inverters, 5 pack of cable pairs includes one re-useable Micro-SD card & SD card adapter with firmware files, Qty. 1 pack for 5 inverters, SE1000-RSD-S3 | 433.55 |  | No | Inverters | Vendor De-listing | 249.17 |  | De-Listing & Stock Qty Unavailable |  | Not Applicable
570-1096 | 570-1096 | Midnite Solar, Communication adapter, for SI and up to 4 Classic Charge controllers, MNSICOMM | 245.3 |  | No | Electrical BOS | Vendor De-listing | 153.31 |  | De-Listing & Stock Qty Unavailable |  | Not Applicable
570-1097 | 570-1097 | Enphase, Envoy Communications Gateway, for C250 Commercial Midroinverter, Qty. 1, ENV-C250 M | 990 |  | No | Inverters | Vendor De-listing | 0 |  | De-Listing & Stock Qty Unavailable |  | Not Applicable
570-1098 | 570-1098 | Solectria, SolrenView Gateway, For PVI 3800-7600TL, LCD, Rated for Indoor Installation, SRV-LCD-1PTL | 824 |  | No | Electrical BOS | Vendor De-listing | 0 |  | De-Listing & Stock Qty Unavailable |  | Not Applicable
570-1099 | 570-1099 | Solectria, SolrenView Gateway, For PVI 3800-7600TL, LCD, Rated for Outdoor Installation, SRV-LCD-1PTL-OUTDOOR | 1247 |  | No | Electrical BOS | Vendor De-listing | 0 |  | De-Listing & Stock Qty Unavailable |  | Not Applicable
570-1100 | 570-1100 | ABB, Monitoring Service and hardware, Aurora Logger Commercial & Utility Monitoring Kit, supports all ABB & 3rd party inverters and select meters, combiners, & weather stations, Includes: Data Logger and Internet Gateway, External Power Supply for the US, free standard access to Aurora Vision monitoring portal for the duration of the inverter warranty, SCADA integration, No Enclosure or Energy Meter or Agency Reporting, VSN700-05 | 2010 |  | No | Inverters | Soligent De-listing | 0 |  | De-Listing & Stock Qty Unavailable |  | Not Applicable
570-1101 | 570-1101 | SMA, 485 Communication Hub for Sunny Sensorbox, use for Sunny Central, 485HUB-SSB | 496 |  | No | Electrical BOS | Soligent De-listing | 0 |  | De-Listing & Stock Qty Unavailable |  | Not Applicable
570-1102 | 570-1102 | SolarEdge, SolarEdge Cellular CDMA Kit, includes 5-year prepaid Plan (non-extendable), works with Sprint and Verizon, for 1 inverter, does not require a gateway, SE1000-CDMA2005-S1 | 588.82 |  | No | Inverters | Soligent De-listing | 0 |  | De-Listing & Stock Qty Unavailable |  | Not Applicable
570-1103 | 570-1103 | Midnite Solar, Faux cable in place of a combiner box, Birdhouse Compatible, MNFX-CABLE | 66.62 |  | No | Electrical BOS | Shippable | 64.03 |  | Shippable but Stock Qty Unavailable |  | Not Applicable
570-1104 | 570-1104 | SolarEdge, ZigBee Wireless Card, Slave, Type 5 NA, use with SE1000-ZBGW-K5-NA, to plug into Inverter, With External Antenna, Digi International, SE1000-ZB05-SLV-NA | 119.02 |  | No | Inverters | Soligent De-listing | 0 |  | De-Listing & Stock Qty Unavailable |  | Not Applicable
570-1105 | 570-1105 | Bentek, Rapid Shutdown System Controller (RSC), Emergency shut-off button, up to 6 Strings ungrounded or grounded (TL), controls up to 2 RSMs, install at service entry, 600/1000VDC, NEMA 4X, UL1741, BTK610-RSC-PC | 1013 |  | No | Electrical BOS | Soligent De-listing | 0 |  | De-Listing & Stock Qty Unavailable |  | Not Applicable
570-1106 | 570-1106 | Enphase, Envoy S Communications Gateway, Envoy S Standard, w/ Power Cord, 120VAC, Qty. 1, ENV-S-AB-120-A | 848 |  | No | Inverters | Soligent De-listing | 0 |  | De-Listing & Stock Qty Unavailable |  | Not Applicable
570-1107 | 570-1107 | Enphase, Envoy S Communications Gateway, Envoy S Metered, with integrated Revenue Grade metering, 120VAC, Qty. 1, ENV-S-AM1-120 | 486.6 |  | No | Inverters | Shippable | 464.73 |  | Shippable but Stock Qty Unavailable | USSE100-0272 | Already Listed
570-1107_U | 570-1107_U | Enphase, Envoy S Communications Gateway, Envoy S Metered, with integrated Revenue Grade metering, 120VAC, Qty. 1, ENV-S-AM1-120 | 450.96 |  | No | Inverters | Soligent De-listing | 430.7 |  | De-Listing & Stock Qty Unavailable |  | Not Applicable
570-1108 | 570-1108 | Enphase, Envoy S Metered AC Combiner box with Envoy included, Pre-wired with three pre-installed 2-pole 20A/240VAC AC dinrail circuits, NEMA3R, Qty. 1, XAM1-120 M | 1050 |  | No | Inverters | Vendor De-listing | 530.3 |  | De-Listing & Stock Qty Unavailable |  | Not Applicable
570-1109 : 570-1109 : 570-1109 : 570-1109_U | 570-1109 : 570-1109 : 570-1109_U | Enphase, Envoy S, Envoy IQ Consumption Monitoring CT, split core current Transformers, Qty. 1, CT-200-SPLIT | 20.73 |  | No | Inverters | Soligent De-listing | 20.02 |  | De-Listing & Stock Qty Unavailable |  | Not Applicable
570-1110 | 570-1110 | Enphase, Envoy S Cell Modem, Envoy IQ Cell Modem, Enphase Mobile Connect, Plug and Play modem, includes 5 Year ATT 3G data plan, up to 60 Inverters, Qty. 1, CELLMODEM-01 | 544 |  | No | Inverters | Vendor De-listing | 0 |  | De-Listing & Stock Qty Unavailable |  | Not Applicable
570-1111 | 570-1111 | SMA, Inverter Manager, One Inverter Manager per 42 STP 60 or MLX Inverters, IM-10 | 5232.5 |  | No | Inverters | Soligent De-listing | 0 |  | De-Listing & Stock Qty Unavailable |  | Not Applicable
570-1112 | 570-1112 | SolarEdge, Irradiance sensor 0-1.4V, SE1000-SEN-IRR-S1 | 365.67 |  | No | Inverters | Soligent De-listing | 343.32 |  | De-Listing & Stock Qty Unavailable |  | Not Applicable
570-1113 | 570-1113 | SolarEdge, Ambient temperature sensor 0-10V, SE1000-SEN-TAMB-S1 | 367 |  | No | Inverters | Vendor De-listing | 0 |  | De-Listing & Stock Qty Unavailable |  | Not Applicable
570-1114 | 570-1114 | SolarEdge, Module temperature sensor 4-20mA, SE1000-SEN-TMOD-S1 | 407 |  | No | Inverters | Vendor De-listing | 0 |  | De-Listing & Stock Qty Unavailable |  | Not Applicable
570-1115 | 570-1115 | SolarEdge, Wind velocity sensor 4-20mA, SE1000-SEN-WIND-S1 | 1211.6 |  | No | Inverters | Soligent De-listing | 673.11 |  | De-Listing & Stock Qty Unavailable |  | Not Applicable
570-1116 | 570-1116 | SolarEdge, Temperature sensor PSU 24V/1A, SE1000-SEN-PSU-S1 | 42 |  | No | Inverters | Vendor De-listing | 0 |  | De-Listing & Stock Qty Unavailable |  | Not Applicable
570-1117 | 570-1117 | SolarEdge, StorEdge Consumption Meter without enclosure, 240V, 60Hz, RS485, includes CTs, (2 for Split Phase), choose CT item to add (2) to order: 200A (#570-1118) or 400A (#570-1119), SE-WNC-3D-240-MB | 427 |  | No | Inverters | Vendor De-listing | 0 |  | De-Listing & Stock Qty Unavailable |  | Not Applicable
570-1118 | 570-1118 | SolarEdge, StorEdge Split-Core 200A CT for Consumption Meter, order this <<----FREE---->>CT part to be included with #570-1117 (SE-WNC-3D-240-MB ), SE-ACT-0750-200 | 0 |  | No | Inverters | Vendor De-listing | 0 |  | Not Applicable |  | Not Applicable
570-1119 | 570-1119 | SolarEdge, StorEdge Split-Core 400A CT for Consumption Meter, order this <<----FREE---->>CT part to be included with #570-1117 (SE-WNC-3D-240-MB ), SE-ACT-1250-400 | 0 |  | No | Inverters | Vendor De-listing | 0 |  | Not Applicable |  | Not Applicable
570-1120 | 570-1120 | SolarEdge, StorEdge Consumption Meter with enclosure, 1-ph, 240V, 60Hz, RS485, NEMA3R, includes 200A CT, SE-MTR240-2-200-S1 | 593.62 |  | No | Inverters | Vendor De-listing | 0 |  | De-Listing & Stock Qty Unavailable |  | Not Applicable
570-1121 | 570-1121 | Yaskawa Solectria, Solrenview Monitoring, LCD Gateway-Outdoor , Inverter Direct Monitoring for up to 32 PVI-14TL-36TL inverters, SRV-LCD-3PTL-OUTDOOR | 758.82 |  | No | Inverters | Shippable | 724.72 |  | Shippable but Stock Qty Unavailable | USCG001-0003 | Already Listed
570-1122 | 570-1122 | Fronius, Primo RGM-2, Software option for integrated Revenue Grade Metering, (order with inverter, drop-shipped), 4,062,022 | 602.41 |  | No | Other | Vendor De-listing | 0 |  | Not Applicable as per Item Classification |  | Not Applicable
570-1123 | 570-1123 | SolarEdge, StorEdge Consumption Meter with enclosure, 1-ph, 240V, 60Hz, RS485, NEMA3R, includes 400A CT, SE-MTR240-2-400-S1 | 875.88 |  | No | Inverters | Vendor De-listing | 0 |  | De-Listing & Stock Qty Unavailable |  | Not Applicable
570-1127 | 570-1127 | Locus Energy, LGate 120 1-Phase Revenue Grade PV Monitoring, Includes LGate120-CPF Data Logger & 5 Years PV Monitoring (add AT&T Cell plan), Dealer must return New Dealer Form to Locus, LGate120-3Gx-CPF | 795 |  | No | Electrical BOS | Vendor De-listing | 0 |  | De-Listing & Stock Qty Unavailable |  | Not Applicable
570-1128 | 570-1128 | Enphase, Line Communication Filter 3-ph, 480VAC, 250A, with PLC Coupling, Qty. 1, LCF-250-PC | 1082.81 |  | No | Inverters | Soligent De-listing | 1022.66 |  | De-Listing & Stock Qty Unavailable |  | Not Applicable
570-1129 | 570-1129 | SolarEdge, GSM Modem w/SIM, for inverters ≤ 11.4 kW, 12 Yr prepaid plan, works with T-Mobile, for use in US Only, Not for StorEdge, Qty. 1, SE-GSM-R12-US-S1 | 837.9 |  | No | Inverters | Soligent De-listing | 0 |  | De-Listing & Stock Qty Unavailable |  | Not Applicable
570-1130 | 570-1130 | SolarEdge, GSM Modem w/SIM, for StorEdge 7.6 kW inverters, works with T-Mobile, 12 Yr prepaid plan, for use in US Only, Qty. 1, SE-GSM-R12-US-S2, MOQ of 10 | 1247.99 |  | No | Inverters | Vendor De-listing | 0 |  | De-Listing & Stock Qty Unavailable |  | Not Applicable
570-1131 | 570-1131 | SolarEdge, Rapid Shutdown Retrofit Kit for 3-Ph SE9KUS & SE14.4KUS 208VAC inverters, (NEC2014), 5 pack of cable pairs with Ring terminal, includes one re-useable Micro-SD card and SD card adapter with firmware files, Qty. 1 pack for 5 inverters, SE1000-RSD-S2-B | 435 |  | No | Inverters | Soligent De-listing | 0 |  | De-Listing & Stock Qty Unavailable |  | Not Applicable
570-1132 | 570-1132 | SolarEdge, Rapid Shutdown Retrofit Kit for 3-Ph SE14.4KUS & SE33.3KUS inverters, (NEC2014), 5 pack of cable pairs with Ring terminal, includes one re-useable Micro-SD card & SD card adapter with firmware files, Qty. 1 pack for 5 inverters, SE1000-RSD-S3-B | 433.55 |  | No | Inverters | Vendor De-listing | 0 |  | De-Listing & Stock Qty Unavailable |  | Not Applicable
570-1136 | 570-1136 | Fronius, Smart Meter, 208/240V, 1-Ph or 3-Ph, 50-60Hz, for Primo/Galvo/Symo, 43,0001,3529 | 240.78 |  | No | Inverters | Vendor De-listing | 229.96 |  | De-Listing & Stock Qty Unavailable |  | Not Applicable
570-1138 | 570-1138 | Suncrest, ZIGBEE TO ETHERNET GATEWAY KIT w/ EXTENDED RANGE ANTENNA + SLAVE KIT, SLE-0012 | 0 |  | No | Inverters | Soligent De-listing | 0 |  | Not Applicable |  | Not Applicable
570-1139 | 570-1139 | SolarEdge, GSM Modem w/SIM, for inverters ≤ 11.4 kW, 12 Yr prepaid plan, works with T-Mobile, for use in US Only, Not for StorEdge, Qty. 1, SE-GSM-R12-US-S1-serialized | 869.82 |  | No | Inverters | Vendor De-listing | 0 |  | De-Listing & Stock Qty Unavailable |  | Not Applicable
570-1140 | 570-1140 | SolarEdge, GSM Modem w/SIM, for StorEdge 7.6 kW inverters, works with T-Mobile, 12 Yr prepaid plan, for use in US Only, Qty. 1, SE-GSM-R12-US-S2, MOQ of 10-serialized | 1359.77 |  | No | Inverters | Vendor De-listing | 0 |  | De-Listing & Stock Qty Unavailable |  | Not Applicable
570-1141 | 570-1141 | SolarEdge, SolarEdge Cellular CDMA Kit, includes 5-year prepaid Plan (non-extendable), works with Sprint and Verizon, for 1 inverter, does not require a gateway, SE1000-CDMA2005-S1-serialized | 545.54 |  | No | Inverters | Soligent De-listing | 0 |  | De-Listing & Stock Qty Unavailable |  | Not Applicable
570-1142 : 570-1142 : 570-1142 : 570-1142_U | 570-1142 : 570-1142 : 570-1142_U | Enphase, IQ Envoy, Single Phase, Metered Revenue Grade, accuracy (ANSI C12.20 +/- 0.5%) with Calibrated Solid-Core CT, Consumption Metering available when used with Split Core CTs, ENV-IQ-AM1-240 M | 450.96 |  | No | Inverters | Soligent De-listing | 435.59 |  | De-Listing & Stock Qty Unavailable |  | Not Applicable
570-1143 | 570-1143 | Enphase, AC Combiner with IQ Envoy, Single Phase, Revenue Grade accuracy (ANSI C12.20 +/- 0.5%) with Calibrated Solid-Core CT, 3, 20A breakers included, 60A, Consumption Metering available when used with Split Core CTs, X-IQ-AM1-240-B M | 750 |  | No | Inverters | Vendor De-listing | 0 |  | De-Listing & Stock Qty Unavailable |  | Not Applicable
570-1144 | 570-1144 | JLM, Phazr Hub, WiFi communication hub for all Phazr units, One hub per project, no internet connection required for local system operation but internet required to communicate system data to Measurz software, 9999-Phazr-Hub | 388.7 |  | No | Energy Storage | Vendor De-listing | 0 |  | De-Listing & Stock Qty Unavailable |  | Not Applicable
570-1145 | 570-1145 | SolarEdge, GSM Modem w/SIM, for up to 32 Commercial (208 or 480V) Inverters, or up to 500kW-DC, works with T-Mobile, Monitoring Service MUST be purchased from SolarEdge directly, for use in US Only, SE-GSM-R05-US-S4-serialized | 2338.7 |  | No | Inverters | Vendor De-listing | 1218.07 |  | De-Listing & Stock Qty Unavailable |  | Not Applicable
570-1146 | 570-1146 | SMA, TS4-R, Rooftop Communication Kit, includes Cloud Connect, Gateway, WLAN Antenna, use with TS4-R Add-on-Module & -40 SMA Inverters, NEC 2014 RSD Compliant, ROOFCOMMKIT-P1-US | 192.99 |  | No | Inverters | Vendor De-listing | 0 |  | De-Listing & Stock Qty Unavailable |  | Not Applicable
570-1147 | 570-1147 | SMA, TS4-R, Cloud Connect Outdoor Kit, For Non SMA -40 Inverters, Includes: CCA, 1 Gateway, CCA 24 VDC power supply, outdoor enclosure with DIN rail for the CCA and power supply, 348-00000-00 | 518.9 |  | No | Inverters | Vendor De-listing | 0 |  | De-Listing & Stock Qty Unavailable |  | Not Applicable
570-1149 | 570-1149 | SolarEdge, / StorEdge, Consumption Meter with enclosure, 1-ph, 240V, 60Hz, RS485, NEMA3R, NO CT’s, Add 2, 200A or 400A CT’s, SE-MTR240-0-000-S1 | 468 |  | No | Inverters | Soligent De-listing | 0 |  | De-Listing & Stock Qty Unavailable |  | Not Applicable
570-1150 | 570-1150 | SolarEdge, 200A CT, 2 used with 240V Consumption Meter, SEACT0750-200NA-20 | 30.22 |  | No | Inverters | Vendor De-listing | 28.54 |  | De-Listing & Stock Qty Unavailable |  | Not Applicable
570-1152 | 570-1152 | SolarEdge, Commercial Consumption Meter or RGM, with enclosure, 3-ph, 208V, 60Hz, RS485, NEMA3R, Add CT’s, not included, SE-RWND-3D-208-MB 3PH | 670.92 |  | No | Inverters | Vendor De-listing | 0 |  | De-Listing & Stock Qty Unavailable |  | Not Applicable
570-1153 | 570-1153 | SolarEdge, Commercial RGM or Consumption Meter, 3-ph, 480V Delta, 60Hz, RS485, Add CT’s not included, SE-RWND-3D-480-MB | 670.92 |  | No | Inverters | Vendor De-listing | 353.12 |  | De-Listing & Stock Qty Unavailable |  | Not Applicable
570-1154 | 570-1154 | SolarEdge, 150A CT, Current Transformer, used with Commercial Consumption/RGM Meter, Set of 3, SE-ACT-0750-150 | 243.76 |  | No | Inverters | Vendor De-listing | 0 |  | De-Listing & Stock Qty Unavailable |  | Not Applicable
570-1155 | 570-1155 | SolarEdge, 300A CT, Current Transformer, used with Commercial Consumption/RGM Meter, Set of 3, SE-ACT-1250-300 | 479.98 |  | No | Inverters | Soligent De-listing | 453.31 |  | De-Listing & Stock Qty Unavailable |  | Not Applicable
570-1157 | 570-1157 | Enphase, Envoy S Metered AC Combiner box with Envoy included, Pre-wired with 3 pre-installed 2-pole 20A/240V AC breakers, for 3 Inverter or 2 Inverter + 1 battery circuits, NEMA3R, Qty. 1, XAM1-120-B M | 1443.99 |  | No | Inverters | Vendor De-listing | 0 |  | De-Listing & Stock Qty Unavailable |  | Not Applicable
570-1158 | 570-1158 | Enphase, Envoy S, Envoy IQ Cell Modem, Enphase Mobile Connect, Plug and Play modem, includes 12 Year ATT 4G data plan, up to 60 Inverters, Qty. 1, CELLMODEM-03 | 1150 |  | No | Inverters | Vendor De-listing | 586.73 |  | De-Listing & Stock Qty Unavailable |  | Not Applicable
570-1160 | 570-1160 | SMA, Sensor Module for -40 inverters, MD.SEN-US-40 | 144.08 |  | No | Inverters | Shippable | 137.61 |  | Shippable but Stock Qty Unavailable | USSSP110-1250 | Already Listed
570-1161 | 570-1161 | Enphase, Envoy S, Envoy IQ Cell Modem-Data Up-Grade, for an additional 1-60 Micros, use with Cell Modem 01 or 03, Qty. 1, CELLMODEM-ADD | 300 |  | No | Inverters | Vendor De-listing | 0 |  | De-Listing & Stock Qty Unavailable |  | Not Applicable
570-1162 | 570-1162 | Enphase, Line Communication Filter 3-Phase 208Vac, 250A, Qty. 1, Q-LCF-250-3P | 1299.98 |  | No | Inverters | Soligent De-listing | 747.11 |  | De-Listing & Stock Qty Unavailable |  | Not Applicable
570-1163 | 570-1163 | Enphase, Line Communication Filter 3-Phase 208Vac, 250A, Qty. 1, Q-LCF-250-3P | 854.81 |  | No | Inverters | Shippable | 816.39 |  | Shippable but Stock Qty Unavailable | USSE100-0081 | Already Listed
570-1165 | 570-1165 | Enphase, AC Combiner with IQ Envoy, Single Phase, Revenue Grade accuracy (ANSI C12.20 +/- 0.5%) with Calibrated Solid-Core CT, Space for 4 Eaton BR 20A 2P Breakers NOT included, 80A, Consumption Metering available when used with Split Core CTs, X-IQ-AM1-240-2 M | 825 |  | No | Inverters | Vendor De-listing | 0 |  | De-Listing & Stock Qty Unavailable |  | Not Applicable
570-1166 | 570-1166 | Huawei, Custom Item, Enter Quote Number and Custom Price | 825 |  | No | Inverters | Soligent De-listing | 0 |  | De-Listing & Stock Qty Unavailable |  | Not Applicable
570-1167 | 570-1167 | SMA, Speedwire Webconnect communication interface data module, for TL-22 and STP Inverters, retrofit kit, SWDM-US-10.00.01 | 127.69 |  | No | Inverters | Vendor De-listing | 120.6 |  | De-Listing & Stock Qty Unavailable |  | Not Applicable
570-1170 | 570-1170 | SMA, TS4-R, Rooftop Communication Kit Phase 2, includes, Gateway, Gateway Interface Board, use with TS4-R Add-on-Module & SB-40 Inverters, supports up to 3 Gateways, NEC 2014 RSD Compliant, ROOFCOMMKIT-P2-US | 153.72 |  | No | Inverters | Vendor De-listing | 0 |  | De-Listing & Stock Qty Unavailable |  | Not Applicable
570-1171 | 570-1171 | OutBack, ProHarvest, Communication Gateway, 120V. Includes Ethernet Cable, memory card for logging and storage of results and 120V power cable, PROGW-A-120 | 1188 |  | No | Inverters | Vendor De-listing | 0 |  | De-Listing & Stock Qty Unavailable |  | Not Applicable
570-1172 | 570-1172 | OutBack, ProHarvest, Communication Gateway, 277V. Includes Ethernet Cable, memory card for logging and storage of results and 277V power cable, PROGW-A-277 | 1188 |  | No | Inverters | Vendor De-listing | 0 |  | De-Listing & Stock Qty Unavailable |  | Not Applicable
570-1173 | 570-1173 | OutBack, ProHarvest, Gateway Memory Card. Used for data logging, MCRD-A | 39.6 |  | No | Inverters | Vendor De-listing | 0 |  | De-Listing & Stock Qty Unavailable |  | Not Applicable
570-1174 | 570-1174 | Enphase, IQ Commercial Envoy, 3 Phase, Meter Accuracy +/- 0.5% with Solid-Core CT, Consumption Metering available when used with Split Core CTs, ENV-IQ-AM3-3P | 809.89 |  | No | Inverters | Shippable | 782.28 |  | Shippable but Stock Qty Unavailable | USCG001-0004 | Already Listed
570-1175 | 570-1175 | SMA, Energy Meter, 230/400V/50Hz Single or Three-Phase, Bidirectional Energy Management Meter, European Version, EMETER-20 | 574.56 |  | No | Inverters | Vendor De-listing | 0 |  | De-Listing & Stock Qty Unavailable |  | Not Applicable
570-1176 | 570-1176 | SimpliPhi, AccESS with Schneider XW+ 6848, ComBox with LED on Door, SCH-865-1058 | 500 |  | No | Inverters | Vendor De-listing | 0 |  | De-Listing & Stock Qty Unavailable |  | Not Applicable
570-1177 | 570-1177 | SMA, Revenue Grade Meter (RGM) RS485 Bundle for use w/o Cellular LTE Modem, for -40, -41 Single Phase Inverters, Includes 485 Module, SunSpec Certified, RGM05KIT-US-10-485 | 437.27 |  | No | Inverters | Vendor De-listing | 0 |  | De-Listing & Stock Qty Unavailable |  | Not Applicable
570-1178 | 570-1178 | Tesla, Powerwall 2 Back-Up Gateway, 120/240Vac, RGM, Ethernet, 3G-Cell, Wi-Fi, for up to 10 Powerwall 2 AC coupled units, NEMA 3R, Powerwall Backup Gateway | 1100 |  | No | Energy Storage | Shippable | 1100 |  | Shippable but Stock Qty Unavailable |  | Not Applicable
570-1180 | 570-1180 | Enphase, AC Combiner-3 Replacement IQ Envoy PCB, XA-ENV-PCBA-3 | 600 |  | No | Inverters | Soligent De-listing | 333.33 |  | De-Listing & Stock Qty Unavailable |  | Not Applicable
570-1181 | 570-1181 | Locus Energy, LGate 120, Revenue-Grade Meter, with 5 Year Verizon 4G-LTE Cellular Service, 1-Ph, 240VAC, 200A, NEMA 3R, Requires Form 2S (4-Jaw) Socket, No Ethernet Connection, Dealer must return New Dealer Form to Locus, LGate120-LTEx-5Y | 1300 |  | No | Inverters | Vendor De-listing | 747.13 |  | De-Listing & Stock Qty Unavailable |  | Not Applicable
570-1182 | 570-1182 | Locus Energy, LGate 120, Revenue-Grade Meter, with 10 Year Verizon 4G-LTE Cellular Service, 1-Ph, 240VAC, 200A, NEMA 3R, Requires Form 2S (4-Jaw) Socket, No Ethernet Connection, Dealer must return New Dealer Form to Locus, LGate120-LTEx-10Y | 2640 |  | No | Inverters | Vendor De-listing | 1517.24 |  | De-Listing & Stock Qty Unavailable |  | Not Applicable
570-1183 | 570-1183 | Enphase, IQ, Aggregator Replacement Fuse Board, Q-BA-3-1P-PCBA | 132 |  | No | Inverters | Soligent De-listing | 0 |  | De-Listing & Stock Qty Unavailable |  | Not Applicable
570-1185 | 570-1185 | SMA, Revenue Grade Meter (RGM) for use with Cellular LTE Modem, for -40, -41 Single Phase Inverters, SunSpec Certified , RGM05KIT-US-10 | 349.82 |  | No | Inverters | Soligent De-listing | 201.05 |  | De-Listing & Stock Qty Unavailable |  | Not Applicable
570-1186 | 570-1186 | SolarEdge, ZigBee to Ethernet Gateway Kit with Extended Range Antenna & 1 Slave Module, Use with SetApp Inverter only, SE-ZBGW-B-S1-NA | 239.65 |  | No | Inverters | Vendor De-listing | 226.33 |  | De-Listing & Stock Qty Unavailable |  | Not Applicable
570-1187 | 570-1187 | SolarEdge, ZigBee Wireless Slave Card, use with SE-ZBGW-B-S1-NA Gateway Kit, with External Antenna, Use with SetApp Inverters only, SE-ZBSLV-B-S1-NA | 74.84 |  | No | Inverters | Vendor De-listing | 70.68 |  | De-Listing & Stock Qty Unavailable |  | Not Applicable
570-1188 | 570-1188 | MidNite Solar, Shunt, 1000A/50Mv, ½” Cable Connection Bolts, MNSHUNT-1000/50 | 74.41 |  | No | Electrical BOS | Soligent De-listing | 73.55 |  | De-Listing & Stock Qty Unavailable |  | Not Applicable
570-1192 | 570-1192 | SolarEdge, & StorEdge, Single Phase Consumption Meter with Enclosure and 5 year Cellular Data Plan, 240V, 60Hz, NEMA 3R, NO CT’s, Add Current Transformers (CT’s), SE-MTR240-C-R05-S2 | 908.7 |  | No | Inverters | Vendor De-listing | 0 |  | De-Listing & Stock Qty Unavailable |  | Not Applicable
570-1194 | 570-1194 | Continental Control Systems, Custom Quote, Enter Quote Number and Custom Price |  |  | No | Electrical BOS | Soligent De-listing | 0 |  | Not Applicable |  | Not Applicable
570-1195 | 570-1195 | Enphase, Envoy IQ LTE-M1 Cell Modem, Enphase Mobile Connect, Plug and Play modem, includes 5 Year data plan for Bermuda, up to 60 Inverters, CELLMODEM-02 M | 320 |  | No | Inverters | Vendor De-listing | 309.09 |  | De-Listing & Stock Qty Unavailable |  | Not Applicable
570-1197 | 570-1197 | Enphase, AC Combiner Box-3C-ES with IQ Envoy, and 2 Split Core Consumption CT’s, 80A, 240V Split-Phase, Revenue Grade accuracy (ANSI C12.20 +/- 0.5%) with Calibrated Solid-Core Production CT, Space for 4 Eaton BR 2 Pole Breakers NOT included, with integrated LTE-M cell modem and 5 year data plan for up to 60 IQ Inverters for US, Puerto Rico, Canada, and Mexico, X-IQ-AM1-240-3C-ES | 1522 |  | No | Inverters | Soligent De-listing | 874.71 |  | De-Listing & Stock Qty Unavailable |  | Not Applicable
570-1198 | 570-1198 | Tesla Backup Gateway 2, 120/240Vac, RGM, Ethernet, Cellular (3G, LTE/4G), Wi-Fi, for up to 10 Powerwall 2 AC coupled units, RGM, NEMA 3R, Powerwall Backup Gateway 2 | 1000 |  | No | Inverters | Soligent De-listing | 0 |  | De-Listing & Stock Qty Unavailable |  | Not Applicable
570-1199 | 570-1199 | Tesla Backup Gateway 2, 120/240Vac, RGM, Ethernet, Cellular (3G, LTE/4G), Wi-Fi, for up to 10 Powerwall 2 AC coupled units, RGM, NEMA 3R, Powerwall Backup Gateway 2 | 1000 |  | No | Energy Storage | Shippable | 1000 |  | Shippable but Stock Qty Unavailable | USSS100-0103 | Already Listed
570-1199 : 570-1199_S | 570-1199_S | Tesla Backup Gateway 2, 120/240Vac, RGM, Ethernet, Cellular (3G, LTE/4G), Wi-Fi, for up to 10 Powerwall 2 AC coupled units, RGM, NEMA 3R, Powerwall Backup Gateway 2 | 1000 |  | No | Energy Storage | Soligent De-listing | 1000 |  | De-Listing & Stock Qty Unavailable |  | Not Applicable
570-1200 | 570-1200 | SMA, Data Manager M Lite, for monitoring up to 5 Devices, Inverters, I/O Interface, Max 30kVA total PV Inverters, Ethernet, RS-485, NEMA 1, Requires 24Vdc Power Supply not included, EDMM-10.A | 356.94 |  | No | Inverters | Shippable | 340.9 |  | Shippable but Stock Qty Unavailable | USSE100-0215 | Already Listed
570-1201 | 570-1201 | SolarEdge, RS-485 Surge Protection kit, for 3 Phase Inverters, Pack of 5, SE-RS485-SPD3-B-K4 | 86.95 |  | No | Inverters | Soligent De-listing | 82.12 |  | De-Listing & Stock Qty Unavailable |  | Not Applicable
570-1204 | 570-1204 | Schneider Electric, Insight Home (Gateway), 865-0330 | 425.14 |  | No | Inverters | Shippable | 393.25 |  | Shippable but Stock Qty Unavailable | USCG001-0016 | Already Listed
570-1205 | 570-1205 | Schneider Electric, Insight Facility (Gateway), 865-0335 | 810.88 |  | No | Inverters | Shippable | 750.06 |  | Shippable but Stock Qty Unavailable | USSE100-0270 | Already Listed
570-1206 | 570-1206 | Generac, 2 Wire Start Kit, for all Air Cooled Generators with Evolution or Sync 2.0 controllers, 7109 | 22.59 |  | No | Energy Storage | Shippable | 20.76 |  | Shippable but Stock Qty Unavailable |  | Not Applicable
570-1207 | 570-1207 | Panasonic EverVolt, Filter JQ.D3C01.D03 | 47.65 |  | No | Energy Storage | Soligent De-listing | 45 |  | De-Listing & Stock Qty Unavailable |  | Not Applicable
570-1208 | 570-1208 | Panasonic EverVolt, Emergency Shutdown Button, JQ.Q3C31.D02 | 236.47 |  | No | Energy Storage | Shippable | 223.33 |  | Shippable but Stock Qty Unavailable |  | Not Applicable
570-1209 | 570-1209 | Panasonic EverVolt, Comm Cable Kit for Stacking Systems, JQ.Q3C31.D04 | 72.94 |  | No | Energy Storage | Soligent De-listing | 68.89 |  | De-Listing & Stock Qty Unavailable |  | Not Applicable
570-1212 | 570-1212 | Locus Energy, R-LGate, ANSI C12.20 Revenue-Grade Meter, 1-Ph, 240VAC, 200A, NEMA 3R, Requires Form 2S (4-Jaw) Socket, add Data Monitoring and Cell Plans, R-LGate-CatM1 | 0.01 |  | No | Electrical BOS | Soligent De-listing | 0.01 |  | De-Listing & Stock Qty Unavailable |  | Not Applicable
570-1213 | 570-1213 | Sol-Ark, PowerView Ethernet & Wi-Fi Dongle, SA-ETH-PWR | 117.65 |  | No | Energy Storage | Soligent De-listing | 112.36 |  | De-Listing & Stock Qty Unavailable |  | Not Applicable
570-1214 | 570-1214 | Generac, 264A CT Kit, includes 2, CTs and Internet Adapter CT, Qty.1, APKE00032 | 115.85 |  | No | Energy Storage | Shippable | 106.47 |  | Shippable but Stock Qty Unavailable | USSE100-0089 | Already Listed
570-1215 | 570-1215 | Generac, 264A Smart CT’s includes 2, CTs with 4’ leads, UCT2 | 89.09 |  | No | Energy Storage | Shippable | 81.88 |  | Shippable but Stock Qty Unavailable |  | Not Applicable
570-1216 | 570-1216 | Generac, CT-Y Adapter, SYCOM2 | 20.23 |  | No | Energy Storage | Shippable | 18.59 |  | Shippable but Stock Qty Unavailable | USEC001-0065 | Already Listed
570-1218 | 570-1218 | Generac,264A CT Kit, includes 2, CTs and Internet Adapter CT, Qty.1, APKE00017**Service Part** | 160.8 |  | No | Energy Storage | Soligent De-listing | 92.41 |  | De-Listing & Stock Qty Unavailable |  | Not Applicable
570-1220 | 570-1220 | Panasonic EverVolt, AC Relay/Gen Kit, 40A, JQ.D3C01.D01 | 341.18 |  | No | Energy Storage | Soligent De-listing | 322.22 |  | De-Listing & Stock Qty Unavailable |  | Not Applicable
570-1221 | 570-1221 | Enphase, Mobile Connect, LTE CAT M1 Cell Modem, Plug and Play Modem, includes 5 Year ATT Data Plan for US, Puerto Rico, US Virgin Islands, Canada, Mexico up to 60 Inverters, CELLMODEM-M1-06-AT-05 | 357.73 |  | No | Inverters | Shippable | 345.53 |  | Shippable but Stock Qty Unavailable |  | Not Applicable
570-1223 | 570-1223 | Enphase, Mobile Connect, MTUC LTE CAT M1 Cell Modem, with Internal Antenna, USB Interface, includes 5 Year Data Plan for US, Puerto Rico, US Virgin Islands, up to 60 Inverters, CELLMODEM-M1-B | 357.73 |  | No | Inverters | Vendor De-listing | 345.53 |  | De-Listing & Stock Qty Unavailable |  | Not Applicable
570-1224 | 570-1224 | Enphase, Solid Core 200A Current Transformer (CT), +/- 2.5% Accuracy, Qty. 1, CT-200-SOLID | 22.36 |  | No | Inverters | Shippable | 21.6 |  | Shippable but Stock Qty Unavailable |  | Not Applicable
570-1225 | 570-1225 | Enphase, Line Communication Filter 3-ph, 250A, Without PLC Coupling, Qty. 1, LCF-250 | 1350.92 |  | No | Inverters | Vendor De-listing | 1266.49 |  | De-Listing & Stock Qty Unavailable |  | Not Applicable
570-1227 | 570-1227 | Enphase, IQ Combiner-4 with IQ Gateway and 2 Split Core Consumption CTs, Single Phase, Revenue Grade accuracy (ANSI C12.20 +/- 0.5%) Calibrated Solid-Core Production CT, Space for 4 PV Branch Circuits with Hold Down kits, Breakers NOT included, 80A, with integrated Cell Modem and 5 Year Sprint Data Plan for US, Puerto Rico and Canada, Use with IQ-6, IQ-7 or IQ-8, X-IQ-AM1-240-4C | 1051.07 |  | No | Inverters | Soligent De-listing | 949.76 |  | De-Listing & Stock Qty Unavailable | USBE100-0017 | Already Listed
570-1231 | 570-1231 | SolarEdge, Replacement 4G Cell Modem, for all SetApp Enabled Commercial (208 or 480) 3 Phase Inverters, up to 200kW-AC, with Sprint CDMA and T-Mobile GSM 3G Networks, for use in US Only, CELL-B-R05-US-P-S4 | 673.11 |  | No | Inverters | Shippable | 631.98 |  | Shippable but Stock Qty Unavailable | USCG001-0018 | Already Listed
570-1232 | 570-1232 | SolarEdge, Replacement 4G Cell Modem, for all SetApp Enabled Commercial (208 or 480) 3 Phase Inverters, up to 1MW-AC, with Sprint CDMA and T-Mobile GSM 3G Networks, for use in US Only, CELL-B-R05-US-P-S5 | 1580.12 |  | No | Inverters | Shippable | 1483.56 |  | Shippable but Stock Qty Unavailable | USCG001-0010 | Already Listed
570-1234 | 570-1234 | SolarEdge, Replacement 4G Cell Modem, for all Commercial (208 or 480) 3 Phase Inverters with a Display, up to 200kW-AC, with Sprint CDMA and T-Mobile GSM 3G Networks, for use in US Only, CELL-A-R05-US-P-S4 | 673.11 |  | No | Inverters | Shippable | 631.98 |  | Shippable but Stock Qty Unavailable | USIN100-0046 | Already Listed
570-1235 | 570-1235 | SolarEdge, Replacement 4G Cell Modem, for all Commercial (208 or 480) 3 Phase Inverters with a Display, up to 1MW-AC, with Sprint CDMA and T-Mobile GSM 3G Networks, for use in US Only, CELL-A-R05-US-P-S5 | 1580.12 |  | No | Inverters | Shippable | 1483.56 |  | Shippable but Stock Qty Unavailable | USSE100-0283 | Already Listed
570-1239 | 570-1239 | Yaskawa Solectria, G-4 Ethernet Card, for PVI 25/36/50/60TL, Ethernet Network Card for Remote Troubleshooting and Update, 1 Per Site, up to 32 Inverters, ENC-G4 | 1133.33 |  | No | Inverters | Vendor De-listing | 1062.5 |  | De-Listing & Stock Qty Unavailable |  | Not Applicable
570-1240 | 570-1240 | Generac, Smart CT Extender, 10’, SCTE2 | 20.23 |  | No | Energy Storage | Shippable | 18.59 |  | Shippable but Stock Qty Unavailable |  | Not Applicable
570-1241 | 570-1241 | Yaskawa Solectria, Connectivity Package includes: ENC-G5 hardware, Portal Access and Cellular SIM, for PVI 25/36/50/60TL, for Monitoring, Remote Troubleshooting and Update, 1 Per Site, up to 10 Inverters, ENC-PORT-C510 | 2186.67 |  | No | Inverters | Shippable | 2050 |  | Shippable but Stock Qty Unavailable | USSE100-0266 | Already Listed
570-1242 | 570-1242 | Solis, Cellular 4G Data-Logging Stick SOLIS-DLS-C-5 | 301.2 |  | No | Inverters | Shippable | 287.36 |  | Shippable but Stock Qty Unavailable | USCG001-0002 | Already Listed
570-1243 | 570-1243 | Solis, Wi-Fi Data-Logging Stick, SOLIS-DLS-WIFI | 48.19 |  | No | Inverters | Shippable | 45.98 |  | Shippable but Stock Qty Unavailable |  | Not Applicable
570-1249 | 570-1249 | Yaskawa Solectria, G-5 Ethernet Card, for PVI 25/36/50/60TL, Ethernet Network Card for Remote Troubleshooting and Update, 1 Per Site, up to 32 Inverters, ENC-G5 | 1526.67 |  | No | Inverters | Shippable | 1316.09 |  | Shippable but Stock Qty Unavailable |  | Not Applicable
570-2230 | 570-2230 | SimpliPhi, ESS Energy Trak Gateway, Ethernet, Wi-Fi, Bluetooth, 1 per System with Outdoor Enclosure, ET-GWY-10 | 918.92 |  | No | Energy Storage | Shippable | 850 |  | Shippable but Stock Qty Unavailable | USSSP110-1221 | Already Listed
570-2232 | 570-2232 | Generac, Plug to add Line 2 and Line 3 to a CP-GWY-100, CP-100-3PH-ADPTR | 11.45 |  | No | Inverters | Shippable | 10.77 |  | Shippable but Stock Qty Unavailable |  | Not Applicable
570-2233 | 570-2233 | Generac, ZW095-A Power Meter, CP-HEM | 189.02 |  | No | Inverters | Shippable | 177.83 |  | Shippable but Stock Qty Unavailable |  | Not Applicable
570-2234 | 570-2234 | Generac, ZW117 Repeater, CP-ZW-REP | 72.16 |  | No | Inverters | Shippable | 67.89 |  | Shippable but Stock Qty Unavailable |  | Not Applicable
570-2235 | 570-2235 | Aptos, Data Transfer Unit, (DTU) with 4G Cell Modem, DTU_MAC_4G | 270.59 |  | No | Inverters | Soligent De-listing | 261.36 |  | De-Listing & Stock Qty Unavailable | USCG001-0009 | Already Listed
570-2237 | 570-2237 | Kilowatt Hour Meter Socket, 5 Jaw Ringless with Bypass, 600V/125A, NEMA 3R, Milbank, U2272-RL-5T9-BL | 252.07 |  | No | Electrical BOS | Shippable | 239.14 |  | Shippable but Stock Qty Unavailable |  | Not Applicable
570-2238 | 570-2238 | APsystems, 4G LTE Cellular Dongle for ECU, 12136130010 | 425.33 |  | No | Inverters | Shippable | 375.29 |  | Shippable but Stock Qty Unavailable |  | Not Applicable
570-2240 | 570-2240 | Fortress Power, Guardian Battery Monitor Gateway, IP23 (Indoor), for eFlex and eVault Batteries, use with Guardian Companion App, Guardian Battery Monitoring | 295.45 | 5 | No | Energy Storage | Shippable | 293.79 |  | Shippable but Stock Qty Unavailable |  | Not Applicable
570-2242 | 570-2242 | Outback, Communications Controller for Radian/FXR, NO Internet/Optics RE, Modbus Interface, MATE3SL | 354.22 |  | No | Inverters | Shippable | 337.93 |  | Shippable but Stock Qty Unavailable |  | Not Applicable
571-0003 | 571-0003 | Power Predictor Extension Cable 18 ft, TACLO-PP-CBL | 31 |  | No | Electrical BOS | Soligent De-listing | 0 |  | De-Listing & Stock Qty Unavailable |  | Not Applicable
575-0175 | 575-0175 | Battery Monitor | 15.95 |  | No | Inverters | Soligent De-listing | 0 |  | De-Listing & Stock Qty Unavailable |  | Not Applicable
575-0191 | 575-0191 | SMA, Power Measurement Kit, Includes: i.LON SmartServer, Shark 100, Current Transformers (3), and Fuse Kit, PWR-MEAS-KIT | 6392.0016 |  | No | Electrical BOS | Vendor De-listing | 0 |  | De-Listing & Stock Qty Unavailable |  | Not Applicable
575-0198 | 575-0198 | SMA, Antenna Module to add Inverter to Suny Beam | 9.87 |  | No | Electrical BOS | Soligent De-listing | 0 |  | De-Listing & Stock Qty Unavailable |  | Not Applicable
575-0199 | 575-0199 | SMA, Sunny Beam Power Supply, BEAM-BT-SUPPLY | 93 |  | No | Inverters | Vendor De-listing | 0 |  | De-Listing & Stock Qty Unavailable |  | Not Applicable
575-0200 | 575-0200 | SMA, Web Box, Data Logger & Control - Web Enabled for Australia | 1034 |  | No | Electrical BOS | Soligent De-listing | 0 |  | De-Listing & Stock Qty Unavailable |  | Not Applicable
575-0205 | 575-0205 | Solectria, SolrenView Agency Reporting Subscription, Utility Co. MTC-PG&E-SCE, 10 Year, One required per meter if monthly data reporting to agency is required, MUST ORDER with Rev-Grade Monitorng, SRV-AGENCY-10Y | 880 |  | Yes | Other | Soligent De-listing | 0 |  | Not Applicable as per Item Classification |  | Not Applicable
575-0206 | 575-0206 | Yaskawa Solectria, SolrenView Monitoring Subscription, 10-30KW, 5 years, SRV-SERVICE-30KW-05Y | 470.59 |  | No | Other | Shippable | 0 |  | Not Applicable as per Item Classification |  | Not Applicable
575-0207 | 575-0207 | Yaskawa Solectria, SolrenView Monitoring Subscription, 10-30KW, 10 Years, SRV-SERVICE-30KW-10Y | 623.53 |  | Yes | Other | Shippable | 0 |  | Not Applicable as per Item Classification |  | Not Applicable
575-0208 | 575-0208 | Yaskawa Solectria, SolrenView Monitoring Subscription, 101-500KW, 5 years, SRV-SERVICE-500KW-05Y | 1352.94 |  | Yes | Other | Shippable | 0 |  | Not Applicable as per Item Classification |  | Not Applicable
575-0209 | 575-0209 | Yaskawa Solectria, SolrenView Monitoring Subscription, 101-500KW, 10 Years, SRV-SERVICE-500KW-10Y | 2058.82 |  | No | Other | Shippable | 0 |  | Not Applicable as per Item Classification |  | Not Applicable
575-0210 | 575-0210 | Yaskawa Solectria, SolrenView Monitoring Subscription, 31-100KW, 5 years, SRV-SERVICE-100KW-05Y | 823.53 |  | Yes | Other | Shippable | 0 |  | Not Applicable as per Item Classification |  | Not Applicable
575-0211 | 575-0211 | Yaskawa Solectria, SolrenView Monitoring Subscription, 31-100KW, 10 Years, SRV-SERVICE-100KW-10Y | 1141.18 |  | No | Other | Shippable | 0 |  | Not Applicable as per Item Classification |  | Not Applicable
575-0212 | 575-0212 | Solectria, SolrenView Monitoring Subscription, 501-1000KW, 5 years, SRV-SERVICE-1000KW-05Y | 1670 |  | Yes | Other | Soligent De-listing | 0 |  | Not Applicable as per Item Classification |  | Not Applicable
575-0213 | 575-0213 | Solectria, SolrenView Monitoring Subscription, 501-1000KW, 10 Years, SRV-SERVICE-1000KW-10Y | 2380 |  | Yes | Other | Soligent De-listing | 0 |  | Not Applicable as per Item Classification |  | Not Applicable
575-0214 | 575-0214 | Solectria, SolrenView Monitoring Subscription, 1001-2000KW, 5 years, SRV-SERVICE-2000KW-05Y | 2730 |  | Yes | Other | Soligent De-listing | 0 |  | Not Applicable as per Item Classification |  | Not Applicable
575-0215 | 575-0215 | Solectria, SolrenView Monitoring Subscription, 1001-2000KW, 10 Years, SRV-SERVICE-2000KW-10Y | 3960 |  | Yes | Other | Soligent De-listing | 0 |  | Not Applicable as per Item Classification |  | Not Applicable
575-0216 | 575-0216 | Solectria, SolrenView Monitoring Subscription, 2001-4000KW, 5 years, SRV-SERVICE-4000KW-05Y | 3700 |  | Yes | Other | Soligent De-listing | 0 |  | Not Applicable as per Item Classification |  | Not Applicable
575-0217 | 575-0217 | Solectria, SolrenView Monitoring Subscription, 2001-4000KW, 10 Years, SRV-SERVICE-4000KW-10Y | 5280 |  | Yes | Other | Soligent De-listing | 0 |  | Not Applicable as per Item Classification |  | Not Applicable
575-0218 | 575-0218 | Solectria, SolrenView Monitoring Subscription, 4001-7000KW, 5 years, SRV-SERVICE-7000KW-05Y | 4930 |  | Yes | Other | Soligent De-listing | 0 |  | Not Applicable as per Item Classification |  | Not Applicable
575-0219 | 575-0219 | Solectria, SolrenView Monitoring Subscription, 4001-7000KW, 10 Years, SRV-SERVICE-7000KW-10Y | 7040 |  | Yes | Other | Soligent De-listing | 0 |  | Not Applicable as per Item Classification |  | Not Applicable
575-0220 | 575-0220 | Power One, Aurora Vision, Commercial Site Setup Fee, VSN-VISION | 600 |  | Yes | Other | Vendor De-listing | 0 |  | Not Applicable as per Item Classification |  | Not Applicable
575-0221 | 575-0221 | Yaskawa Solectria, SolrenView Monitoring Subscription, 1001kW-2000kW, 5 Years, SRV-SERVICE-2000KW-05Y | 7299.99 |  | Yes | Other | Initiating | 0 |  | Not Applicable as per Item Classification |  | Not Applicable
575-0222 | 575-0222 | Yaskawa Solectria, SolrenView Monitoring Subscription, 1001kW-2000kW, 10 Years , SRV-SERVICE-2000KW-10Y | 10399.99 |  | Yes | Inverters | Initiating | 0 |  | Not Applicable |  | Not Applicable
575-0223 | 575-0223 | Yaskawa Solectria, SolrenView Monitoring Subscription, 501kW-1000kW, 5 Years, SRV-SERVICE-1000KW-05Y | 3099.99 |  | Yes | Inverters | Shippable | 0 |  | Shippable but Stock Qty Unavailable |  | Not Applicable
575-0224 | 575-0224 | Yaskawa Solectria, SolrenView Monitoring Subscription, 501kW-1000kW, 10 Years, SRV-SERVICE-1000KW-10Y | 2588.24 |  | Yes | Other | Shippable | 0 |  | Not Applicable as per Item Classification |  | Not Applicable
575-0848 | 575-0848 | Power One, Aurora Commercial Inverter Direct monitoring and hosting service, per Inverter, 5 Year, For over 30kW 3rd Party Inverters, VSN-MONITOR-CMMLINV-5Y | 1200 |  | Yes | Other | Vendor De-listing | 0 |  | Not Applicable as per Item Classification |  | Not Applicable
575-0849 | 575-0849 | Power One, Aurora Revenue Grade Meter monitoring and hosting service, per meter, 5 Year, VSN-MONITOR-P1-RGM-5Y | 450 |  | No | Other | Vendor De-listing | 0 |  | Not Applicable as per Item Classification |  | Not Applicable
575-0850 | 575-0850 | Power One, Agency Reporting Service (CSI EPBB), Quarterly Reporting for systems over 10kW, per meter, 5 Year, VSN-REPORT-CSIEPBB-5Y | 1200 |  | No | Other | Vendor De-listing | 0 |  | Not Applicable as per Item Classification |  | Not Applicable
575-0851 | 575-0851 | Power One, Agency Reporting Service (CSI PBI), Monthly Reporting, per meter, 5 Year, VSN-REPORT-CSIPBI-5Y | 4000 |  | No | Other | Vendor De-listing | 0 |  | Not Applicable as per Item Classification |  | Not Applicable
575-0853 | 575-0853 | Power One, Aurora Other Device Monitoring and Hosting Service, per meter, 5 Year, VSN-MONITOR-P1-DEV-5Y | 150 |  | Yes | Other | Vendor De-listing | 0 |  | Not Applicable as per Item Classification |  | Not Applicable
575-0854 | 575-0854 | Power One, Aurora String Inverter Monitoring and Hosting Service, per meter, 5 Year, VSN-MONITOR-P1-STR-5Y | 150 |  | Yes | Other | Vendor De-listing | 0 |  | Not Applicable as per Item Classification |  | Not Applicable
575-0855 | 575-0855 | DECK, Automatic Agency Reporting to CSI-PG&E for 5 Years, 410B | 1411.98 |  | No | Other | Soligent De-listing | 0 |  | Not Applicable as per Item Classification |  | Not Applicable
575-0856 | 575-0856 | DECK, Automatic Agency Reporting to CSI-PMRS for 5 Years, 410C | 565.98 |  | No | Other | Soligent De-listing | 0 |  | Not Applicable as per Item Classification |  | Not Applicable
575-0857 | 575-0857 | DECK, Automatic Agency Reporting to CSI-SCE for 5 Years, 410D | 1411.98 |  | No | Other | Soligent De-listing | 0 |  | Not Applicable as per Item Classification |  | Not Applicable
575-0858 | 575-0858 | DECK, Automatic Agency Reporting to CSI-SDGE for 5 Years,410E | 1411.98 |  | No | Other | Soligent De-listing | 0 |  | Not Applicable as per Item Classification |  | Not Applicable
575-0859 | 575-0859 | DECK, Automatic Agency Reporting to MassCEC-PTS for 5 Years, 4111 | 565.98 |  | No | Other | Soligent De-listing | 0 |  | Not Applicable as per Item Classification |  | Not Applicable
575-0860 | 575-0860 | DECK, Automatic Agency Reporting to NEPOOL-GIS for 5 Years,4112 | 565.98 |  | No | Other | Soligent De-listing | 0 |  | Not Applicable as per Item Classification |  | Not Applicable
575-0861 | 575-0861 | DECK, Automatic Agency Reporting to PJM-EIS for 5 Years, 4113 | 565.98 |  | No | Other | Soligent De-listing | 0 |  | Not Applicable as per Item Classification |  | Not Applicable
575-0862 | 575-0862 | DECK, Automatic Agency Reporting to WREGIS for 5 Years, 4114 | 1411.98 |  | No | Other | Soligent De-listing | 0 |  | Not Applicable as per Item Classification |  | Not Applicable
575-0863 | 575-0863 | DECK, Commercial Inverter Direct Monitoring 5 Year Extension, 1124 | 471.98 |  | No | Other | Soligent De-listing | 0 |  | Not Applicable as per Item Classification |  | Not Applicable
575-0864 | 575-0864 | DECK, Commercial Solar Monitoring Service 5 Year Extension, 1123 | 2823.98 |  | No | Other | Soligent De-listing | 0 |  | Not Applicable as per Item Classification |  | Not Applicable
575-0865 | 575-0865 | DECK, Commercial Solar Monitoring Software-only Package, 5 Year Service, 110A | 3295.98 |  | No | Other | Soligent De-listing | 0 |  | Not Applicable as per Item Classification |  | Not Applicable
575-0866 | 575-0866 | DECK, Inverter Direct Monitoring Add-On per AE Inverter with 5 Years Monitoring, 1111 | 659.98 |  | No | Other | Soligent De-listing | 0 |  | Not Applicable as per Item Classification |  | Not Applicable
575-0867 | 575-0867 | DECK, Inverter Direct Monitoring Add-On per Fronius CL Inverter with 5 Years Monitoring, 1113 | 659.98 |  | No | Other | Soligent De-listing | 0 |  | Not Applicable as per Item Classification |  | Not Applicable
575-0868 | 575-0868 | DECK, Inverter Direct Monitoring Add-On per Fronius IG+ or IG+V Inverter with 5 Years Monitoring, 111B | 329.4 |  | No | Other | Soligent De-listing | 0 |  | Not Applicable as per Item Classification |  | Not Applicable
575-0869 | 575-0869 | DECK, Inverter Direct Monitoring Add-On per PowerOne Aurora String Inverter with 5 Years Monitoring, 111C | 329.4 |  | No | Other | Soligent De-listing | 0 |  | Not Applicable as per Item Classification |  | Not Applicable
575-0870 | 575-0870 | DECK, Inverter Direct Monitoring Add-On per PV Powered Inverter, For Single Phase Inverters Under 30kW, with 5 Years Monitoring, 111D | 329.4 |  | No | Other | Soligent De-listing | 0 |  | Not Applicable as per Item Classification |  | Not Applicable
575-0871 | 575-0871 | DECK, Inverter Direct Monitoring Add-On per PV Powered Inverter, For Three Phase Inverters Over 30kW, with 5 Years Service, 1114 | 659.98 |  | No | Other | Soligent De-listing | 0 |  | Not Applicable as per Item Classification |  | Not Applicable
575-0872 | 575-0872 | DECK, Inverter Direct Monitoring Add-On per SatCon Inverter with 5 Years Monitoring, 1117 | 659.98 |  | No | Other | Soligent De-listing | 0 |  | Not Applicable as per Item Classification |  | Not Applicable
575-0873 | 575-0873 | DECK, Inverter Direct Monitoring Add-On per SMA SunnyBoy Inverter with 5 Years Monitoring, 111E | 329.4 |  | No | Other | Soligent De-listing | 0 |  | Not Applicable as per Item Classification |  | Not Applicable
575-0874 | 575-0874 | DECK, Inverter Direct Monitoring Add-On per SMA SunnyCentral Inverter with 5 Years Monitoring, 1118 | 659.98 |  | No | Other | Soligent De-listing | 0 |  | Not Applicable as per Item Classification |  | Not Applicable
575-0875 | 575-0875 | DECK, Inverter Direct Monitoring Add-On per Solectria Inverter, For Single Phase Inverters Under 30kW, with 5 Years Monitoring, 111F | 329.4 |  | No | Other | Soligent De-listing | 0 |  | Not Applicable as per Item Classification |  | Not Applicable
575-0876 | 575-0876 | DECK, Inverter Direct Monitoring Add-On per Solectria Inverter, For Three Phase Inverters Over 30kW, with 5 Years Monitoring, 1119 | 659.98 |  | No | Other | Soligent De-listing | 0 |  | Not Applicable as per Item Classification |  | Not Applicable
575-0877 | 575-0877 | DECK, Inverter Direct Monitoring Add-On per Xantrex Inverter with 5 Years Monitoring, 111A | 659.98 |  | No | Other | Soligent De-listing | 0 |  | Not Applicable as per Item Classification |  | Not Applicable
575-0878 | 575-0878 | DECK, On-Site Technical Installation Support (OTIS), Additional Day, 510B | 1333.98 |  | No | Other | Soligent De-listing | 0 |  | Not Applicable as per Item Classification |  | Not Applicable
575-0879 | 575-0879 | DECK, On-Site Technical Installation Support (OTIS), First Day, INSTL005 | 2999.98 |  | No | Other | Soligent De-listing | 0 |  | Not Applicable as per Item Classification |  | Not Applicable
575-0880 | 575-0880 | DECK, Residential Monitoring Software Only Package, RM5YS001 | 1871.98 |  | No | Other | Soligent De-listing | 0 |  | Not Applicable as per Item Classification |  | Not Applicable
575-0881 | 575-0881 | DECK, Residential Solar Monitoring Service 5 Year Extension, RM5YE001 | 1411.98 |  | No | Other | Soligent De-listing | 0 |  | Not Applicable as per Item Classification |  | Not Applicable
575-0882 | 575-0882 | DECK, String Inverter Monitoring 5 Year Extension, 1126 | 235.2 |  | No | Other | Soligent De-listing | 0 |  | Not Applicable as per Item Classification |  | Not Applicable
575-0883 | 575-0883 | DECK, String Monitoring 5 Year Extension (Per String), 1127 | 65.8 |  | No | Other | Soligent De-listing | 0 |  | Not Applicable as per Item Classification |  | Not Applicable
575-0884 | 575-0884 | DECK, System Configuration for Multi-field data point with 5 Year Monitoring Service, AP5YM001 | 753.98 |  | No | Other | Soligent De-listing | 0 |  | Not Applicable as per Item Classification |  | Not Applicable
575-0885 | 575-0885 | DECK, Weather Station 5 Year Monitoring Extension, 1129 | 471.98 |  | No | Other | Soligent De-listing | 0 |  | Not Applicable as per Item Classification |  | Not Applicable
575-0886 | 575-0886 | Locus Energy, Automated 1-Ph production reporting for California PBI, additional 5 years, R-ADD-PBI-5YR | 40 |  | Yes | Other | Vendor De-listing | 0 |  | Not Applicable as per Item Classification |  | Not Applicable
575-0887 | 575-0887 | Locus Energy, Automated 1-Ph production reporting for California PBI, for 5 years, R-PBI 5YR | 150 |  | Yes | Other | Soligent De-listing | 0 |  | Not Applicable as per Item Classification |  | Not Applicable
575-0888 | 575-0888 | Locus Energy, Automated 1-Ph production reporting for Massachusetts CEC, additional 5 years, R-ADD-CEC-5YR | 40 |  | Yes | Other | Vendor De-listing | 0 |  | Not Applicable as per Item Classification |  | Not Applicable
575-0889 | 575-0889 | Locus Energy, Residential CEC Reporting, LGate 101 , for 5 years, R-CEC 5YR | 150 |  | Yes | Other | Soligent De-listing | 0 |  | Not Applicable as per Item Classification |  | Not Applicable
575-0890 | 575-0890 | Locus Energy, Automated 3-Ph production reporting for California PBI, additional 5 years, C-ADD-PBI-5YR | 150 |  | Yes | Other | Vendor De-listing | 0 |  | Not Applicable as per Item Classification |  | Not Applicable
575-0891 | 575-0891 | Locus Energy, Automated 3-Ph production reporting for California PBI, initial 5 years , C-PBI 5YR | 450 |  | No | Other | Soligent De-listing | 0 |  | Not Applicable as per Item Classification |  | Not Applicable
575-0892 | 575-0892 | Locus Energy, Automated 3-Ph production reporting for Massachusetts CEC, additional 5 years, C-ADD-CEC-5YR | 150 |  | Yes | Other | Vendor De-listing | 0 |  | Not Applicable as per Item Classification |  | Not Applicable
575-0893 | 575-0893 | Locus Energy, Automated 3-Ph production reporting for Massachusetts CEC, initial 5 years, C-CEC 5YR | 450 |  | Yes | Other | Soligent De-listing | 0 |  | Not Applicable as per Item Classification |  | Not Applicable
575-0894 | 575-0894 | Locus Energy, Kiosk Software, Web-based software application customized to show solar performance data and educational content for an installation or group of installations, KSOF-001 | 1800 |  | Yes | Other | Soligent De-listing | 0 |  | Not Applicable as per Item Classification |  | Not Applicable
575-0895 | 575-0895 | Locus Energy, LGate 101, additional 5 years of hosting and software license for PV and Consumption Monitoring, R-ADM-5YR | 100 |  | Yes | Other | Vendor De-listing | 0 |  | Not Applicable as per Item Classification |  | Not Applicable
575-0896 | 575-0896 | Locus Energy, LGate 101 & 120, 5 years of hosting and software license for PV monitoring, R-PDM-5YR | 100 |  | Yes | Other | Vendor De-listing | 0 |  | Not Applicable as per Item Classification |  | Not Applicable
575-0897 | 575-0897 | Locus Energy, LGate 320, additional 5 years of hosting and software license for PV monitoring, C-PVM-5YR | 600 |  | Yes | Other | Vendor De-listing | 0 |  | Not Applicable as per Item Classification |  | Not Applicable
575-0898 | 575-0898 | Solectria, SolrenView Agency Reporting Subscription, Utility Co. MTC-PG&E-SCE, 5 Year, One required per meter if monthly data reporting to agency is required, MUST ORDER with Rev-Grade Monitorng, SRV-AGENCY-05Y | 660 |  | No | Other | Soligent De-listing | 0 |  | Not Applicable as per Item Classification |  | Not Applicable
575-0899 | 575-0899 | Tigo Energy, Web Monitoring Service, 5 Year, above 10kW STC, price per Maximizer, MP60-COM | 14.21 |  | No | Other | Vendor De-listing | 0 |  | Not Applicable as per Item Classification |  | Not Applicable
575-0900 | 575-0900 | Tigo Energy, Web Monitoring Service, 5 Year, up to 10kW (STC), one per system, Enter Quote Number and Custom Price, MP60-RES | 0 |  | No | Other | Vendor De-listing | 0 |  | Not Applicable as per Item Classification |  | Not Applicable
575-0901 | 575-0901 | Tigo Energy, Web Monitoring Service, 10 Year, above 10kW STC, price per Maximizer, MP120-COM | 25.57 |  | No | Other | Vendor De-listing | 0 |  | Not Applicable as per Item Classification |  | Not Applicable
575-0902 | 575-0902 | Tigo Energy, Web Monitoring Service, 10 Year, up to 10kW (STC), one per system, MP120-RES | 1118.88 |  | No | Other | Vendor De-listing | 0 |  | Not Applicable as per Item Classification |  | Not Applicable
575-0903 | 575-0903 | Tigo Energy, Web Monitoring Service, 20 Year, above 10kW STC, price per Maximizer, MP240-COM | 45.47 |  | No | Other | Vendor De-listing | 0 |  | Not Applicable as per Item Classification |  | Not Applicable
575-0904 | 575-0904 | Tigo Energy, Web Monitoring Service, 20 Year, up to 10kW (STC), one per system, MP240-RES | 1989.12 |  | No | Other | Vendor De-listing | 0 |  | Not Applicable as per Item Classification |  | Not Applicable
575-0905 | 575-0905 | Power One, Agency Reporting Service (CSI EPBB), Quarterly Reporting, per meter, 1 Year, VSN-REPORT-CSIEPBB-1Y | 300 |  | Yes | Other | Vendor De-listing | 0 |  | Not Applicable as per Item Classification |  | Not Applicable
575-0906 | 575-0906 | ABB, Agency Reporting Service (CSI PBI), Monthly Reporting, per meter, 1 Year, VSN-REPORT-CSIPBI-1Y | 500 |  | Yes | Other | Soligent De-listing | 0 |  | Not Applicable as per Item Classification |  | Not Applicable
575-0907 | 575-0907 | Tigo Energy, Module Level Monitoring (Per Channel / Maximizer Per Year) | 0.4 |  | No | Service | Soligent De-listing | 0 |  | Not Applicable as per Item Classification |  | Not Applicable
575-0908 | 575-0908 | Itron, Managed Data Services and support, (CPF Projects ONLY-MUST ORDER WITH # 570-1059 Itron-enabled Revenue grade Meter), Prepaid Fee per GE Itron-enabled meter, Service for R793001 | 245.6 |  | No | Other | Soligent De-listing | 0 |  | Not Applicable as per Item Classification |  | Not Applicable
575-0909 | 575-0909 | Locus Energy, 1MB Cell Plan to be used for LGate120/320, 5 Yr Cell Plan Service with AT&T, used for low bandwidth packets, CPLAN-ATT-1MB-5YR | 60 |  | No | Other | Soligent De-listing | 0 |  | Not Applicable as per Item Classification |  | Not Applicable
575-0910 | 575-0910 | Locus Energy, 10MB Cell Plan to be used for LGate120/320, 5 Yr Cell Plan Service with AT&T, used for high bandwith packets, CPLAN-ATT-10MB-5YR | 300 |  | Yes | Other | Soligent De-listing | 0 |  | Not Applicable as per Item Classification |  | Not Applicable
575-0911 | 575-0911 | SMA, Communication Interface ROW, RS-485 interface as retrofit kit for SI3.0M/4.4M/6.0H/8.0H, 1 x 5 m data cable (grey), 1 x adapter cable (white) from RJ45 to 3 open insulated conductors, 1 x terminator (plugged), 1 x screw, mounting instructions, for European Sunny Islands only, SI-COMSMA-BGx | 339 |  | No | Electrical BOS | Soligent De-listing | 0 |  | De-Listing & Stock Qty Unavailable |  | Not Applicable
575-0912 | 575-0912 | Locus Energy, Residential CEC Reporting, LGate 101, for 10 years, R-CEC 10YR | 190 |  | Yes | Other | Soligent De-listing | 0 |  | Not Applicable as per Item Classification |  | Not Applicable
575-0913 | 575-0913 | Itron, Service, Cellular Product Repair - GE I210 | 40 |  | Yes | Other | One-Off | 0 |  | Not Applicable as per Item Classification |  | Not Applicable
575-0914 | 575-0914 | Locus Energy, R-LGate, Residential Primary Data Monitoring Plan, 5 years, R-PDM-5YR | 0.01 |  | No | Electrical BOS | Soligent De-listing | 0 |  | De-Listing & Stock Qty Unavailable |  | Not Applicable
575-0915 | 575-0915 | Locus Energy, R-LGate, Cellular Plan, LTE Cat M1, 1Mb/Month from Premier Verizon, AT&T, 5 Years, R-CPLAN-LTE-PWS-1MB-5YR | 0.01 |  | No | Electrical BOS | Soligent De-listing | 0 |  | De-Listing & Stock Qty Unavailable |  | Not Applicable
577-0000 | 577-0000 | ChargePoint, Home Flex Electric Vehicle (EV) Charger, Level 2, 240V, NEMA 14-50 Plug, with 23FT Charging Cable, 50-NEMA14-50-L23 | 783.78 | 40 | No | Electrical BOS | Shippable | 743.59 |  | Shippable but Stock Qty Unavailable |  | Not Applicable
577-0001 | 577-0001 | Enphase, EV Charger, 32A/240Vac, Wi-Fi & Bluetooth Connected, 10AWG Hardwired, 25' Charging Cable and J1772 Connector, 5 Year Warranty, IQ-EVSE-NA-1040-0100-0100 | 781.33 |  | No | Energy Storage | Shippable | 723.46 |  | Shippable but Stock Qty Unavailable |  | Not Applicable
577-0002 | 577-0002 | Enphase, EV Charger, 32A/240Vac, Wi-Fi & Bluetooth Connected, with NEMA 14-50 Plug, 25' Charging Cable and J1772 Connector, 5 Year Warranty, IQ-EVSE-NA-1040-0110-0100 | 808 |  | No | Energy Storage | Shippable | 748.15 |  | Shippable but Stock Qty Unavailable |  | Not Applicable
577-0003 | 577-0003 | Enphase, EV Charger, 32A/240Vac, Wi-Fi & Bluetooth Connected, with NEMA 6-50 Plug, 25' Charging Cable and J1772 Connector, 5 Year Warranty, IQ-EVSE-NA-1040-0120-0100 | 808 |  | No | Energy Storage | Shippable | 748.15 |  | Shippable but Stock Qty Unavailable |  | Not Applicable
577-0004 | 577-0004 | Enphase, EV Charger, 40A/240Vac, Wi-Fi & Bluetooth Connected, 8AWG Hardwired, 25' Charging Cable and J1772 Connector, 5 Year Warranty, IQ-EVSE-NA-1050-0100-0100 | 862.67 |  | No | Energy Storage | Shippable | 798.77 |  | Shippable but Stock Qty Unavailable |  | Not Applicable
577-0005 | 577-0005 | Enphase, EV Charger, 40A/240Vac, Wi-Fi & Bluetooth Connected, with NEMA 14-50 Plug, 25' Charging Cable and J1772 Connector, 5 Year Warranty, IQ-EVSE-NA-1050-0110-0100 | 890.67 |  | No | Energy Storage | Shippable | 824.69 |  | Shippable but Stock Qty Unavailable |  | Not Applicable
577-0006 | 577-0006 | Enphase, EV Charger, 40A/240Vac, Wi-Fi & Bluetooth Connected, with NEMA 6-50 Plug, 25' Charging Cable and J1772 Connector, 5 Year Warranty, IQ-EVSE-NA-1050-0120-0100 | 890.67 |  | No | Energy Storage | Shippable | 824.69 |  | Shippable but Stock Qty Unavailable |  | Not Applicable
577-0007 | 577-0007 | Enphase, EV Charger, 48A/240Vac, Wi-Fi & Bluetooth Connected, 8AWG Hardwired, 25' Charging Cable and J1772 Connector, 5 Year Warranty, IQ-EVSE-NA-1060-0100-0100 | 1172 |  | No | Energy Storage | Shippable | 1085.19 |  | Shippable but Stock Qty Unavailable |  | Not Applicable
577-0008 | 577-0008 | Enphase, EV Charger, 64A/240Vac, Wi-Fi & Bluetooth Connected, 8AWG Hardwired, 25' Charging Cable and J1772 Connector, 5 Year Warranty, IQ-EVSE-NA-1080-0100-0100 | 1254.67 |  | No | Energy Storage | Shippable | 1161.73 |  | Shippable but Stock Qty Unavailable |  | Not Applicable
577-0221 : 577-0221_S | 577-0221_S | JLM, Linez, Residential consumption/production energy monitoring and WiFi communication hub. Four 200 Amp external CTs monitor PV production and energy consumption. Can control up to three JLM Loadz load controllers, 9999-Linez​ ​​PLZ100-2PR | 388.89 |  | No | Energy Storage | Soligent De-listing | 357.14 |  | De-Listing & Stock Qty Unavailable |  | Not Applicable
577-0222 : 577-0222_S | 577-0222_S | JLM, Loadz, single-circuit load management relay to automatically control a specific circuit, up to 30A/240V, based on utility rate plan pre-loaded into Linez monitor. Requires one Linez unit for up to four Loadz. WiFi network communication, manual override and remote control via Measurz app, 9999-Loadz | 388.89 |  | No | Energy Storage | Soligent De-listing | 353.54 |  | De-Listing & Stock Qty Unavailable |  | Not Applicable
577-0223 | 577-0223 | SolarEdge, Smart Hot Water, SMRT-HOT-WTR-45-S1 | 577.53 |  | No | Energy Storage | Shippable | 531.06 |  | Shippable but Stock Qty Unavailable |  | Not Applicable
577-0223 : 577-0223_S | 577-0223_S | SolarEdge, Smart Hot Water, SMRT-HOT-WTR-45-S1 | 560.71 |  | No | Energy Storage | Soligent De-listing | 515.6 |  | De-Listing & Stock Qty Unavailable |  | Not Applicable
577-0224 : 577-0224_S | 577-0224_S | SolarEdge, Smart EV Charger (includes cable), with NEMA 6-50 Plug, SE-EV-SA-KIT-LJ40P | 634.53 |  | No | Energy Storage | Soligent De-listing | 590.77 |  | De-Listing & Stock Qty Unavailable |  | Not Applicable
577-0225 : 577-0225_S | 577-0225_S | SolarEdge, Smart EV Charger Solar boost kit with HD-Wave inverter (each PN includes 5 units), SE-EV-KIT-V3UPG-01 | 178.02 |  | No | Energy Storage | Soligent De-listing | 165.75 |  | De-Listing & Stock Qty Unavailable |  | Not Applicable
577-0226 | 577-0226 | SolarEdge, Sensor for Smart Hot Water, HOTWTR-SENS-NA-S1 | 263.9 |  | No | Energy Storage | Shippable | 242.67 |  | Shippable but Stock Qty Unavailable |  | Not Applicable
577-0226 : 577-0226_S | 577-0226_S | SolarEdge, Sensor for Smart Hot Water, HOTWTR-SENS-NA-S1 | 256.21 |  | No | Energy Storage | Soligent De-listing | 235.6 |  | De-Listing & Stock Qty Unavailable |  | Not Applicable
577-0229 | 577-0229 | SolarEdge, Smart EV Charger (includes cable), with NEMA 14-50 Plug, SE-EV-SA-KIT-LJ40N | 1058 |  | No | Energy Storage | Soligent De-listing | 608.05 |  | De-Listing & Stock Qty Unavailable |  | Not Applicable
577-0230 | 577-0230 | Panasonic, Lumin Smart Electrical Panel, for Controlling/Load Shedding up to 12 120/240V Circuits, Indoor Rated, LSP-INDOOR | 1882.35 |  | No | Energy Storage | Vendor De-listing | 1777.78 |  | De-Listing & Stock Qty Unavailable |  | Not Applicable
577-0231 | 577-0231 | Panasonic, Lumin Smart Electrical Panel, for Controlling/Load Shedding up to 12 120/240V Circuits, Outdoor Rated, LSP-OUTDOOR | 2352.94 |  | No | Energy Storage | Soligent De-listing | 2222.22 |  | De-Listing & Stock Qty Unavailable |  | Not Applicable
577-0232 | 577-0232 | SolarEdge, Smart EV Charger (No cable), with NEMA 6-50 Plug, SE-EV-SA-US-40P | 325.83 |  | No | Energy Storage | Soligent De-listing | 299.61 |  | De-Listing & Stock Qty Unavailable |  | Not Applicable
577-0232 : 577-0232_S | 577-0232_S | SolarEdge, Smart EV Charger (No cable), with NEMA 6-50 Plug, SE-EV-SA-US-40P | 316.34 |  | No | Energy Storage | Soligent De-listing | 290.89 |  | De-Listing & Stock Qty Unavailable |  | Not Applicable
577-0233 | 577-0233 | SolarEdge, Smart EV Charger (No cable), with NEMA 14-50 Plug, SE-EV-SA-US-40N | 364.09 |  | No | Energy Storage | Soligent De-listing | 334.79 |  | De-Listing & Stock Qty Unavailable |  | Not Applicable
577-0233 : 577-0233_S | 577-0233_S | SolarEdge, Smart EV Charger (No cable), with NEMA 14-50 Plug, SE-EV-SA-US-40N | 353.49 |  | No | Energy Storage | Soligent De-listing | 325.05 |  | De-Listing & Stock Qty Unavailable |  | Not Applicable
577-0237 | 577-0237 | Enphase, Clipper-Creek, AZF Hardwired EV Charger, 240V, 32A Charging with 25’ Gen-2 J17772 Connector, Hardwired, A01-0401-00-000 | 550.67 |  | No | Inverters | Shippable | 509.88 |  | Shippable but Stock Qty Unavailable |  | Not Applicable
577-0238 | 577-0238 | Enphase, Clipper-Creek, AZF-40-LC-C13-P6-L25-13 Plug-In EV Charger, 240V, 32A Charging with 25’ Gen-2 J17772 Connector, with NEMA 14-50 Plug, A01-0402-00-000 | 568 |  | No | Inverters | Shippable | 525.93 |  | Shippable but Stock Qty Unavailable |  | Not Applicable
577-0241 | 577-0241 | Enphase, Clipper-Creek, HCS-40 Plug-In EV Charger, 240V, 32A Charging with 25’ Gen-2 J17772 Connector, with NEMA 6-50 Plug, HCS-40-C13-P5-L25-187 | 690.67 |  | No | Inverters | Shippable | 639.51 |  | Shippable but Stock Qty Unavailable |  | Not Applicable
577-0246 | 577-0246 | Savant, POWER DIRECTOR+, ESS-APPC3V15C40-00 Discontinued Item (see 577-0255) | 675.68 |  | No | Electrical BOS | Vendor De-listing | 625 |  | De-Listing & Stock Qty Unavailable |  | Not Applicable
577-0250 | 577-0250 | Enphase, Clipper-Creek, HCS Level 2 EV Charger, Hardwired 240V 48A with 25’ Gen-2 J17772 Connector, HCS-60 (0920-00-000) | 1054.67 |  | No | Inverters | Shippable | 909.2 |  | Shippable but Stock Qty Unavailable |  | Not Applicable
577-0252 | 577-0252 | Savant, Dual BR 20A Power Module, GPM-H2R20120-21 | 81.08 |  | No | Electrical BOS | Shippable | 75 |  | Shippable but Stock Qty Unavailable |  | Not Applicable
577-0253 | 577-0253 | Savant, Single BR 30A Power Module, GPM-H1R30240-21 | 81.08 |  | No | Electrical BOS | Shippable | 75 |  | Shippable but Stock Qty Unavailable |  | Not Applicable
577-0254 | 577-0254 | Savant, Single BR 60A Power Module, GPM-H1R60240-21 | 162.16 |  | No | Electrical BOS | Shippable | 150 |  | Shippable but Stock Qty Unavailable | USEC001-0048 | Already Listed
580-0000 | 580-0000 | Storz Power, Tigo TS4-A-2F, Rapid Shutdown Module, Add-on- Module for 2 PV Modules, 16-80V, 25Isc (per channel), MC-4, Requires Tigo RSS Transmitter, 10330 | 56.47 |  | No | Inverters | Shippable | 53.93 |  | Shippable but Stock Qty Unavailable |  | Not Applicable
580-0002 : 580-0002 : 580-0002_U | 580-0002 : 580-0002_U | APsmart, Transmitter-PLC, 29mm ID Dual Core NO Power Supply, SunSpec Certified, 406000 | 39.33 |  | No | Inverters | Soligent De-listing | 33.91 |  | De-Listing & Stock Qty Unavailable |  | Not Applicable
580-0003_U | 580-0003_U | APsmart, Transmitter-PLC, 29mm ID Single Core NO Power Supply, SunSpec Certified, 406001 | 34.53 |  | No | Inverters | Soligent De-listing | 29.77 |  | De-Listing & Stock Qty Unavailable |  | Not Applicable
580-0004 | 580-0004 | APsmart, Rapid Shutdown PLC Device (RSD-S-PLC), 1000V UL/TUV, 8-80Vdc Input, 250mm (~9.8”) Input/1200mm (~47”) Output Cable, MC4, IP68, SunSpec Certified, 405002 | 21.81 |  | No | Inverters | Vendor De-listing | 20.83 |  | De-Listing & Stock Qty Unavailable |  | Not Applicable
580-0004 : 580-0004 : 580-0004 : 580-0004_U | 580-0004 : 580-0004 : 580-0004_U | APsmart, Rapid Shutdown PLC Device (RSD-S-PLC), 1000V UL/TUV, 8-80Vdc Input, 250mm (~9.8”) Input/1200mm (~47”) Output Cable, MC4, IP68, SunSpec Certified, 405002 | 24.41 |  | No | Inverters | Vendor De-listing | 23.31 |  | De-Listing & Stock Qty Unavailable |  | Not Applicable
580-0005 | 580-0005 | Square D, AC Disconnect, NEMA 3R, 600A, 240VAC, 3-Pole Fused, D326NTR | 4115 |  | No | Electrical BOS | Soligent De-listing | 0 |  | De-Listing & Stock Qty Unavailable |  | Not Applicable
580-0006 | 580-0006 | Square D, Disconnect, NEMA 3R, 400A, 600VAC/600VDC, 3-Pole Fused, H365NR | 5997 |  | No | Electrical BOS | Soligent De-listing | 0 |  | De-Listing & Stock Qty Unavailable |  | Not Applicable
580-0007 | 580-0007 | Heat Sink, Compound, 2 Ounces, 5JJ46 | 35 |  | No | Electrical BOS | Soligent De-listing | 0 |  | De-Listing & Stock Qty Unavailable |  | Not Applicable
580-0008 | 580-0008 | Relay, 5 Pin, SPDT, 15A, 120VAC, 5X835 | 1.11 |  | No | Electrical BOS | Soligent De-listing | 0 |  | De-Listing & Stock Qty Unavailable |  | Not Applicable
580-0009 | 580-0009 | Relay, 8 Pin, DPDT, 15A, 120VAC, 5X838 | 28 |  | No | Electrical BOS | Soligent De-listing | 0 |  | De-Listing & Stock Qty Unavailable |  | Not Applicable
580-0010 | 580-0010 | Relay Socket, 11 Pin, DIN/Screw Mounting, 15A, 300VAC, 5X853 | 19.74 |  | No | Electrical BOS | Soligent De-listing | 0 |  | De-Listing & Stock Qty Unavailable |  | Not Applicable
580-0011 | 580-0011 | Solid State, Relay, 0.2 to 40A, 200VDC, 5Z960 | 150 |  | No | Electrical BOS | Soligent De-listing | 0 |  | De-Listing & Stock Qty Unavailable |  | Not Applicable
580-0012 | 580-0012 | Relay, Time Delay, DPDT, 10A, 120VAC, 6A855 | 176 |  | No | Electrical BOS | Soligent De-listing | 0 |  | De-Listing & Stock Qty Unavailable |  | Not Applicable
580-0013 | 580-0013 | Solid State, Relay, 40A, 240VAC, 6C906 | 149 |  | No | Electrical BOS | Soligent De-listing | 0 |  | De-Listing & Stock Qty Unavailable |  | Not Applicable
580-0014 | 580-0014 | Relay Socket, 11 Pin, DIN/Screw Mounting, 15A, 300VAC, 6X156 | 20 |  | No | Electrical BOS | Soligent De-listing | 0 |  | De-Listing & Stock Qty Unavailable |  | Not Applicable
580-0015 | 580-0015 | Bussmann, Fast Acting Glass Fuse for Tri-Metric Meter, 2A, AGC2 | 0.31 |  | No | Electrical BOS | Soligent De-listing | 0 |  | De-Listing & Stock Qty Unavailable |  | Not Applicable
580-0016 | 580-0016 | Heat Sink, Relay, 25A or Greater, C6912 | 40 |  | No | Electrical BOS | Soligent De-listing | 0 |  | De-Listing & Stock Qty Unavailable |  | Not Applicable
580-0017 | 580-0017 | Wire Stripper for 10-20 AWG wire, 5LJ02 | 87 |  | No | Electrical BOS | Soligent De-listing | 0 |  | De-Listing & Stock Qty Unavailable |  | Not Applicable
580-0021 | 580-0021 | Square D, AC Disconnect, NEMA 3R, 60A, 240V, 3-Pole Fused, Neutral Bar, 50675, D322NRB | 271.56 |  | No | Electrical BOS | Soligent De-listing | 138.55 |  | De-Listing & Stock Qty Unavailable |  | Not Applicable
580-0022 | 580-0022 | Square D, AC Disconnect, NEMA 3R, 200A, 240V, 3-Pole Fused, Neutral Bar, 51029, D324NRB | 644.56 |  | No | Electrical BOS | Shippable | 628.03 |  | Shippable but Stock Qty Unavailable |  | Not Applicable
580-0023 | 580-0023 | Square D, AC Disconnect, NEMA 3R, 400A, 240VAC, 3-Pole Fused, Neutral Bar, D325NR | 2462.62 |  | No | Electrical BOS | Vendor De-listing | 2277.92 |  | De-Listing & Stock Qty Unavailable |  | Not Applicable
580-0024 | 580-0024 | Square D, Transfer Switch, NEMA 3R, 200A, 240V, 2-Pole Unfused, Neutral Bar, 40951, DTU224NRB | 1570 |  | No | Electrical BOS | Soligent De-listing | 0 |  | De-Listing & Stock Qty Unavailable |  | Not Applicable
580-0025-B | 580-0025-B | "B" Grade Square D, AC Disconnect, NEMA 3R, 30A, 240VAC, 2-Pole Unfused, Hub, 59123, DU221RB | 45 |  | No | Electrical BOS | Soligent De-listing | 42.3 |  | De-Listing & Stock Qty Unavailable |  | Not Applicable
580-0026-B | 580-0026-B | "B-Grade" Square D, AC Disconnect, NEMA 3R, 60A, 240VAC, 2-Pole Unfused, Hub, 59557, DU222RB | 70.09 |  | No | Electrical BOS | Vendor De-listing | 66.55 |  | De-Listing & Stock Qty Unavailable |  | Not Applicable
580-0029 | 580-0029 | Square D, AC Disconnect, NEMA 1, 200A, 240VAC, 3-Pole Unfused, 60153, DU324 | 899 |  | No | Electrical BOS | Soligent De-listing | 0 |  | De-Listing & Stock Qty Unavailable |  | Not Applicable
580-0030 | 580-0030 | Square D, AC Disconnect, NEMA 3R, 200A 240VAC, 3-Pole Unfused, Hub 60218, DU324RB | 654.25 |  | No | Electrical BOS | Shippable | 637.47 |  | Shippable but Stock Qty Unavailable |  | Not Applicable
580-0031 | 580-0031 | Square D, Disconnect, NEMA 3R, 30A, 600VAC/600VDC, 3-Pole Fused, Hub, H361RB | 421.48 |  | No | Electrical BOS | Vendor De-listing | 0 |  | De-Listing & Stock Qty Unavailable |  | Not Applicable
580-0032 | 580-0032 | Square D, Disconnect, NEMA 3R, 60A, 600VAC/600VDC, 3-Pole Fused, Hub, 56340, H362RB, | 634.24 |  | No | Electrical BOS | Vendor De-listing | 0 |  | De-Listing & Stock Qty Unavailable |  | Not Applicable
580-0033 | 580-0033 | Square D, Disconnect, NEMA 1, 100A, 600VAC/600VDC, 3-Pole Fused, Hub, 56513, H363 | 992 |  | No | Electrical BOS | Soligent De-listing | 0 |  | De-Listing & Stock Qty Unavailable |  | Not Applicable
580-0034 | 580-0034 | Square D, Disconnect, NEMA 3R, 100A, 600VAC/600VDC, 3-Pole Fused, Hub, 56853, H363RB | 1355 |  | No | Electrical BOS | Soligent De-listing | 0 |  | De-Listing & Stock Qty Unavailable |  | Not Applicable
580-0035 | 580-0035 | Square D, Disconnect, NEMA 3R, 200A, 600VAC/600VDC, 3-Pole Fused, Hub, Neutral Bar, 28752, H364NRB | 2102 |  | No | Electrical BOS | Soligent De-listing | 0 |  | De-Listing & Stock Qty Unavailable |  | Not Applicable
580-0036 | 580-0036 | Square D, Disconnect, NEMA 3R, 200A, 600VAC/600VDC, 3-Pole Fused, Hub, 56911, H364RB | 1972 |  | No | Electrical BOS | Soligent De-listing | 0 |  | De-Listing & Stock Qty Unavailable |  | Not Applicable
580-0038 | 580-0038 | Square D, Disconnect, NEMA 3R, 60A, 600VAC/600VDC, 3-Pole Unfused, Hub, 63890, HU362RB | 384.78 |  | No | Electrical BOS | Shippable | 374.91 |  | Shippable but Stock Qty Unavailable |  | Not Applicable
580-0039 | 580-0039 | Square D, Disconnect, NEMA 3R, 100A, 600VAC/600VDC, 3-Pole Unfused, Hub, HU363RB | 1098.2 |  | No | Electrical BOS | Soligent De-listing | 0 |  | De-Listing & Stock Qty Unavailable |  | Not Applicable
580-0040 | 580-0040 | Square D, Disconnect, NEMA 3R, 200A, 600VAC/600VDC, 3-Pole Unfused, Hub, 63990, HU364RB | 1255 |  | No | Electrical BOS | Soligent De-listing | 0 |  | De-Listing & Stock Qty Unavailable |  | Not Applicable
580-0041 : 580-0041 : 580-0041 : 580-0041_U | 580-0041 : 580-0041 : 580-0041_U | Morningstar, Relay Driver, Logic Module Accessory for TriStar or other controller, RD-1 | 150 |  | No | Electrical BOS | Soligent De-listing | 144.16 |  | De-Listing & Stock Qty Unavailable |  | Not Applicable
580-0043 | 580-0043 | Morningstar, Digital Display, TriStaron TriStar Charge Controller, 5, TS-M | 41.8 |  | No | Electrical BOS | Soligent De-listing | 0 |  | De-Listing & Stock Qty Unavailable |  | Not Applicable
580-0044 | 580-0044 | Morningstar, XDISC Remote Digital Display with 100' cable for TriStar Charge Controller, TS-RM | 203 |  | No | Electrical BOS | Vendor De-listing | 0 |  | De-Listing & Stock Qty Unavailable |  | Not Applicable
580-0045 | 580-0045 | Schneider Electric, MPPT Disconnect RS with Integrated PLC transmitter, Compatible with Tigo TS4-F, UL 1699B Arc fault detection, 865-1036 | 836.73 |  | No | Inverters | Shippable | 721.32 |  | Shippable but Stock Qty Unavailable | USSSP110-1183 | Already Listed
580-0046 | 580-0046 | Schneider Electric, Rapid Shutdown Initiator Switch, 865-1039 | 76.27 |  | No | Inverters | Shippable | 71.5 |  | Shippable but Stock Qty Unavailable |  | Not Applicable
580-0047 | 580-0047 | SMA, Combiner Disconnect Switch, 600VDC, 30A, fused with 4 10A Fuses Included, COMBI-SWITCH-10 | 456 |  | No | Inverters | Vendor De-listing | 0 |  | De-Listing & Stock Qty Unavailable |  | Not Applicable
580-0049 | 580-0049 | APsmart, Transmitter-PLC Outdoor Kit, includes PLC-Transmitter with 29mm ID Dual Cores, IP65 Outdoor Enclosure, 85-264VAC Power Supply, SunSpec Certified, 408007 | 186.8 |  | No | Inverters | Vendor De-listing | 107.36 |  | De-Listing & Stock Qty Unavailable |  | Not Applicable
580-0050 | 580-0050 | Square D, Transfer Switch, NEMA 3R, 100A, 240VAC, 2-Pole, 59394, DTU223RB | 874 |  | No | Electrical BOS | Soligent De-listing | 0 |  | De-Listing & Stock Qty Unavailable |  | Not Applicable
580-0051 | 580-0051 | Square D, Transfer Switch, NEMA 1, 60A, 240VAC, 2-Pole, 59811, DTU222 | 1001 |  | No | Electrical BOS | Vendor De-listing | 0 |  | De-Listing & Stock Qty Unavailable |  | Not Applicable
580-0052 | 580-0052 | APsmart, Transmitter-PLC Outdoor Kit, includes PLC-Transmitter with 29mm ID Single Core, IP65 Outdoor Enclosure, 180-550VAC Power Supply, SunSpec Certified, 408004 | 232.8 |  | No | Inverters | Vendor De-listing | 133.79 |  | De-Listing & Stock Qty Unavailable |  | Not Applicable
580-0053 | 580-0053 | Power Panel Component, Relay, 5 Pin, SPDT, 15A, 12VDC, Slimline, 1EHE3 | 14.15 |  | No | Electrical BOS | Soligent De-listing | 0 |  | De-Listing & Stock Qty Unavailable |  | Not Applicable
580-0054 | 580-0054 | Power Panel Component, Barrier Strip, 6YJ02 | 0 |  | No | Electrical BOS | Soligent De-listing | 0 |  | Not Applicable |  | Not Applicable
580-0056 | 580-0056 | Power Panel Component, Maintained Position Toggle Switch, On/Off/On, SPDT, 4X848 | 5.14 |  | No | Electrical BOS | Soligent De-listing | 0 |  | De-Listing & Stock Qty Unavailable |  | Not Applicable
580-0057 | 580-0057 | Power Panel Component, Terminal Block End Barrier, DIN Mount, 9080GM6B | 0.47 |  | No | Electrical BOS | Soligent De-listing | 0 |  | De-Listing & Stock Qty Unavailable |  | Not Applicable
580-0058 | 580-0058 | Power Panel Component, Terminal Block End Barrier, DIN Mount, Covers Item No. 580-0057, 5B361 | 0 |  | No | Electrical BOS | Soligent De-listing | 0 |  | Not Applicable |  | Not Applicable
580-0059 | 580-0059 | Square D, AC Disconnect, NEMA 3R, 60A, 240VAC, 3-Pole Unfused, 59909, DU322RB | 196.39 |  | No | Electrical BOS | Shippable | 191.36 |  | Shippable but Stock Qty Unavailable |  | Not Applicable
580-0060 | 580-0060 | Square D, AC Disconnect, NEMA 3R, 100A, 240V, 3-Pole Fused, Neutral Bar, 50916, D323NRB | 886 |  | No | Electrical BOS | Soligent De-listing | 0 |  | De-Listing & Stock Qty Unavailable |  | Not Applicable
580-0061 | 580-0061 | Yaskawa Solectria, Wiring Box for PVI 25TL-208 Transformerless Inverter, 6 Fused Inputs (2 per Zone), 20A Fuses Included, includes PLC Transmitter and Bleed-Down Circuit for Module-Level Rapid Shutdown with APsmart Receiver, [MUST ADD INVERTER], PVI-25TL-208WB-APS | 2306.67 |  | No | Inverters | Shippable | 1988.51 |  | Shippable but Stock Qty Unavailable | USBE100-0062 | Already Listed
580-0061 : 580-0061_S | 580-0061_S | Yaskawa Solectria, Wiring Box for PVI 25TL-208 Transformerless Inverter, 6 Fused Inputs (2 per Zone), 20A Fuses Included, includes PLC Transmitter and Bleed-Down Circuit for Module-Level Rapid Shutdown with APsmart Receiver, [MUST ADD INVERTER], PVI-25TL-208WB-APS | 1933.33 |  | No | Inverters | Soligent De-listing | 1666.67 |  | De-Listing & Stock Qty Unavailable |  | Not Applicable
580-0063 | 580-0063 | IOTA, Auto.Transfer Switch, 30A, 120/240VAC, ITS-30R | 39.99 |  | No | Electrical BOS | Soligent De-listing | 0 |  | De-Listing & Stock Qty Unavailable |  | Not Applicable
580-0064 | 580-0064 | Enphase, IQ System Controller 3G, Microgrid Interconnect Device (MID), Service Rated, with 200A Capacity, includes Neutral-Forming Transformer, Intelligent Load Control, and RSD Switch, with Generator Interconnection, NEMA 3R, IEEE 1547: 2018, UL 1741-SB, SC200G111C240US01 | 2770.67 |  | No | Energy Storage | Shippable | 2630.38 |  | Shippable but Stock Qty Unavailable |  | Not Applicable
580-0065 | 580-0065 | MidNite Solar, Dual 60A, 240VAC Transfer Switch in a Big Baby 8" X 5" X 3.5", MNTRANSFER-60A | 179.59 |  | No | Electrical BOS | Shippable | 171.43 |  | Shippable but Stock Qty Unavailable |  | Not Applicable
580-0070 | 580-0070 | SMA, Sunny Boy REPLACEMENT Disconnect, with 4x15A fused inputs, for SB3000/3800/4000/5000/6000/7000/8000US-10 inverters (without AFCI), DC DISCONU-21(Replacement) | 471 |  | No | Electrical BOS | Vendor De-listing | 0 |  | De-Listing & Stock Qty Unavailable |  | Not Applicable
580-0074 | 580-0074 | SMA, RS485 Power Injector supply unit, Includes plug-in power supply and mounting materials, Power-Injector | 185 |  | No | Inverters | Vendor De-listing | 0 |  | De-Listing & Stock Qty Unavailable |  | Not Applicable
580-0076 | 580-0076 | SMA, Replacement part, Cover for Sunny Boy 850 and 1500 | 8.6 |  | No | Electrical BOS | Soligent De-listing | 0 |  | De-Listing & Stock Qty Unavailable |  | Not Applicable
580-0078 | 580-0078 | Midnite Solar, E-Panel, 175A 120/240VAC for Magnum MS4448-AE ( right hand door) | 1060 |  | No | Electrical BOS | Soligent De-listing | 0 |  | De-Listing & Stock Qty Unavailable |  | Not Applicable
580-0080 | 580-0080 | Midnite Solar, E-Panel, 175A, 125VDC, Grey Steel for Xantrex, XW Inverter, MNE175XW-Single | 1551 |  | No | Electrical BOS | Vendor De-listing | 0 |  | De-Listing & Stock Qty Unavailable |  | Not Applicable
580-0081 | 580-0081 | Midnite Solar, E-Panel, 175A, 125VDC, Grey Steel for Xantrex, XW Inverter, MNE175XW-MASTER | 1833 |  | No | Electrical BOS | Vendor De-listing | 0 |  | De-Listing & Stock Qty Unavailable |  | Not Applicable
580-0082 | 580-0082 | Midnite Solar, E-Panel, 175A, 125VDC, Grey Steel for Xantrex, XW Inverter, MNE175XW-SLAVE | 1410 |  | No | Electrical BOS | Vendor De-listing | 0 |  | De-Listing & Stock Qty Unavailable |  | Not Applicable
580-0084 | 580-0084 | Load Center 125A, 12 Circuit, No Main | 84 |  | No | Electrical BOS | Soligent De-listing | 0 |  | De-Listing & Stock Qty Unavailable |  | Not Applicable
580-0085 | 580-0085 | Siemens, AC Disconnect, NEMA 3R, 200A, 240VAC, 3-Pole, Fused, GF324NR | 27.5 |  | No | Electrical BOS | Soligent De-listing | 0 |  | De-Listing & Stock Qty Unavailable |  | Not Applicable
580-0086 | 580-0086 | Siemens, AC Disconnect, NEMA 3R, 200A, 240VAC, 3-Pole, Unfused, GNF324R | 27 |  | No | Electrical BOS | Soligent De-listing | 0 |  | De-Listing & Stock Qty Unavailable |  | Not Applicable
580-0087 | 580-0087 | Siemens, DC Disconnect, NEMA 3R, 30A, 600VDC, 3-Pole, Unfused, HNF361RPV | 325 |  | No | Electrical BOS | Soligent De-listing | 0 |  | De-Listing & Stock Qty Unavailable |  | Not Applicable
580-0088 | 580-0088 | Siemens, DC Disconnect, NEMA 3R, 30A, 600VDC, 3-Pole, Fusible, HF361RPV | 551.28 |  | No | Electrical BOS | Soligent De-listing | 0 |  | De-Listing & Stock Qty Unavailable |  | Not Applicable
580-0089 | 580-0089 | Siemens, DC Disconnect, NEMA 3R, 60A, 600VDC, 3-Pole, Fusible, HF362RPV | 589.98 |  | No | Electrical BOS | Soligent De-listing | 0 |  | De-Listing & Stock Qty Unavailable |  | Not Applicable
580-0090 | 580-0090 | Siemens, DC Disconnect, NEMA 3R, 60A, 600VDC, 3-Pole, Unfused, HNF362RPV | 534 |  | No | Electrical BOS | Soligent De-listing | 0 |  | De-Listing & Stock Qty Unavailable |  | Not Applicable
580-0091 | 580-0091 | Siemens, DC Disconnect, NEMA 3R, 100A, 600VDC, 3-Pole, Fusible, HF363RPV | 962 |  | No | Electrical BOS | Soligent De-listing | 0 |  | De-Listing & Stock Qty Unavailable |  | Not Applicable
580-0092 | 580-0092 | Siemens, DC Disconnect, NEMA 3R, 100A, 600VDC, 3-Pole, Unfused, HNF363RPV | 472 |  | No | Electrical BOS | Soligent De-listing | 0 |  | De-Listing & Stock Qty Unavailable |  | Not Applicable
580-0093 | 580-0093 | Siemens, DC Disconnect, NEMA 4X, 100A, 600VDC, 3-Pole, Unfused, Stainless Steel, HNF363SS | 124 |  | No | Electrical BOS | Soligent De-listing | 0 |  | De-Listing & Stock Qty Unavailable |  | Not Applicable
580-0094 | 580-0094 | Midnite Solar, (Avail. Oct/Nov 2012), Disconnect Switch, 156A, 600VDC, 1-pole, NEMA 3R, Birdhouse Compatible, MNC 156-600 Switch | 548.229 |  | No | Electrical BOS | Vendor De-listing | 0 |  | De-Listing & Stock Qty Unavailable |  | Not Applicable
580-0095 | 580-0095 | Cooper Bussman, DC disconnect, NEMA 3R, 200A, 600VDC, BD164NR | 1016 |  | No | Electrical BOS | Soligent De-listing | 0 |  | De-Listing & Stock Qty Unavailable |  | Not Applicable
580-0096 | 580-0096 | Midnite Solar, Power Supply Board for Disconnect Combiner, add for Birdhouse Compatibility, MNDISCOPSB | 109.97 |  | No | Electrical BOS | Shippable | 105.69 |  | Shippable but Stock Qty Unavailable |  | Not Applicable
580-0098 | 580-0098 | Siemens, DC Disconnect, Type 1 Enclosure, 60A, 600VDC, 3-Pole, Fused,HF362PVPG | 375 |  | No | Electrical BOS | Soligent De-listing | 0 |  | De-Listing & Stock Qty Unavailable |  | Not Applicable
580-0099 | 580-0099 | Midnite Solar, Solid-State Relay, 240/480VAC, 75A, Input 10-30VAC/VDC, 3-pole, with screw terminals, MNRAC75-Triac | 387.99 |  | No | Electrical BOS | Soligent De-listing | 0 |  | De-Listing & Stock Qty Unavailable |  | Not Applicable
580-0100 | 580-0100 | SMA, Sunny Boy REPLACEMENT Disconnect, with 4x15A fused inputs, for SB3000/3800/4000/5000/6000/7000/8000US-12 inverters (with AFCI), or for SB3000/3800/4000/5000/6000/7000/8000US-10 inverters (without AFCI), DC-DISCONU-22(Replacement) | 400 |  | No | Electrical BOS | Vendor De-listing | 0 |  | De-Listing & Stock Qty Unavailable |  | Not Applicable
580-0101 | 580-0101 | SMA, DO NOT USE - Made incorrectly asa SERIALIZEDI ITEM. Sunny Tripower DC Connecton Unit, order this item separately in addition to STP 12/ 15/ 20/ 24000TL-US-10 inverters, 600V & 1000V, (add 16 midget 1000VDC fuses #540-0090), CU1000-US-10 | 836 |  | No | Electrical BOS | Soligent De-listing | 0 |  | De-Listing & Stock Qty Unavailable |  | Not Applicable
580-0102 | 580-0102 | SMA, Sunny Boy REPLACEMENT Disconnect, Transformerless (unfused), for SB6000TLUS-12 to SB11000TLUS-12 Inverters (with AFCI), DC-DISCONTLUS-12(Replacement) | 400.82 |  | No | Inverters | Vendor De-listing | 0 |  | De-Listing & Stock Qty Unavailable |  | Not Applicable
580-0103 | 580-0103 | SMA, Sunny Tripower Disconnect, FOR USE IN KITs for STP12000TL/15000TL/20000TL/24000TL-US-10 inverters, 600V & 1000V, (add 16 midget 1000VDC fuses #540-0090), CU1000-US-10-KIT | 0 |  | No | Electrical BOS | Vendor De-listing | 0 |  | Not Applicable |  | Not Applicable
580-0104 | 580-0104 | SMA, Sunny Boy Disconnect, Transformerless, Included with SB3000TLUS-22 to SB7700TLUS-22 Inverters: Add this item to inverter order, Box 2 of 2, DC-DISCON2TLUS-10(included) | 400.44 |  | No | Inverters | Soligent De-listing | 0 |  | De-Listing & Stock Qty Unavailable |  | Not Applicable
580-0105 | 580-0105 | SMA, Sunny Boy Disconnect, Transformerless, Included with SB6000 to SB11000TL-US-12 Inverters:Add this item to inverter order, Box 2 of 2, DC-DISCONTLUS-12(included) | 89.07 |  | No | Inverters | Vendor De-listing | 81.8 |  | De-Listing & Stock Qty Unavailable |  | Not Applicable
580-0106 | 580-0106 | METER SOCKET | 0 |  | No | Electrical BOS | Soligent De-listing | 0 |  | Not Applicable |  | Not Applicable
580-0107 | 580-0107 | SINGLE METER OVERHEAD 125AMP 4 JAW 600 VOLTS (1 BOX OF 6) | 278.2 |  | No | Electrical BOS | Vendor De-listing | 173.87 |  | De-Listing & Stock Qty Unavailable |  | Not Applicable
580-0108 | 580-0108 | Generac, PWRcell 100A Automatic Transfer Switch (ATS), with Load Management, Manage up to 4 HVAC (24Vac Controlled) Loads for Whole Home Coverage, Service Rated, NEMA 3R, CXSW100A3 | 731.95 |  | No | Energy Storage | Shippable | 672.72 |  | Shippable but Stock Qty Unavailable | USIN100-0180 | Already Listed
580-0110 | 580-0110 | Duplicate | 0 |  | No | Electrical BOS | Soligent De-listing | 0 |  | Not Applicable |  | Not Applicable
580-0111 | 580-0111 | Midnite Solar, Shut Off Box, 4 Pole Disconnect Control Switch, 20A per pole, 600VDC, for Birdhouse compatiblity-Add MNDiscoPSB, NEMA 3R, MNSOB3R-4P | 708.4 |  | No | Electrical BOS | Vendor De-listing | 442.75 |  | De-Listing & Stock Qty Unavailable |  | Not Applicable
580-0112 | 580-0112 | Midnite Solar, Shut Off Box, 4 Pole Disconnect Control Switch, 20A per pole, 600VDC, for Birdhouse compatibility, includes MNDiscoPSB, NEMA 3R, MNSOB3R-4P-PSB | 781 |  | No | Electrical BOS | Soligent De-listing | 488.13 |  | De-Listing & Stock Qty Unavailable |  | Not Applicable
580-0113 | 580-0113 | SMA, Sunny Tripower DC Connection Unit, order this item separately in addition to STP 12/ 15/ 20/ 24000TL-US-10 inverters, 600V & 1000V, (add 16 midget 1000VDC fuses #540-0090), CU1000-US-10 | 710.14 |  | No | Inverters | Vendor De-listing | 0 |  | De-Listing & Stock Qty Unavailable |  | Not Applicable
580-0114 | 580-0114 | Fronius, Rapid Shutdown Box, Single String, for all single phase inverters 1.5 kw to 8.2 kw, 2 ports for 3/4" conduit, 12.5A, 600VDC, No DC Disconnect switch, includes mounting Bracket, 4,240,151 | 314.32 |  | No | Inverters | Vendor De-listing | 0 |  | De-Listing & Stock Qty Unavailable |  | Not Applicable
580-0115 | 580-0115 | Bentek, Rapid Shutdown Module (RSM), up to 4 grounded or 2 ungrounded strings (TL), 4 DC Contactors, quick connect whips, install at the array, 600VDC, NEMA 4X, UL508A COMPLIANT; UL1741 PENDING, BTK6-RSM-02-PC | 1013 |  | No | Electrical BOS | Soligent De-listing | 0 |  | De-Listing & Stock Qty Unavailable |  | Not Applicable
580-0116 | 580-0116 | Bentek, Rapid Shutdown Module (RSM), up to 3 grounded or ungrounded strings (TL), 6 DC Contactors, quick connect whips, install at the array, 600VDC, NEMA 4X, UL1741, BTK610-RSC-PC | 1269 |  | No | Electrical BOS | Soligent De-listing | 0 |  | De-Listing & Stock Qty Unavailable |  | Not Applicable
580-0117 | 580-0117 | OutBack, 16 Amp DIN mount Relay for IMO FireRaptor Shutdown Switch Connection, OBR-16-24-DIN | 25 |  | No | Inverters | Shippable | 23.08 |  | Shippable but Stock Qty Unavailable | USMS100-0036 | Already Listed
580-0118 | 580-0118 | SMA, Sunny Boy Disconnect, Transformerless, Included with 8000TL/9000TL/10000TL-US-10 Inverters (without AFCI), Box 2 of 2, DC-DISCONTLUS-10(included) | 0 |  | No | Inverters | Vendor De-listing | 0 |  | Not Applicable |  | Not Applicable
580-0119 | 580-0119 | SMA, Sunny Boy Disconnect, with 4x15A fused inputs, Included with SB3000 to SB8000US-10 inverters (without AFCI), Box 2 of 2, DC DISCONU-21(included) | 0 |  | No | Inverters | Vendor De-listing | 0 |  | Not Applicable |  | Not Applicable
580-0120 | 580-0120 | SMA, Sunny Boy Disconnect, with 4x15A fused inputs, Included with SB3000 to SB8000US-12 inverters (with AFCI or for SB3000-8000US-10 inverters (without AFCI)): Add to inverter order, Box 2 of 2, DC-DISCONU-22(included) | 0 |  | No | Inverters | Soligent De-listing | 0 |  | Not Applicable |  | Not Applicable
580-0121 | 580-0121 | Fronius, Rapid Shutdown Box, Multi String, for all 600 Volt inverters 3.8 kW to 15 kW, 4 strings in, 2 channels out, 25A, 600VDC, Integrated DC Disconnect switch, includes mounting Bracket, 4,240,152 | 529.28 |  | No | Inverters | Vendor De-listing | 0 |  | De-Listing & Stock Qty Unavailable |  | Not Applicable
580-0122 | 580-0122 | SMA, Rapid Shutdown Box, 600V, 4 strings, 2 in parallel per channel, RSB-2S-US-10 | 511.28 |  | No | Inverters | Vendor De-listing | 0 |  | De-Listing & Stock Qty Unavailable |  | Not Applicable
580-0123 | 580-0123 | SMA, Rapid Shutdown Controller, RSC-1X-US-10 | 87.5 |  | No | Inverters | Vendor De-listing | 0 |  | De-Listing & Stock Qty Unavailable | USSE100-0178 | Already Listed
580-0124 | 580-0124 | Outback, ICS Plus Rapid Shutdown Initiator (RSI), AFCI, RSI | 548.61 |  | No | Inverters | Shippable | 464.71 |  | Shippable but Stock Qty Unavailable | USEC001-0005 | Already Listed
580-0125 | 580-0125 | Outback, ICS Plus breaker control module, includes DC Power supply, provides isolated 24VDC from a 24VDC or 48VDC nominally-rated battery bank, BKR-CTRL-DC | 462 |  | No | Inverters | Soligent De-listing | 265.52 |  | De-Listing & Stock Qty Unavailable |  | Not Applicable
580-0126 | 580-0126 | Yaskawa Solectria, Wiring Box Standard, for PVI 50/60TL Transformerless Inverter, 15 Fused Inputs (5 per Zone), 20A fuses included, PVI-50-60TL-BX-S20 | 2400 |  | No | Inverters | Shippable | 2068.97 |  | Shippable but Stock Qty Unavailable |  | Not Applicable
580-0127 | 580-0127 | Yaskawa Solectria, Wiring Box H-4, for PVI 50/60TL Transformerless Inverter, 15 Fused Inputs (5 per Zone), 15A fuses included, with Amphenol H4 PV Connectors, PVI-50-60TL-BX-H | 2880 |  | No | Inverters | Soligent De-listing | 1655.17 |  | De-Listing & Stock Qty Unavailable |  | Not Applicable
580-0128 | 580-0128 | Fronius, Rapid Shutdown Box, Multi String, for all 600 Volt inverters 3.8 kW to 15 kW, 4 strings in, 2 channels out, 25A, 600VDC, Integrated DC Disconnect switch, includes mounting Bracket, 4,240,152 | 314.32 |  | No | Inverters | Vendor De-listing | 0 |  | De-Listing & Stock Qty Unavailable |  | Not Applicable
580-0129 | 580-0129 | Yaskawa Solectria, Wiring Box Standard, for XGI 1000-65-UL and XGI 1000-60-UL Transformerless Inverter, 16 Fused Inputs (4 per MPPT Zone), 15A fuses included, WB-16-STD-15A | 2714.29 |  | No | Inverters | Soligent De-listing | 2235.29 |  | De-Listing & Stock Qty Unavailable |  | Not Applicable
580-0130 | 580-0130 | Fronius, Rapid Shutdown Box-QUATTRO, Multi String, for all 600 Volt inverters 3.8 kW to 15 kW, 2 strings in (4 when used with Branch Connectors), MC-4, 2 Channels out, 25A/25A, 600VDC, includes mounting Bracket, 4,240,154 | 225.28 |  | No | Inverters | Vendor De-listing | 215.49 |  | De-Listing & Stock Qty Unavailable |  | Not Applicable
580-0131 | 580-0131 | Fronius, Rapid Shutdown Box-DUO, Single/Dual String, for all 600 Volt inverters 3.8 kW to 15 kW, 1 string in (2 when used with Branch Connectors), MC-4, 1 Channel Out, 25A, 600VDC, includes mounting Bracket, 4,240,153 | 156.97 |  | No | Inverters | Vendor De-listing | 135.32 |  | De-Listing & Stock Qty Unavailable |  | Not Applicable
580-0132 | 580-0132 | SMA, Sunny Tripower DC Connection Unit, order this item separately in addition to STP 12/15/20/24/30000TL-US inverters, 1000V, (Includes integration kit), CU1000-US-11 | 973.99 |  | No | Inverters | Vendor De-listing | 263.16 |  | De-Listing & Stock Qty Unavailable |  | Not Applicable
580-0133 | 580-0133 | Midnite Solar, 90-305VAC Shut Off Box (SOB) Transmitter, up to 6 Strings, use with SOB Receiver, MNLSOB-T1-AC | 66.44 |  | No | Inverters | Vendor De-listing | 61.88 |  | De-Listing & Stock Qty Unavailable |  | Not Applicable
580-0134 | 580-0134 | Midnite Solar, 600VDC Shut Off Box (SOB) Receiver, for String or Module Level Shutdown, use with SOB Transmitter, MNLSOB-R1-600 | 91.3 |  | No | Inverters | Soligent De-listing | 52.47 |  | De-Listing & Stock Qty Unavailable |  | Not Applicable
580-0136 | 580-0136 | Midnite Solar, 12VDC Shut Off Box (SOB) Transmitter, up to 6 Strings, use with SOB Receiver, MNLSOB-T1-600 | 79.2 |  | No | Inverters | Soligent De-listing | 45.52 |  | De-Listing & Stock Qty Unavailable |  | Not Applicable
580-0137 | 580-0137 | Midnite Solar, Shut Off Box (SOB) Bleed Down Box, Use where Inverter cannot Bleed-Down Caps in 30 seconds, MNBLEEDER | 302.5 |  | No | Inverters | Soligent De-listing | 173.85 |  | De-Listing & Stock Qty Unavailable |  | Not Applicable
580-0138 | 580-0138 | Innovative-Solar, Rapid-Shutdown Emergency Stop Button, ISI-ESTOP | 150 |  | No | Inverters | Soligent De-listing | 0 |  | De-Listing & Stock Qty Unavailable |  | Not Applicable
580-0139 | 580-0139 | Innovative-Solar, Rapid-Shutdown Emergency Stop Switch, ISI-DCSWITCH | 150 |  | No | Inverters | Soligent De-listing | 0 |  | De-Listing & Stock Qty Unavailable |  | Not Applicable
580-0140 | 580-0140 | SMA, Sunny Boy Storage Automatic Back-Up Unit, 120/240Vac/200A, for use with Sunny Boy-Storage Inverter, 3R enclosure, SBS-ABU-200-US-10 | 2666.65 |  | No | Energy Storage | Shippable | 2298.84 |  | Shippable but Stock Qty Unavailable | USSS100-0015 | Already Listed
580-0141 | 580-0141 | OutBack, SkyBox, DC Power Supply, 24Vdc from 48Vdc Nominal Battery Bank, use with SkyBox RSD Box, PWRSPLY-24 | 65.28 |  | No | Inverters | Shippable | 60.26 |  | Shippable but Stock Qty Unavailable | USSSP110-1096 | Already Listed
580-0142 | 580-0142 | OutBack, SkyBox, AC Power Supply, 24Vdc from 120/240VAC Grid Source, use with SkyBox RSD Box, PWRSPLY-24-A | 220 |  | No | Inverters | Vendor De-listing | 126.44 |  | De-Listing & Stock Qty Unavailable |  | Not Applicable
580-0143 | 580-0143 | Yaskawa Solectria, Wiring Box, for PVI 50/60TL Transformerless Inverter, 15 Fused Inputs (5 per Zone), 20A fuses included, with PLC Transmitter, Use with Tigo-F Modules, PVI-50-60TL-WIREBOX-BX-R | 3280 |  | No | Inverters | Vendor De-listing | 1885.06 |  | De-Listing & Stock Qty Unavailable |  | Not Applicable
580-0144 | 580-0144 | Pika, SnapRS, In-line RSD Disconnect Installed between each PV Module for NEC 2017 RSD, RS801 | 30 |  | No | Inverters | Vendor De-listing | 0 |  | De-Listing & Stock Qty Unavailable |  | Not Applicable
580-0145 | 580-0145 | Outback, AC-Coupled Generator Back-Up Protection Relay Kit, Protects connected generators from incidental current back-feed, GS-AC-GEN-KIT | 216.67 |  | No | Inverters | Shippable | 183.53 |  | Shippable but Stock Qty Unavailable | USSE100-0136 | Already Listed
580-0147 | 580-0147 | Generac, SnapRS, Module Level RSD, 1 inline with each PV module, 13A Max, for NEC-2017 Compliance, APKE00011 | 40.26 |  | No | Energy Storage | Vendor De-listing | 37.01 |  | De-Listing & Stock Qty Unavailable |  | Not Applicable
580-0151 | 580-0151 | OutBack, IMO FireRaptor Kit, 16 OBFRS-01 Module Level Shutdown Devices, 1 OBFRS-ESW1 Shutdown Switch and 24V Relay, NEC-2017 RSD, OutBack FireRaptor Kit | 1414.76 |  | No | Inverters | Vendor De-listing | 0 |  | De-Listing & Stock Qty Unavailable |  | Not Applicable
580-0153 | 580-0153 | SolarEdge, Energy Hub, Backup Interface, with 5kW Autoformer, Import/Export Meter, 200A Main Breaker rated for Service Side Connection, BI-EUSGN-01 | 2446.85 |  | No | Energy Storage | Vendor De-listing | 2107.4 |  | De-Listing & Stock Qty Unavailable |  | Not Applicable
580-0154 | 580-0154 | IMO, FireRaptor Single Rapid Shutdown Unit, NEC-2017 RSD, 1 per PV Module, FRS-01 |  |  | No | Inverters | Shippable | 0 |  | Shippable but Stock Qty Unavailable |  | Not Applicable
580-0155 | 580-0155 | IMO, FireRaptor, Emergency Shutdown Switch, with 24V Power Supply, for up to 20 FireRaptor Shutdown Modules, FRS-ESW1 |  |  | No | Inverters | Shippable | 0 |  | Shippable but Stock Qty Unavailable |  | Not Applicable
580-0156 | 580-0156 | IMO, FireRaptor, Emergency Shutdown Switch, with 24V Power Supply, for up to 50 FireRaptor Shutdown Modules, FRS-ESW1-24 |  |  | No | Inverters | Shippable | 0 |  | Shippable but Stock Qty Unavailable |  | Not Applicable
580-0157 | 580-0157 | IMO, FireRaptor, Emergency Shutdown Switch, with 24V Power Supply, for up to 75 FireRaptor Shutdown Modules, FRS-ESW1-310 |  |  | No | Inverters | Shippable | 0 |  | Shippable but Stock Qty Unavailable |  | Not Applicable
580-0158 | 580-0158 | IMO, FireRaptor, Emergency Shutdown Switch, with 24V Power Supply, for up to 125 FireRaptor Shutdown Modules, FRS-ESW1-610 |  |  | No | Inverters | Shippable | 0 |  | Shippable but Stock Qty Unavailable |  | Not Applicable
580-0159 | 580-0159 | IMO, FireRaptor, Emergency Shutdown Switch, with 24V Power Supply, for up to 20 FireRaptor Shutdown Modules, with Key Lock, FRS-ESW1-K |  |  | No | Inverters | Shippable | 0 |  | Shippable but Stock Qty Unavailable |  | Not Applicable
580-0160 | 580-0160 | IMO, FireRaptor, Emergency Shutdown Switch, with 24V Power Supply, for up to 50 FireRaptor Shutdown Modules, with Key Lock, FRS-ESW1-24-K |  |  | No | Inverters | Shippable | 0 |  | Shippable but Stock Qty Unavailable |  | Not Applicable
580-0161 | 580-0161 | IMO, FireRaptor, Emergency Shutdown Switch, with 24V Power Supply, for up to 75 FireRaptor Shutdown Modules, with Key Lock, FRS-ESW1-310-K |  |  | No | Inverters | Shippable | 0 |  | Shippable but Stock Qty Unavailable |  | Not Applicable
580-0162 | 580-0162 | IMO, FireRaptor, Emergency Shutdown Switch, with 24V Power Supply, for up to 125 FireRaptor Shutdown Modules, with Key Lock, FRS-ESW1-610-K |  |  | No | Inverters | Shippable | 0 |  | Shippable but Stock Qty Unavailable |  | Not Applicable
580-0163 | 580-0163 | IMO, FireRaptor, 70" Signal Cable, Tyco Female Connector, FRS-SIGCAB1.8-F |  |  | No | Inverters | Shippable | 0 |  | Shippable but Stock Qty Unavailable |  | Not Applicable
580-0164 | 580-0164 | IMO, FireRaptor, Bleed Down Box, for Inverters that do not have built in Bleed Down Circuitry, FRS-BLD |  |  | No | Inverters | Shippable | 0 |  | Shippable but Stock Qty Unavailable |  | Not Applicable
580-0166 | 580-0166 | Generac, Generator Smart Transfer Switch, 120/240V, 100A, NEMA 3R, Service-Rated, RXSW100A3 | 558.47 |  | No | Energy Storage | Shippable | 528.28 |  | Shippable but Stock Qty Unavailable | USSS100-0109 | Already Listed
580-0169 | 580-0169 | Generac, PWRcell 100A Automatic Transfer Switch (ATS), with Load Management, Manage up to 4 HVAC (24Vac Controlled) Loads for Whole Home Coverage, NEMA 3R, CXSC100A3 | 492.18 |  | No | Energy Storage | Soligent De-listing | 452.35 |  | De-Listing & Stock Qty Unavailable |  | Not Applicable
580-0170 | 580-0170 | Yaskawa Solectria, APsmart Module-Level Rapid Shutdown Receiver, SunSpec Compliant, RSD-APS Receivers only with Compatible Versions of PVI 25TL and PVI 50-60TL Inverters, RSD-APS | 32.4 |  | No | Inverters | Shippable | 27.93 |  | Shippable but Stock Qty Unavailable |  | Not Applicable
580-0171 | 580-0171 | Yaskawa Solectria, Wiring Box Standard, for PVI 50/60TL Transformerless Inverter, 15 Fused Inputs (5 per Zone), 20A Fuses Included, PVI-50-60TL-WB-S20 | 2940 |  | No | Inverters | Vendor De-listing | 1689.66 |  | De-Listing & Stock Qty Unavailable |  | Not Applicable
580-0172 | 580-0172 | Yaskawa Solectria, Wiring Box, for PVI 50/60TL Transformerless Inverter, 15 Fused Inputs (5 per Zone), 15A Fuses Included, Includes PLC Transmitter and Bleed-Down Circuit for Module-Level Rapid Shutdown with Tigo-TS-4-A-F Receiver, PVI-50-60TL-BX-R | 1766.67 |  | No | Inverters | Shippable | 1522.99 |  | Shippable but Stock Qty Unavailable | USBE100-0047 | Already Listed
580-0173 | 580-0173 | Yaskawa Solectria, Wiring Box, for PVI 50/60TL Transformerless Inverter, 15 Fused Inputs (5 per Zone), 20A Fuses Included, Includes PLC Transmitter and Bleed-Down Circuit for Module-Level Rapid Shutdown with Tigo-TS-4-A-F Receiver, PVI-50-60TL-WB-TGO | 2506.67 |  | No | Inverters | Shippable | 2160.92 |  | Shippable but Stock Qty Unavailable | USBE100-0048 | Already Listed
580-0174 | 580-0174 | Yaskawa Solectria, Wiring Box, for PVI 50/60TL Transformerless Inverter, 15 Fused Inputs (5 per Zone), 20A Fuses Included, Includes PLC Transmitter and Bleed-Down Circuit for Module-Level Rapid Shutdown with APsmart Receiver, PVI-50-60TL-WB-RA20 | 3280 |  | No | Inverters | Vendor De-listing | 1885.06 |  | De-Listing & Stock Qty Unavailable |  | Not Applicable
580-0176 | 580-0176 | Schneider Electric, Conext SW Remote On/Off Switch, 865-1052 | 90 |  | No | Inverters | Vendor De-listing | 0 |  | De-Listing & Stock Qty Unavailable |  | Not Applicable
580-0177 | 580-0177 | Yaskawa Solectria, Wiring Box, for PVI 50/60TL Transformerless Inverter, 15 Fused Inputs (5 per Zone), 20A Fuses Included, includes PLC Transmitter and Bleed-Down Circuit for Module-Level Rapid Shutdown with APsmart Receiver, PVI-50-60TL-WB-APS | 2506.67 |  | No | Inverters | Shippable | 2160.92 |  | Shippable but Stock Qty Unavailable | USBE100-0046 | Already Listed
580-0177 : 580-0177_S | 580-0177_S | Yaskawa Solectria, Wiring Box, for PVI 50/60TL Transformerless Inverter, 15 Fused Inputs (5 per Zone), 20A Fuses Included, includes PLC Transmitter and Bleed-Down Circuit for Module-Level Rapid Shutdown with APsmart Receiver, PVI-50-60TL-WB-APS | 2186.67 |  | No | Inverters | Soligent De-listing | 1885.06 |  | De-Listing & Stock Qty Unavailable |  | Not Applicable
580-0178 : 580-0178 : 580-0178 : 580-0178 : 580-0178 : 580-0178_U | 580-0178 : 580-0178 : 580-0178 : 580-0178 : 580-0178_U | APsmart, Rapid Shutdown PLC Device (RSD-S-PLC), 1000V UL/TUV, 8-80Vdc Input, 250mm (~9.8”) Input/1200mm (~47”) Output Cable, MC4, IP68, SunSpec Certified, SMA Approved, 415002 | 24.41 |  | No | Inverters | Soligent De-listing | 23.31 |  | De-Listing & Stock Qty Unavailable |  | Not Applicable
580-0179 | 580-0179 | APsmart, Rapid Shutdown PLC Device, Dual Input (RSD-D-PLC), 1000V UL/TUV, 8-80Vdc Input, Dual 500mm (~19.7”) Input / 2200mm (~86”) Output Cable, MC4, IP68, SunSpec Certified, 412013 | 62 |  | No | Inverters | Vendor De-listing | 34.83 |  | De-Listing & Stock Qty Unavailable |  | Not Applicable
580-0180 | 580-0180 | Yaskawa Solectria, Wiring Box for PVI 25TL-208 Transformer Less Inverter, 6 Fused Inputs (2 per Zone), 20A Fuses Included, includes PLC Transmitter and Bleed-Down Circuit for Module-Level Rapid Shutdown with Tigo-TS-4-A-F Receiver, [MUST ADD INVERTER], PVI-25TL-208WB-TG-T2 | 2306.67 |  | No | Inverters | Shippable | 1988.51 |  | Shippable but Stock Qty Unavailable | USBE100-0045 | Already Listed
580-0180 : 580-0180_S | 580-0180_S | Yaskawa Solectria, Wiring Box for PVI 25TL-208 Transformer Less Inverter, 6 Fused Inputs (2 per Zone), 20A Fuses Included, includes PLC Transmitter and Bleed-Down Circuit for Module-Level Rapid Shutdown with Tigo-TS-4-A-F Receiver, [MUST ADD INVERTER], PVI-25TL-208WB-TGO | 1933.33 |  | No | Inverters | Soligent De-listing | 1666.67 |  | De-Listing & Stock Qty Unavailable |  | Not Applicable
580-0182 | 580-0182 | Eaton-Cutler Hammer, Disconnect, 100A 3 Pole 600Vac, Non-Fused, NEMA 3R, 15-CHW-DH363URK | 486.69 |  | No | Electrical BOS | Shippable | 461.73 |  | Shippable but Stock Qty Unavailable |  | Not Applicable
580-0183 | 580-0183 | Eaton-Cutler Hammer, Disconnect, 60A 3 Pole 600Vac, Non-Fused, NEMA 3R, 15-CHW-DH362URK | 344.24 |  | No | Electrical BOS | Shippable | 326.59 |  | Shippable but Stock Qty Unavailable |  | Not Applicable
580-0184 | 580-0184 | Square D, AC Disconnect, NEMA 3R, 30A, 240VAC, 2-Pole Unfused, Hub,DU221RB | 55.27 |  | No | Electrical BOS | Shippable | 53.85 |  | Shippable but Stock Qty Unavailable |  | Not Applicable
580-0186 | 580-0186 | SolarEdge, Energy Hub, Backup Interface, with 5kW Autoformer, Import/Export Meter w/CT’s, 200A Main Breaker rated for Service Side Connection, BI-EUSGN-02 | 2446.85 |  | No | Energy Storage | Shippable | 2095.29 |  | Shippable but Stock Qty Unavailable | USSS100-0016 | Already Listed
580-0186-B | 580-0186-B | "B" Grade SolarEdge, Energy Hub, Backup Interface, with 5kW Autoformer, Import/Export Meter w/CT’s, 200A Main Breaker rated for Service Side Connection, BI-EUSGN-02 | 1652.64 |  | No | Energy Storage | Soligent De-listing | 1549.35 |  | De-Listing & Stock Qty Unavailable |  | Not Applicable
580-0228 | 580-0228 | Generac, DC Breaker Lock-Out, APKE00036 | 40.45 |  | No | Energy Storage | Shippable | 37.18 |  | Shippable but Stock Qty Unavailable | USIN100-0130 | Already Listed
580-0237 | 580-0237 | Yaskawa Solectria, XGI 1000 Wiring Box INDEPENDENT MODE, for XGI 60 or 65 Transformerless Inverters, 16 Fused Inputs (4 per MPPT), 20A Fuses Included,WB-1000-16X20A-L-IND | 4940 |  | No | Inverters | Vendor De-listing | 3920.63 |  | De-Listing & Stock Qty Unavailable |  | Not Applicable
580-0238 | 580-0238 | Yaskawa Solectria, XGI 1000 Wiring Box COMBINED MODE, for XGI 60 or 65 Transformerless Inverters, 16 Fused Inputs (1 MPPT), 20A Fuses Included WB-1000-16X20A-L-COM | 4940 |  | No | Inverters | Vendor De-listing | 3920.63 |  | De-Listing & Stock Qty Unavailable |  | Not Applicable
590-0000 | 590-0000 | UniRac, Grounding Clip, UGC-1 SS, Clear, Qty. 1, 308001S | 2 |  | No | Electrical BOS | Vendor De-listing | 0 |  | De-Listing & Stock Qty Unavailable |  | Not Applicable
590-0006 | 590-0006 | Burndy, Grounding Lay-in Lugs with Hex screw, lockWasher, Tin Plated Copper, Qty. bag of 10, CL50-1TNMHWSSST | 45 |  | No | Electrical BOS | Soligent De-listing | 0 |  | De-Listing & Stock Qty Unavailable |  | Not Applicable
590-0007 | 590-0007 | Burndy, Electrical Aluminum Grounding Lugs, (100) BGBL-4 | 233.7 |  | No | Electrical BOS | Soligent De-listing | 118.03 |  | De-Listing & Stock Qty Unavailable |  | Not Applicable
590-0015 | 590-0015 | Xantrex, Ground Fault, 1-Pole, 100A, PVGFP1 | 15.13 |  | No | Inverters | Vendor De-listing | 0 |  | De-Listing & Stock Qty Unavailable |  | Not Applicable
590-0016 | 590-0016 | Xantrex, Ground Fault, 2-Pole, 100A, PVGFP2 | 421.98 |  | No | Inverters | Soligent De-listing | 0 |  | De-Listing & Stock Qty Unavailable |  | Not Applicable
590-0017 | 590-0017 | Xantrex, Ground Fault, 3-Pole, 100A, PVGFP3 | 485.98 |  | No | Inverters | Soligent De-listing | 0 |  | De-Listing & Stock Qty Unavailable |  | Not Applicable
590-0018 | 590-0018 | Xantrex, Ground Fault, 4-Pole, 100A, PVGFP4 | 24.58 |  | No | Inverters | Vendor De-listing | 0 |  | De-Listing & Stock Qty Unavailable |  | Not Applicable
590-0019 | 590-0019 | TE Connectivity, Solklip Grounding Connector, 10-12 AWG, with #10 thread-cutting screw, no nut, 18-1954381-1 | 4 |  | No | Electrical BOS | Soligent De-listing | 0 |  | De-Listing & Stock Qty Unavailable |  | Not Applicable
590-0027 | 590-0027 | UniRac, SM-I Grounding Clip, SM-I UGC-2 IC Qty. 1, 008005S | 2.32 |  | No | Electrical BOS | Vendor De-listing | 0 |  | De-Listing & Stock Qty Unavailable |  | Not Applicable
590-0035 | 590-0035 | Solyndra, 100 & 150 Series, Long Cable Tray, Qty. 1, 0020-30198 | 20 |  | No | Electrical BOS | Soligent De-listing | 0 |  | De-Listing & Stock Qty Unavailable |  | Not Applicable
590-0036 | 590-0036 | Solyndra, 100 & 150 Series, Short Cable Tray, Qty. 1, 0020-30199 | 10 |  | No | Electrical BOS | Soligent De-listing | 0 |  | De-Listing & Stock Qty Unavailable |  | Not Applicable
590-0041 | 590-0041 | Solyndra, 100/ 150/ 200 Series, Dust Cap Male, Qty. 1, ( 0048-30102) 0048-30142 | 0.2 |  | No | Electrical BOS | Soligent De-listing | 0 |  | De-Listing & Stock Qty Unavailable |  | Not Applicable
590-0042 | 590-0042 | Solyndra, 100/ 150/ 200 Series, Dust Cap Female, Qty. 1, (0048-30094) 0048-30143 | 0.13 |  | No | Electrical BOS | Soligent De-listing | 0 |  | De-Listing & Stock Qty Unavailable |  | Not Applicable
590-0044 | 590-0044 | Square D, Safety Switch Equipment Grounding Kit, Copper ground bar, 600A, 4 x #1/0, 60366, PKOGTC3 | 176 |  | No | Electrical BOS | Soligent De-listing | 0 |  | De-Listing & Stock Qty Unavailable |  | Not Applicable
590-0046 | 590-0046 | TE Connectivity, Solklip Grounding Connector, 10-12 AWG, with # 8 32 panhead screw & #8 nut/wash, 18-1954381-2 | 4.09 |  | No | Electrical BOS | Soligent De-listing | 0 |  | De-Listing & Stock Qty Unavailable |  | Not Applicable
590-0047 | 590-0047 | TE Connectivity, Solklamp Grounding Split Bolt with nut and starwasher, 6-12AWG, # 8-32 UNC, .380, 18-2058729-1 | 8.49 |  | No | Electrical BOS | Soligent De-listing | 0 |  | De-Listing & Stock Qty Unavailable |  | Not Applicable
590-0048 | 590-0048 | TE Connectivity, Solklamp Grounding Split Bolt with nut and starwasher, 6-12AWG, #10-32 UNF, .700, 2106831-1, 590-0048 | 15 |  | No | Electrical BOS | Soligent De-listing | 0 |  | De-Listing & Stock Qty Unavailable |  | Not Applicable
590-0049 | 590-0049 | Square D, Ground Bar, 3 Conductors, 1 Mount Screw, PK3GTA1 | 18 |  | No | Electrical BOS | Soligent De-listing | 0 |  | De-Listing & Stock Qty Unavailable |  | Not Applicable
590-0063 | 590-0063 | Ground Screw & Washer 100 pack for Ground Lug | 28 |  | No | Electrical BOS | Soligent De-listing | 0 |  | De-Listing & Stock Qty Unavailable |  | Not Applicable
590-0065 | 590-0065 | Ground Lug Lay in ga. 4-14 Tinned Copper Direct Burial | 0.33 |  | No | Electrical BOS | Soligent De-listing | 0 |  | De-Listing & Stock Qty Unavailable |  | Not Applicable
590-0066 | 590-0066 | Zep Solar, Ground Zep Lug, ZSII / ZSIII, Qty. 1, 850-1172-002 | 7.6 |  | No | Electrical BOS | Soligent De-listing | 0 |  | De-Listing & Stock Qty Unavailable |  | Not Applicable
590-0074 | 590-0074 | Wiley Electronics, WEEB Grounding clip for Haticon and Renusol, WEEB-CCR | 2 |  | No | Electrical BOS | Soligent De-listing | 0 |  | De-Listing & Stock Qty Unavailable |  | Not Applicable
590-0078 | 590-0078 | Wiley Electronics, WEEB Grounding clip for Wattsun Micro MW Horizontal Beam Tracker , WEEB-ADC | 2.99 |  | No | Electrical BOS | Soligent De-listing | 0 |  | De-Listing & Stock Qty Unavailable |  | Not Applicable
590-0079 | 590-0079 | Wiley Electronics, WEEB Grounding clip for Wattsun Micro MW Horizontal Beam Tracker , WEEB-ADR | 2.99 |  | No | Electrical BOS | Soligent De-listing | 0 |  | De-Listing & Stock Qty Unavailable |  | Not Applicable
590-0081 | 590-0081 | SMA, Plug-in Grounding Replacement, for positive or negative ground, For use with SB 2000HFUS-30, SB 2500HFUS-30, SB 3000HFUS-30, PLUGIN-GRD-10-NR | 143 |  | No | Electrical BOS | Vendor De-listing | 0 |  | De-Listing & Stock Qty Unavailable |  | Not Applicable
590-0082 | 590-0082 | Zep Solar, Cam Foot, Grounding, for height adjustment, Black, Qty. 1, 850-1284-001 | 14 |  | No | Electrical BOS | Soligent De-listing | 0 |  | De-Listing & Stock Qty Unavailable |  | Not Applicable
590-0084 | 590-0084 | Wiley Electronics, WEEB Grounding clip For Orion Solar ORI-R Rail, WEEB-OCR | 2.99 |  | No | Electrical BOS | Soligent De-listing | 0 |  | De-Listing & Stock Qty Unavailable |  | Not Applicable
590-0085 | 590-0085 | Wiley Electronics, WEEB Grounding clip for bottom-mount and top-clamp applications with hardware size M6 or 1/4", WEEB-DSK14 | 2.43 |  | No | Electrical BOS | Soligent De-listing | 0 |  | De-Listing & Stock Qty Unavailable |  | Not Applicable
590-0086 | 590-0086 | Wiley Electronics, WEEB Grounding clip for bottom-mount and top-clamp applications for hardware size M8 or 5/16", (MOQ 1000 pc), WEEB-DSK516 | 1.54 |  | No | Electrical BOS | Vendor De-listing | 1.2 |  | De-Listing & Stock Qty Unavailable |  | Not Applicable
590-0087 | 590-0087 | Wiley Electronics, WEEB Replacement Part, washer for 8.0 Grounding lug, WEEB 8.0 washer | 3.23 |  | No | Electrical BOS | Soligent De-listing | 0 |  | De-Listing & Stock Qty Unavailable |  | Not Applicable
590-0088 | 590-0088 | Wiley Electronics, WEEB Grounding clip for PolaRail Mounting System, WEEB-SMC-2 | 1.54 |  | No | Electrical BOS | Vendor De-listing | 1.2 |  | De-Listing & Stock Qty Unavailable |  | Not Applicable
590-0089 | 590-0089 | SolarEdge, Optional Grounding Lug, for rails with sliding nut fasteners or un-grounded structure, Qty. 1 bag of 100 lugs, SE-GNDLUG-100 | 151 |  | No | Electrical BOS | Soligent De-listing | 0 |  | De-Listing & Stock Qty Unavailable |  | Not Applicable
590-0090 | 590-0090 | MSI, Omega Wire Management Clip, Singles, 807-0134 | 0 |  | No | Racking | Soligent De-listing | 0 |  | Not Applicable |  | Not Applicable
590-0091 | 590-0091 | MSI, WEEB, 8.2 Bonding Jumper, per box 20 pk, 720-0843 | 455 |  | No | Racking | Soligent De-listing | 0 |  | De-Listing & Stock Qty Unavailable |  | Not Applicable
590-0092 | 590-0092 | MSI, Weeblug Alpha+ pa, Qty. 1, 712-0136 | 9.07 |  | No | Racking | Vendor De-listing | 0 |  | De-Listing & Stock Qty Unavailable |  | Not Applicable
590-0093 | 590-0093 | Wiley Electronics, WEEB Grounding clip that slides on to the module frame, WEEB-FBM516 | 2.99 |  | No | Electrical BOS | Soligent De-listing | 0 |  | De-Listing & Stock Qty Unavailable |  | Not Applicable
590-0094 | 590-0094 | Wiley Electronics, WEEB Grounding clip for Conergy SunTop IV, WEEB-CMC | 2.99 |  | No | Electrical BOS | Soligent De-listing | 0 |  | De-Listing & Stock Qty Unavailable |  | Not Applicable
590-0095 | 590-0095 | Wiley Electronics, WEEB Grounding clip for bottom-mount and top-clamp applications for hardware size M10 or 3/8”, (MOQ 1000 pc), WEEB-DSK38 | 2.99 |  | No | Electrical BOS | Soligent De-listing | 0 |  | De-Listing & Stock Qty Unavailable |  | Not Applicable
590-0096 | 590-0096 | Wiley Electronics, WEEB Grounding clip that slides on to the module frame, with 1/4" opening for M6 hardware, WEEB-FBM14 | 2.99 |  | No | Electrical BOS | Soligent De-listing | 0 |  | De-Listing & Stock Qty Unavailable |  | Not Applicable
590-0097 | 590-0097 | SolarEdge, Grounding Lug, for rails or non-metallic structures, Qty. 1 lug, SE-GNDLUG5-100 | 2.21 |  | No | Inverters | Soligent De-listing | 0.97 |  | De-Listing & Stock Qty Unavailable |  | Not Applicable
590-0100 | 590-0100 | IronRidge, Conversion Kit, UFO Bonding Hardware for L-foot, Flashfoot, or Hook, Brand agnostic, Qty. 1 bag of 6 sets, FM-LFT-BHW | 9.6 |  | No | Racking | Vendor De-listing | 4.85 |  | De-Listing & Stock Qty Unavailable |  | Not Applicable
590-0102 | 590-0102 | IronRidge, Grounding Lug, Low Profile, with 1/4" T-Bolt and nut, UFO series, Qty. 1 bag of 2, GD-LUG-003 | 8.53 |  | No | Racking | Vendor De-listing | 0 |  | De-Listing & Stock Qty Unavailable |  | Not Applicable
590-0103 | 590-0103 | IronRidge, Conversion Kit, UFO Bonding Hardware for Splice: XR-10-SPLC, XR-100-SPLC, XR-1000-SPLC, includes 2 Tec screws, Qty. 1 kit, SPLC-BD-CONV | 0 |  | No | Racking | Soligent De-listing | 0 |  | Not Applicable |  | Not Applicable
590-0104 | 590-0104 | IronRidge, Bonding Attachment hardware for FF2 and L-feet, Square Bolt, UFO series, Qty. 1 bag of 4 sets, FM-SQ-BHW | 8.99 |  | No | Racking | Vendor De-listing | 0 |  | De-Listing & Stock Qty Unavailable |  | Not Applicable
590-0105 | 590-0105 | IronRidge, Bonding Attachment hardware for FF2 and L-feet, T-Bolt, UFO series, Qty. 1 bag of 4 sets, FM-TB-BHW | 4.89 |  | No | Racking | Vendor De-listing | 0 |  | De-Listing & Stock Qty Unavailable |  | Not Applicable
590-0106 | 590-0106 | UniRac, MicroRail, Wire Bonding Clip, w/ 8AWG, for bonding row-to-row or row-to-trim, 008015S | 3 |  | No | Racking | Soligent De-listing | 0 |  | De-Listing & Stock Qty Unavailable |  | Not Applicable
590-0108 | 590-0108 | IronRidge, FX, Rail-Less Ground Lug Kit, 2 pcs, Qty 1 Kit, FX-LUG-02-A1 | 2.78 |  | No | Racking | Soligent De-listing | 2.75 |  | De-Listing & Stock Qty Unavailable |  | Not Applicable
590-0109 | 590-0109 | IronRidge, Bonding Attachment hardware for FF2 and L-feet, Square Bolt, UFO series, Qty. 1 bag of 4 Bolts/Nuts, FM-SQ-BHW-V2 | 4.09 |  | No | Racking | Vendor De-listing | 0 |  | De-Listing & Stock Qty Unavailable |  | Not Applicable
590-0110 | 590-0110 | ​IronRidge, Bonding Attachment Hardware for FF2 and L-Feet, Square Bolt, UFO series, Qty. 1 Bolt/Nut, FM-SQ-BHW-V2-BULK | 1.99 |  | No | Racking | Vendor De-listing | 0 |  | De-Listing & Stock Qty Unavailable |  | Not Applicable
590-0111 | 590-0111 | IronRidge, Bonding Attachment hardware for FF2 and L-feet, Tee-Bolt, UFO series, Qty. 1 bag of 4 Bolts/Nuts, FM-TB-BHW-V2 | 5.64 |  | No | Racking | Vendor De-listing | 0 |  | De-Listing & Stock Qty Unavailable |  | Not Applicable
590-0113 | 590-0113 | QuickMount, QMR, Optional WEEB BMC for use with QMR End-Clamps, Qty. 1 pack of 10, QMR-ECW-A-50 | 1.99 |  | No | Racking | Shippable | 1.83 |  | Shippable but Stock Qty Unavailable | USMS100-0241 | Already Listed
590-0114 | 590-0114 | QuickMount, QMR, 8mm T-Bolt/Nut, Bonding, for L-Foot to QMR Rail, or MLPE, Qty. 1 pack of 12, QMR-TB-A | 5.35 |  | No | Racking | Vendor De-listing | 0 |  | De-Listing & Stock Qty Unavailable |  | Not Applicable
590-0122 | 590-0122 | QuickMount, QMR Quick Rail, M8 X 20mm T-Bolt w/ Nut, w/Nylon Patch, SS,1 bag of 50, QMR-TB20P-A-300 | 0.62 |  | No | Racking | Soligent De-listing | 0.61 |  | De-Listing & Stock Qty Unavailable |  | Not Applicable
590-0126 | 590-0126 | UniRac, Ecolibrium, MetalX, Row to Row Bonding Clip, ES11108 | 0.37 |  | No | Racking | Shippable | 0.35 |  | Shippable but Stock Qty Unavailable | USMS100-0386 | Already Listed
590-0127 | 590-0127 | Eaton-Cutler Hammer, Ground Bar Kit, use in CH/BR load Centers Qty. 1, 15-C-HGBK10 | 14.46 |  | No | Electrical BOS | Shippable | 13.72 |  | Shippable but Stock Qty Unavailable |  | Not Applicable
600-0000 | 600-0000 | ApSystems, Custom Quote, Enter Quote Number and Custom Price |  |  | No | Inverters | Shippable | 0 |  | Shippable but Stock Qty Unavailable |  | Not Applicable
600-0001 | 600-0001 | Sol-Ark, Custom Quote, Enter Quote Number and Custom Price |  |  | No | Inverters | Shippable | 0 |  | Shippable but Stock Qty Unavailable |  | Not Applicable
600-0002 | 600-0002 | Solaria, Custom Quote, Enter Quote Number and Custom Price |  |  | No | PV Modules | Soligent De-listing | 0 |  | Not Applicable |  | Not Applicable
600-0003 | 600-0003 | R&R Services Inc., Custom Quote, Enter Quote Number and Custom Price |  |  | No | Energy Storage | Soligent De-listing | 0 |  | Not Applicable |  | Not Applicable
600-0004 | 600-0004 | Panasonic, Custom Quote, Enter Quote Number and Custom Price |  |  | No | Energy Storage | Shippable | 0 |  | Shippable but Stock Qty Unavailable |  | Not Applicable
600-0005 | 600-0005 | Fronius, Custom Quote, Enter Quote Number and Custom Price |  |  | No | Inverters | Shippable | 0 |  | Shippable but Stock Qty Unavailable |  | Not Applicable
600-0006 | 600-0006 | SMA, Custom Quote, Enter Quote Number and Custom Price |  |  | No | Inverters | Shippable | 0 |  | Shippable but Stock Qty Unavailable |  | Not Applicable
600-0007 | 600-0007 | SolarEdge, Custom Quote, Enter Quote Number and Custom Price |  |  | No | Inverters | Shippable | 0 |  | Shippable but Stock Qty Unavailable |  | Not Applicable
600-0008 | 600-0008 | Yaskawa Solectria, Custom Quote, Enter Quote Number and Custom Price |  |  | No | Inverters | Shippable | 0 |  | Shippable but Stock Qty Unavailable |  | Not Applicable
600-0009 | 600-0009 | QuickBolt,Custom Quote, Enter Quote Number and Custom Price |  |  | No | Racking | Shippable | 0 |  | Shippable but Stock Qty Unavailable |  | Not Applicable
600-0010 | 600-0010 | EJOT, Custom Quote, Enter Quote Number and Custom Price |  |  | No | Racking | Shippable | 0 |  | Shippable but Stock Qty Unavailable |  | Not Applicable
600-0011 | 600-0011 | SimpliPhi, Custom Quote, Enter Quote Number and Custom Price |  |  | No | Energy Storage | Shippable | 0 |  | Shippable but Stock Qty Unavailable |  | Not Applicable
600-0012 | 600-0012 | Titan,Custom Quote, Enter Quote Number and Custom Price |  |  | No | Electrical BOS | Shippable | 0 |  | Shippable but Stock Qty Unavailable |  | Not Applicable
600-0013 | 600-0013 | MidNite, Custom Quote, Enter Quote Number and Custom Price |  |  | No | Electrical BOS | Shippable | 0 |  | Shippable but Stock Qty Unavailable |  | Not Applicable
600-0014 | 600-0014 | S-5!, Custom Quote, Enter Quote Number and Custom Price |  |  | No | Racking | Shippable | 0 |  | Shippable but Stock Qty Unavailable |  | Not Applicable
600-0015 | 600-0015 | QCells, Custom Quote, Enter Quote Number and Custom Price |  |  | No | PV Modules | Soligent De-listing | 0 |  | Not Applicable |  | Not Applicable
600-0016 | 600-0016 | Chemlink, Custom Quote, Enter Quote Number and Custom Price |  |  | No | Electrical BOS | Shippable | 0 |  | Shippable but Stock Qty Unavailable |  | Not Applicable
600-0017 | 600-0017 | IronRidge - QuickMount, Custom Quote, Enter Quote Number and Custom Price |  |  | No | Racking | Shippable | 0 |  | Shippable but Stock Qty Unavailable |  | Not Applicable
600-0018 | 600-0018 | MK Battery, Custom Quote, Enter Quote Number and Custom Price |  |  | No | Energy Storage | Shippable | 0 |  | Shippable but Stock Qty Unavailable |  | Not Applicable
600-0019 | 600-0019 | Trojan, Custom Quote, Enter Quote Number and Custom Price |  |  | No | Energy Storage | Shippable | 0 |  | Shippable but Stock Qty Unavailable |  | Not Applicable
600-0020 | 600-0020 | Enphase, Custom Quote, Enter Quote Number and Custom Price |  |  | No | Inverters | Shippable | 0 |  | Shippable but Stock Qty Unavailable |  | Not Applicable
600-0021 | 600-0021 | Hollaender, Custom Quote, Enter Quote Number and Custom Price |  |  | No | Racking | Shippable | 0 |  | Shippable but Stock Qty Unavailable |  | Not Applicable
600-0022 | 600-0022 | Fortress Power, Custom Quote, Enter Quote Number and Custom Price |  |  | No | Energy Storage | Shippable | 0 |  | Shippable but Stock Qty Unavailable |  | Not Applicable
600-0023 | 600-0023 | PLP, Custom Quote, Enter Quote Number and Custom Price |  |  | No | Racking | Shippable | 0 |  | Shippable but Stock Qty Unavailable |  | Not Applicable
600-0024 | 600-0024 | Wiley Electronics, Custom Quote, Enter Quote Number and Custom Price |  |  | No | Electrical BOS | Shippable | 0 |  | Shippable but Stock Qty Unavailable |  | Not Applicable
600-0025 | 600-0025 | Maltby, Custom Quote, Enter Quote Number and Custom Price |  |  | No | Electrical BOS | Shippable | 0 |  | Shippable but Stock Qty Unavailable |  | Not Applicable
600-0026 | 600-0026 | Suntech, Custom Quote, Enter Quote Number and Custom Price |  |  | No | PV Modules | Soligent De-listing | 0 |  | Not Applicable |  | Not Applicable
600-0027 | 600-0027 | Krinner, Custom Quote, Enter Quote Number and Custom Price |  |  | No | Racking | Shippable | 0 |  | Shippable but Stock Qty Unavailable |  | Not Applicable
600-0028 | 600-0028 | Endur, Custom Quote, Enter Quote Number and Custom Price |  |  | No | Energy Storage | Shippable | 0 |  | Shippable but Stock Qty Unavailable |  | Not Applicable
600-0029 | 600-0029 | REC, Custom Quote, Enter Quote Number and Custom Price |  |  | No | Racking | Shippable | 0 |  | Shippable but Stock Qty Unavailable |  | Not Applicable
600-0030 | 600-0030 | CES - City Electric Supply, Custom Quote, Enter Quote Number and Custom Price |  |  | No | Electrical BOS | Shippable | 0 |  | Shippable but Stock Qty Unavailable |  | Not Applicable
600-0031 | 600-0031 | UniRac, Custom Quote, Enter Quote Number and Custom Price |  |  | No | Racking | Shippable | 0 |  | Shippable but Stock Qty Unavailable |  | Not Applicable
600-0032 | 600-0032 | Battery Cable, Custom Quote, Enter Quote Number and Custom Price |  |  | No | Electrical BOS | Shippable | 0 |  | Shippable but Stock Qty Unavailable |  | Not Applicable
600-0033 | 600-0033 | Hellermann, Custom Quote, Enter Quote Number and Custom Price |  |  | No | Electrical BOS | Shippable | 0 |  | Shippable but Stock Qty Unavailable |  | Not Applicable
600-0034 | 600-0034 | Storz Power, Custom Quote, Enter Quote Number and Custom Price |  |  | No | Inverters | Shippable | 0 |  | Shippable but Stock Qty Unavailable |  | Not Applicable
600-0035 | 600-0035 | HomeGrid, Custom Quote, Enter Quote Number and Custom Price |  |  | No | Energy Storage | Shippable | 0 |  | Shippable but Stock Qty Unavailable |  | Not Applicable
600-0036 | 600-0036 | SnapNrack, Custom Quote, Enter Quote Number and Custom Price |  |  | No | Racking | Shippable | 0 |  | Shippable but Stock Qty Unavailable |  | Not Applicable
600-0037 | 600-0037 | EcoFasten, Custom Quote, Enter Quote Number and Custom Price |  |  | No | Racking | Shippable | 0 |  | Shippable but Stock Qty Unavailable |  | Not Applicable
600-0038 | 600-0038 | SunModo, Custom Quote, Enter Quote Number and Custom Price |  |  | No | Racking | Soligent De-listing | 0 |  | Not Applicable |  | Not Applicable
600-0039 | 600-0039 | Green Power Pro's custom item |  |  | No | PV Modules | Soligent De-listing | 0 |  | Not Applicable |  | Not Applicable
600-0040 | 600-0040 | Sunergy Custom Item |  |  | No | PV Modules | Soligent De-listing | 0 |  | Not Applicable |  | Not Applicable
600-0041 | 600-0041 | Generac Custom Item |  |  | No | Energy Storage | Shippable | 0 |  | Shippable but Stock Qty Unavailable |  | Not Applicable
600-0042 | 600-0042 | K2, Custom Quote, Enter Quote Number and Custom Price | 0.13 |  | No | Racking | Shippable | 0.13 |  | Shippable but Stock Qty Unavailable |  | Not Applicable
600-0043 | 600-0043 | Apsystems, Custom Quote, Enter Quote Number and Custom Price |  |  | No | Inverters | Shippable | 0 |  | Shippable but Stock Qty Unavailable |  | Not Applicable
600-0044 | 600-0044 | Mission, Custom Quote, Enter Quote Number and Custom Price |  |  | No | PV Modules | Shippable | 0 |  | Shippable but Stock Qty Unavailable |  | Not Applicable
600-0045 | 600-0045 | Crown Battery, Custom Quote, Enter Quote Number and Custom Price |  |  | No | Energy Storage | Shippable | 0 |  | Shippable but Stock Qty Unavailable |  | Not Applicable
600-0046 | 600-0046 | Fullriver Batteries, Custom Quote, Enter Quote Number and Custom Price |  |  | No | Energy Storage | Shippable | 0 |  | Shippable but Stock Qty Unavailable |  | Not Applicable
600-0047 | 600-0047 | Savant, Custom Quote, Enter Quote Number and Custom Price |  |  | No | Inverters | Shippable | 0 |  | Shippable but Stock Qty Unavailable |  | Not Applicable
600-0048 | 600-0048 | K2, Custom Quote, Enter Quote Number and Custom Price |  |  | No | Racking | Shippable | 0 |  | Shippable but Stock Qty Unavailable |  | Not Applicable
600-0049 | 600-0049 | NEP, Custom Quote, Enter Quote Number and Custom Price |  |  | No | Inverters | Shippable | 0 |  | Shippable but Stock Qty Unavailable |  | Not Applicable
600-0050 | 600-0050 | Outback, Custom Quote, Enter Quote Number and Custom Price |  |  | No | Inverters | Shippable | 0 |  | Shippable but Stock Qty Unavailable |  | Not Applicable
600-0051 | 600-0051 | Growatt, Custom Quote, Enter Quote Number and Custom Price |  |  | No | Inverters | Shippable | 0 |  | Shippable but Stock Qty Unavailable |  | Not Applicable
600-0052 | 600-0052 | VSUN, Custom Quote, Enter Quote Number and Custom Price |  |  | No | Other | Shippable | 0 |  | Not Applicable as per Item Classification |  | Not Applicable
601-0001 | 601-0001 | ProSolar, Restocking Fee |  |  | No | Racking | Shippable | 0 |  | Shippable but Stock Qty Unavailable |  | Not Applicable
610-0097 | 610-0097 | SHURflo, Pressure Pump, 12V, Standard, 2088-443-144 | 161 |  | No | Electrical BOS | Soligent De-listing | 0 |  | De-Listing & Stock Qty Unavailable |  | Not Applicable
610-0098 | 610-0098 | SHURflo, Delivery Pump, Standard Pump, 3.0 GPM, 24VDC, 2088-474-144 | 168 |  | No | Electrical BOS | Soligent De-listing | 0 |  | De-Listing & Stock Qty Unavailable |  | Not Applicable
610-0099 | 610-0099 | SHURflo, Pressure Pump, 12V, High Flow, 2088-514-145 | 102.03 |  | No | Electrical BOS | Soligent De-listing | 0 |  | De-Listing & Stock Qty Unavailable |  | Not Applicable
610-0101 | 610-0101 | SHURflo, Pressure Pump, 24V, Smart Sensor, 5904-1211 | 440 |  | No | Electrical BOS | Soligent De-listing | 0 |  | De-Listing & Stock Qty Unavailable |  | Not Applicable
610-0102 | 610-0102 | SHURflo, 9300 Series, Submersible Pump, 24VDC, 9325-043-101 | 1249 |  | No | Electrical BOS | Soligent De-listing | 0 |  | De-Listing & Stock Qty Unavailable |  | Not Applicable
610-0109 | 610-0109 | SHURflo, 9300 Series, Pump Controller (LCB-O), 24VDC, 902-100 | 87.19 |  | No | Electrical BOS | Soligent De-listing | 0 |  | De-Listing & Stock Qty Unavailable |  | Not Applicable
610-0112 | 610-0112 | SHURflo, Delivery Pump, Standard Pump, 1.6 GPM, 12VDC Model, 8000-443-136 | 56.18 |  | No | Electrical BOS | Soligent De-listing | 0 |  | De-Listing & Stock Qty Unavailable |  | Not Applicable
610-0114 | 610-0114 | SHURflo, Delivery Pump, Premium Pump with Splash-Proof SHURcoated Motor, 3.6 GPM, 12VDC, 2088-414-534 | 118.76 |  | No | Electrical BOS | Soligent De-listing | 0 |  | De-Listing & Stock Qty Unavailable |  | Not Applicable
610-0116 | 610-0116 | SHURflo, Delivery Pump, Standard Pump, 3.3 GPM, 115VAC, 2088-594-154 | 85.14 |  | No | Electrical BOS | Soligent De-listing | 0 |  | De-Listing & Stock Qty Unavailable |  | Not Applicable
610-0117 | 610-0117 | SHURflo, Flexible-Vane Impeller Pumps, 12VDC, Flex Vane Pump, 3.8 GPM, 3000-050 | 181 |  | No | Electrical BOS | Soligent De-listing | 0 |  | De-Listing & Stock Qty Unavailable |  | Not Applicable
610-0119 | 610-0119 | SHURflo, Flexible-Vane Impeller Pumps, 115VAC, Flex Vane Premium with 6" Power Cord, 3000-100 | 190 |  | No | Electrical BOS | Soligent De-listing | 0 |  | De-Listing & Stock Qty Unavailable |  | Not Applicable
611-0012 | 611-0012 | SHURflo, Accessories for Pumps, Accumulator Tank, 24oz. with Baseplate, 181-203 | 30.18 |  | No | Electrical BOS | Soligent De-listing | 0 |  | De-Listing & Stock Qty Unavailable |  | Not Applicable
611-0014 | 611-0014 | SHURflo, Accessories for Pumps, Heat Sink, 4", see Remarks for models, 34-006 | 8.56 |  | No | Electrical BOS | Soligent De-listing | 0 |  | De-Listing & Stock Qty Unavailable |  | Not Applicable
611-0015 | 611-0015 | SHURflo, Accessories for Pumps, Strainer, Barb Inlet, 255-323 | 6.67 |  | No | Electrical BOS | Soligent De-listing | 0 |  | De-Listing & Stock Qty Unavailable |  | Not Applicable
611-0054 | 611-0054 | GEOCEL, Clear Construction Tripolymar Sealant, Clear-paintable-waterproof, 10.3 OZ, GC66700 | 10.88 |  | No | Electrical BOS | Soligent De-listing | 0 |  | De-Listing & Stock Qty Unavailable |  | Not Applicable
664-0028 | 664-0028 | Grundfos, Pump Flange Set, 1 " NPT Flange Set Cast Iron, 519602 | 2.37 |  | No | Electrical BOS | Soligent De-listing | 0 |  | De-Listing & Stock Qty Unavailable |  | Not Applicable
665-0053 | 665-0053 | March Maunfacturing, Pump, Brass, .01HP, 12VDC, 12W, 1/2" MPT, 0809-0100-0200 | 790 |  | No | Electrical BOS | Soligent De-listing | 0 |  | De-Listing & Stock Qty Unavailable |  | Not Applicable
666-0023 | 666-0023 | SunEarth, Mtg. HW, Clip Only For Solar Strut Assembly (Set of 4 ), MTG-C-100-BA | 6 |  | No | Electrical BOS | Soligent De-listing | 0 |  | De-Listing & Stock Qty Unavailable |  | Not Applicable
666-0026 | 666-0026 | SunEarth, Mtg. HW, Hanger Bolt Assembly Stainless Steel 3/8" x 8", HBA-0388 | 7.87 |  | No | Electrical BOS | Soligent De-listing | 0 |  | De-Listing & Stock Qty Unavailable |  | Not Applicable
668-0066 | 668-0066 | American Water Heater, Valve NG, Natural Gas, 6903775 | 100.49 |  | No | Electrical BOS | Soligent De-listing | 0 |  | De-Listing & Stock Qty Unavailable |  | Not Applicable
669-0038 | 669-0038 | Insulation, Pipe Insul 1" Cu 1/2" Wall, 11812 | 0.38 |  | No | Electrical BOS | Soligent De-listing | 0 |  | De-Listing & Stock Qty Unavailable |  | Not Applicable
669-0070 | 669-0070 | Bayass, Wire Sensor, 22(7)PVC-2CU, 2 Lead 1000' TC (Tin Copper) 22 awg 300V, Jacket 0.9 mil, 6RXL068078 | 400 |  | No | Electrical BOS | Soligent De-listing | 0 |  | De-Listing & Stock Qty Unavailable |  | Not Applicable
669-0091 | 669-0091 | Doug Chemical, Glycol, 100% Glycol 5 g (-28d) to 250 d, HTF 100/5 | 69.8 |  | No | Electrical BOS | Soligent De-listing | 0 |  | De-Listing & Stock Qty Unavailable |  | Not Applicable
669-0093 | 669-0093 | Heliodyne, Glycol, Dyno-0-flo 1g 100% Hi Temp (-50d) - 325 degrees, DFLO 001 000 | 77 |  | No | Electrical BOS | Soligent De-listing | 0 |  | De-Listing & Stock Qty Unavailable |  | Not Applicable
669-0112 | 669-0112 | Cable Ties Plastic, 11" UV Resistant, Qty. 500, 461765 | 16.6 |  | No | Electrical BOS | Soligent De-listing | 0 |  | De-Listing & Stock Qty Unavailable |  | Not Applicable
669-0114 | 669-0114 | Watts Regulator Co., Hose bib, 3/4" FIP, 610111 | 3.53 |  | No | Electrical BOS | Soligent De-listing | 0 |  | De-Listing & Stock Qty Unavailable |  | Not Applicable
669-0149 | 669-0149 | Pressure Switch for Polaris | 1.56 |  | No | Electrical BOS | Soligent De-listing | 0 |  | De-Listing & Stock Qty Unavailable |  | Not Applicable
669-0150 | 669-0150 | American Water, Ignition Module for Polaris Water Heater, 6907347 | 5.86 |  | No | Electrical BOS | Soligent De-listing | 0 |  | De-Listing & Stock Qty Unavailable |  | Not Applicable
671-0007 | 671-0007 | Aquasol, Collector, 4' x 8', Header 1.5", 16069-08 | 316 |  | No | Electrical BOS | Soligent De-listing | 0 |  | De-Listing & Stock Qty Unavailable |  | Not Applicable
671-0008 | 671-0008 | Aquasol, Collector, 4' x 8', Header 2", 16070-08 | 341 |  | No | Electrical BOS | Soligent De-listing | 0 |  | De-Listing & Stock Qty Unavailable |  | Not Applicable
671-0009 | 671-0009 | Aquasol, Collector, 4' x 10', Header 1.5", 16069-10 | 353 |  | No | Electrical BOS | Soligent De-listing | 0 |  | De-Listing & Stock Qty Unavailable |  | Not Applicable
671-0010 | 671-0010 | Aquasol, Collector, 4' x 10', Header 2", 16070-10 | 381 |  | Yes | Electrical BOS | Soligent De-listing | 0 |  | De-Listing & Stock Qty Unavailable |  | Not Applicable
671-0011 | 671-0011 | Aquasol, Collector, 4' x 12', Header 1.5", 16069-12 | 384 |  | No | Electrical BOS | Soligent De-listing | 0 |  | De-Listing & Stock Qty Unavailable |  | Not Applicable
671-0012 | 671-0012 | Aquasol, Collector, 4' x 12', Header 2", 16070-12 | 417 |  | No | Electrical BOS | Soligent De-listing | 0 |  | De-Listing & Stock Qty Unavailable |  | Not Applicable
671-0029 | 671-0029 | Solar Industries, Collector 4x 8, 2" Low Temp , 10204-08 | 278 |  | No | Electrical BOS | Soligent De-listing | 0 |  | De-Listing & Stock Qty Unavailable |  | Not Applicable
671-0030 | 671-0030 | Aquasol, Collector, Custom Item, Enter Vendor Number or Quote Number and Custom Price | 0 |  | No | Other | Soligent De-listing | 0 |  | Not Applicable as per Item Classification |  | Not Applicable
672-0008 | 672-0008 | Pentair, Control 520819, digital with valve actuator, solar valve, water & solar sensors, 520819 | 661.8 |  | No | Electrical BOS | Soligent De-listing | 0 |  | De-Listing & Stock Qty Unavailable |  | Not Applicable
672-0048 | 672-0048 | Solar Industries, Connector Kit for Panels, 2" connection, 12034-2 | 16 |  | No | Electrical BOS | Soligent De-listing | 0 |  | De-Listing & Stock Qty Unavailable |  | Not Applicable
672-0084 | 672-0084 | Aquatherm, Hose Clamp, 2" Stainless Steel black, 60003-2 | 3 |  | No | Electrical BOS | Soligent De-listing | 0 |  | De-Listing & Stock Qty Unavailable |  | Not Applicable
680-0025 | 680-0025 | Uponor, Gasket, Gaskets Basic End Cap, A2400032 | 3 |  | No | Electrical BOS | Soligent De-listing | 0 |  | De-Listing & Stock Qty Unavailable |  | Not Applicable
680-0148 | 680-0148 | ProPex, Adapter 3/4" PEX x 1" Copper | 5 |  | No | Electrical BOS | Soligent De-listing | 0 |  | De-Listing & Stock Qty Unavailable |  | Not Applicable
710-0005 | 710-0005 | Solar Pathfinder, Assistant Software for PV & Thermal CD, SPA-PVThermal | 459 |  | No | Electrical BOS | Vendor De-listing | 0 |  | De-Listing & Stock Qty Unavailable |  | Not Applicable
720-0000 | 720-0000 | SEI, Photovoltaic Installation Book, PHOTOVOLTAICS | 39 |  | No | Electrical BOS | Soligent De-listing | 0 |  | De-Listing & Stock Qty Unavailable |  | Not Applicable
720-0001 | 720-0001 | PixyJack Press, Got Sun? Go Solar! Book, GS | 9 |  | No | Electrical BOS | Soligent De-listing | 0 |  | De-Listing & Stock Qty Unavailable |  | Not Applicable
720-0003 | 720-0003 | SEI, Photovoltaic Installation Book, PHOTOVOLTAICS IN SPANISH | 98 |  | No | Electrical BOS | Soligent De-listing | 0 |  | De-Listing & Stock Qty Unavailable |  | Not Applicable
730-0000 | 730-0000 | Solmetric, Option for SunEye 110, SunEye Car Charger, Adapter with cable, CHARGER | 50 |  | No | Electrical BOS | Vendor De-listing | 0 |  | De-Listing & Stock Qty Unavailable |  | Not Applicable
730-0002 | 730-0002 | Solmetric, SunEye GPS Unit Bluetooth with software, SUNEYE-GPS | 605 |  | No | Electrical BOS | Vendor De-listing | 0 |  | De-Listing & Stock Qty Unavailable |  | Not Applicable
730-0003 | 730-0003 | Solar Pathfinder, Package of 25 Sun Path Charts, 37 to 43 Degrees, PF37-43 | 19 |  | No | Electrical BOS | Soligent De-listing | 0 |  | De-Listing & Stock Qty Unavailable |  | Not Applicable
730-0004 | 730-0004 | Solar Pathfinder, Package of 25 Sun Path Charts, 43 to 49 Degrees, PF43-49 | 19 |  | No | Electrical BOS | Soligent De-listing | 0 |  | De-Listing & Stock Qty Unavailable |  | Not Applicable
730-0005 | 730-0005 | Solar Pathfinder, replacement part, Hand Held Analysis Tool ONLY, PFHH | 18.13 |  | No | Electrical BOS | Soligent De-listing | 0 |  | De-Listing & Stock Qty Unavailable |  | Not Applicable
730-0006 | 730-0006 | Solar Pathfinder, Package of 25 Sun Path Charts, 31 to 37 Degrees, PF31-37 | 7.5 |  | No | Electrical BOS | Soligent De-listing | 0 |  | De-Listing & Stock Qty Unavailable |  | Not Applicable
730-0007 | 730-0007 | SolarEdge, Field Service Kit for NA 1-Ph Inverter (Requires Training by SE Support), FLD-KIT-1PH-NA | 963.81 |  | No | Electrical BOS | Soligent De-listing | 0 |  | De-Listing & Stock Qty Unavailable |  | Not Applicable
730-0008 | 730-0008 | Solmetric, Hard-shell carrying case for 110, SUNEYE-Hard-Case | 76 |  | No | Electrical BOS | Soligent De-listing | 0 |  | De-Listing & Stock Qty Unavailable |  | Not Applicable
730-0009 | 730-0009 | SolarEdge, Field Service Kit for NA 3-Ph Inverter (Requires Training by SE Support), FLD-KIT-3PH-NA | 760.07 |  | No | Electrical BOS | Soligent De-listing | 0 |  | De-Listing & Stock Qty Unavailable |  | Not Applicable
730-0010 | 730-0010 | Amphenol, UTX Crimping Tool, with Dies, AWG 12, 10 & 8, for Machined/Cold-formed Contacts, Qty. 1, 18-UTXTC0001 | 216.22 |  | No | Electrical BOS | Shippable | 200 |  | Shippable but Stock Qty Unavailable |  | Not Applicable
730-0012 | 730-0012 | Rennsteig, UTX Crimping Tool, with Dies, AWG 12, 10 & 8, for Machined/Cold-formed Contacts, Qty. 1, 624 1384 3 1 RT | 443.24 |  | No | Electrical BOS | Shippable | 410 |  | Shippable but Stock Qty Unavailable |  | Not Applicable
730-0016 | 730-0016 | Solar Pathfinder, replacement part, Case only for Hand Held Analysis Tool, RP-CASE | 2 |  | No | Electrical BOS | Soligent De-listing | 0 |  | De-Listing & Stock Qty Unavailable |  | Not Applicable
730-0017 : 730-0017 : 730-0017 : 730-0017 : 730-0017 : 730-0017_U | 730-0017 : 730-0017 : 730-0017 : 730-0017 : 730-0017_U | Morningstar, PC Meter-bus Adapter, converts to standard RS-232 port, MSC | 29.35 |  | No | Electrical BOS | Soligent De-listing | 27.55 |  | De-Listing & Stock Qty Unavailable |  | Not Applicable
730-0018 | 730-0018 | Solyndra, 150 & 200 Series, OCA Clean Up Kit, 0240-30833 | 53.27 |  | No | Electrical BOS | Soligent De-listing | 0 |  | De-Listing & Stock Qty Unavailable |  | Not Applicable
730-0019 | 730-0019 | Solar Pathfinder, Analysis Tool with case, tripod and Diagram Pk for Solar/ContinentalUSA, PF-TC | 767 |  | No | Electrical BOS | Soligent De-listing | 0 |  | De-Listing & Stock Qty Unavailable |  | Not Applicable
730-0020 | 730-0020 | Solar Pathfinder, Analysis Tool with case and Diagram Pack for Solar/Continental USA, PF-C | 564 |  | No | Electrical BOS | Soligent De-listing | 0 |  | De-Listing & Stock Qty Unavailable |  | Not Applicable
730-0021 | 730-0021 | Solmetric, SunEye 210-GPS, with integrated GPS and hard case, 210-GPS | 4390 |  | No | Electrical BOS | Vendor De-listing | 0 |  | De-Listing & Stock Qty Unavailable |  | Not Applicable
730-0022 | 730-0022 | Solmetric, SunEye 210, with hard case, 210 | 3990 |  | No | Electrical BOS | Vendor De-listing | 0 |  | De-Listing & Stock Qty Unavailable |  | Not Applicable
730-0023 | 730-0023 | Solmetric, PVA-600 PV Analyzer, I-V Measurement Unit with case and software, PVA-600 | 5990 |  | No | Electrical BOS | Vendor De-listing | 0 |  | De-Listing & Stock Qty Unavailable |  | Not Applicable
730-0025 | 730-0025 | Fronius, Service Tool Kit | 112.12 |  | No | Electrical BOS | Vendor De-listing | 0 |  | De-Listing & Stock Qty Unavailable |  | Not Applicable
730-0035 | 730-0035 | Irradiance Meter, Daystar (DS-05) | 284 |  | No | Electrical BOS | Soligent De-listing | 0 |  | De-Listing & Stock Qty Unavailable |  | Not Applicable
730-0039 | 730-0039 | AET, Rayport Roof Ballast Rack Sizing Tool, 80034 | 1150 |  | No | Racking | Soligent De-listing | 0 |  | De-Listing & Stock Qty Unavailable |  | Not Applicable
730-0040 | 730-0040 | Amphenol, Wrench, Disconnect and Assembly tool, Qty. 1 tool, 18-H4TW0001 | 6.48 |  | No | Electrical BOS | Shippable | 5.56 |  | Shippable but Stock Qty Unavailable |  | Not Applicable
730-0041 | 730-0041 | Solmetric, Option for SunEye 210, SunEye Extension Kit, telescopes from 4.9 to 17.7 feet, SEK | 1631 |  | No | Electrical BOS | Vendor De-listing | 0 |  | De-Listing & Stock Qty Unavailable |  | Not Applicable
730-0042 | 730-0042 | Solmetric, Option for PVA-600, Wireless Sensor Kit, for measuring Irradiance and Temperature, WSK | 2990 |  | No | Electrical BOS | Vendor De-listing | 0 |  | De-Listing & Stock Qty Unavailable |  | Not Applicable
730-0043 | 730-0043 | Solmetric, Option for PVA-600, PVA I-V Data Analysis Tool, software tool for Microsoft Excel, PVA I-V | 190 |  | No | Electrical BOS | Vendor De-listing | 0 |  | De-Listing & Stock Qty Unavailable |  | Not Applicable
730-0044 | 730-0044 | Solmetric, Option for PVA-600, Test Leads, Adapts from MC4 to alligator clips, 5 foot cable, PVA TL | 250 |  | No | Electrical BOS | Vendor De-listing | 0 |  | De-Listing & Stock Qty Unavailable |  | Not Applicable
730-0045 | 730-0045 | Solmetric, PV Designer Annual Software License, PVD | 800 |  | No | Electrical BOS | Vendor De-listing | 0 |  | De-Listing & Stock Qty Unavailable |  | Not Applicable
730-0046 | 730-0046 | Amphenol, Universal Unlocking Tool, Qty. 1 tool, 18-H4TU0000 | 2.88 |  | No | Electrical BOS | Vendor De-listing | 0 |  | De-Listing & Stock Qty Unavailable |  | Not Applicable
730-0047 | 730-0047 | Solmetric, part made in Error. THIS HAD TO BE RE-MADE AS A NON-INVENTORY ITEM | 1056.72 |  | No | Electrical BOS | Soligent De-listing | 0 |  | De-Listing & Stock Qty Unavailable |  | Not Applicable
730-0048 | 730-0048 | Solmetric, Megger Insulation Resistance and Continuity Tester, with Bluetooth wireless data transfer, MEGGER-MIT430EN | 1803 |  | No | Electrical BOS | Soligent De-listing | 0 |  | De-Listing & Stock Qty Unavailable |  | Not Applicable
730-0049 | 730-0049 | Midnite Solar, Battery Enclosure Key works with all MidNite Solar battery enclosures, BATTERY ENCLOSUREKEY | 16.18 |  | No | Electrical BOS | Soligent De-listing | 6.88 |  | De-Listing & Stock Qty Unavailable |  | Not Applicable
730-0050 | 730-0050 | Solmetric, PVA-1000 PV Analyzer, includes I-V Curve Tracer-PVA 1000S, and SolSensor 200, (ships in 2 boxes) PVA-1000S | 6156.76 |  | No | Electrical BOS | Soligent De-listing | 5695 |  | De-Listing & Stock Qty Unavailable |  | Not Applicable
730-0051 | 730-0051 | Solmetric, PVA-600 PV Analyzer, includes I-V Curve Tracer-PVA 600S with case, Wireless Sensor Kit, test leads, and Data Analysis Tool software, PVA-600K | 9631 |  | No | Electrical BOS | Vendor De-listing | 0 |  | De-Listing & Stock Qty Unavailable |  | Not Applicable
730-0052 | 730-0052 | Solmetric, PV Designer, Software License- Lifetime Activation, one-time Fee, future upgrades available, PVD | 1056.72 |  | No | Other | Vendor De-listing | 0 |  | Not Applicable as per Item Classification |  | Not Applicable
730-0053 | 730-0053 | Solar Pathfinder, Package of 20 Sun Path Charts, 0 to 20 Degrees North, 4 each of 5 charts, PF0-20 | 19 |  | No | Electrical BOS | Soligent De-listing | 0 |  | De-Listing & Stock Qty Unavailable |  | Not Applicable
730-0054 | 730-0054 | TE Connectivity, SolarLok PV4 Wrench, Disconnect and Assembly tool, Qty. 1 tool, 18-1971903-1 | 8.54 |  | No | Electrical BOS | Soligent De-listing | 0 |  | De-Listing & Stock Qty Unavailable |  | Not Applicable
730-0055 | 730-0055 | Tritec, TRI-KA complete Analyzer set, includes I-V Curve Tracer-TRI-KA, and TRI-SEN sensor, case, SD card with USB card reader, cables, mount and power supplies, 1000VDC, 0802201 | 12038 |  | No | Electrical BOS | Soligent De-listing | 0 |  | De-Listing & Stock Qty Unavailable |  | Not Applicable
730-0056 | 730-0056 | Solmetric, Custom Item, Enter Quote Number and Custom Price | 0 |  | No | Other | Vendor De-listing | 0 |  | Not Applicable as per Item Classification |  | Not Applicable
730-0057 | 730-0057 | Solmetric, REPLACED by Dupilcate #730-0052, PV Designer Software License, One-Time Fee, future upgrades available, PVD | 1056.72 |  | No | Electrical BOS | One-Off | 0 |  | Not Applicable |  | Not Applicable
730-0058 | 730-0058 | Amphenol, Wrench, Updated Disconnect and Assembly tool, Qty. 1 tool, 18-H4TW0002 | 11.73 |  | No | Electrical BOS | Vendor De-listing | 0 |  | De-Listing & Stock Qty Unavailable |  | Not Applicable
730-0059 | 730-0059 | Solmetric, SunEye 210 Shade Tool, with integrated GPS and lifetime license for PV Designer Software, Suneye-210 | 2372.97 |  | No | Electrical BOS | Soligent De-listing | 2195 |  | De-Listing & Stock Qty Unavailable |  | Not Applicable
730-0060 | 730-0060 | Solmetric, Option, Hard case, for SunEye 210 Shade Tool with GPS, SunEye-210 Hard Case | 135.14 |  | No | Electrical BOS | Soligent De-listing | 125 |  | De-Listing & Stock Qty Unavailable |  | Not Applicable
730-0061 | 730-0061 | Solmetric, Option, Extension Platform only, does not include a pole, SunEye Extension Platform | 135.14 |  | No | Electrical BOS | Soligent De-listing | 125 |  | De-Listing & Stock Qty Unavailable |  | Not Applicable
730-0062 | 730-0062 | SMA, TS4 Field Key Tool, Used to R&R TS-4-R Covers, 400-94000-10 | 80 |  | No | Electrical BOS | Vendor De-listing | 45.98 |  | De-Listing & Stock Qty Unavailable |  | Not Applicable
730-0063 | 730-0063 | OutBack, ProHarvest, AC & DC Connector Tool Kit. MC4-Compatible Connector Unlatching Tool, plus ProHarvest AC Connector Unlatching Tool, TOOL-KIT-1 | 19.8 |  | No | Electrical BOS | Vendor De-listing | 0 |  | De-Listing & Stock Qty Unavailable |  | Not Applicable
730-0068 | 730-0068 | Krinner, KSF Ground Screw Driver tool, use with 76mm Ground Screws. 2” Hex, DTG76x2“Hex | 846.36 |  | No | Racking | Shippable | 798.75 |  | Shippable but Stock Qty Unavailable |  | Not Applicable
730-0069 | 730-0069 | Krinner, KSF Ground Screw Driver tool, use with 76mm Ground Screws. 2.5” Hex, DTG76x2.5“Hex | 846.36 |  | No | Racking | Shippable | 798.75 |  | Shippable but Stock Qty Unavailable |  | Not Applicable
730-0070 | 730-0070 | Krinner, KSF Ground Screw Driver tool, use with 76mm Ground Screws. 3” Hex, DTG76x3“Hex | 846.36 |  | No | Racking | Shippable | 798.75 |  | Shippable but Stock Qty Unavailable |  | Not Applicable
730-0071 | 730-0071 | Krinner, KSF Ground Screw Driver tool, use with 114mm Ground Screws. 2” Hex, DTG114x2“Hex | 894.04 |  | No | Racking | Shippable | 843.75 |  | Shippable but Stock Qty Unavailable |  | Not Applicable
730-0072 | 730-0072 | Krinner, KSF Ground Screw Driver tool, use with 114mm Ground Screws. 2.5” Hex, DTG114x2.5“Hex | 894.04 |  | No | Racking | Shippable | 843.75 |  | Shippable but Stock Qty Unavailable |  | Not Applicable
730-0073 | 730-0073 | Krinner, KSF Ground Screw Driver tool, use with 114mm Ground Screws. 3” Hex, DTG114x3“Hex | 894.04 |  | No | Racking | Shippable | 843.75 |  | Shippable but Stock Qty Unavailable |  | Not Applicable
750-0002 | 750-0002 | Trade Show Banner, Sharp Residential, graphics on white film, 31.5" x 79", with bag | 530.58 |  | Yes | Other | Soligent De-listing | 0 |  | Not Applicable as per Item Classification |  | Not Applicable
750-0003 | 750-0003 | Trade Show Banner, Sharp Commercial, graphics on white film, 31.5" x 79", with bag | 530.58 |  | Yes | Other | Soligent De-listing | 0 |  | Not Applicable as per Item Classification |  | Not Applicable
750-0004 | 750-0004 | Trade Show Banner, Kaneka, graphics on white film, 31.5" x 79", with bag | 530.58 |  | Yes | Other | Soligent De-listing | 0 |  | Not Applicable as per Item Classification |  | Not Applicable
750-0005 | 750-0005 | Trade Show Banner, Uni-Solar, graphics on white film, 31.5" x 79", withbag | 530.58 |  | Yes | Other | Soligent De-listing | 0 |  | Not Applicable as per Item Classification |  | Not Applicable
750-0006 | 750-0006 | Trade Show Banner, Sharp Residential with custom logo, graphics on white film, 31.5" x 79", with bag | 672.66 |  | Yes | Other | Soligent De-listing | 0 |  | Not Applicable as per Item Classification |  | Not Applicable
750-0007 | 750-0007 | Trade Show Banner, Sharp Commercial with custom logo, graphics on white film, 31.5" x 79", with bag | 672.66 |  | Yes | Other | Soligent De-listing | 0 |  | Not Applicable as per Item Classification |  | Not Applicable
750-0008 | 750-0008 | Trade Show Banner, Kaneka with custom logo, graphics on white film, 31.5" x 79", with bag | 672.66 |  | Yes | Other | Soligent De-listing | 0 |  | Not Applicable as per Item Classification |  | Not Applicable
750-0009 | 750-0009 | Trade Show Banner, Uni-Solar with custom logo, graphics on white film, 31.5" x 79", with bag | 672.66 |  | Yes | Other | Soligent De-listing | 0 |  | Not Applicable as per Item Classification |  | Not Applicable
750-0011 | 750-0011 | Booth, 10 x 10, DC Power, Photo Set of 10, Module Stand, Booth Canister | 500 |  | Yes | Other | Soligent De-listing | 0 |  | Not Applicable as per Item Classification |  | Not Applicable
760-0100 | 760-0100 | Engineering Service - System Design & Quote, call for quote | 0 |  | No | Service | Soligent De-listing | 0 |  | Not Applicable as per Item Classification |  | Not Applicable
760-0101 | 760-0101 | Engineering Service - System Design & Quote, Grid-Tied Small (to 10kW) | 400 |  | No | Service | Soligent De-listing | 0 |  | Not Applicable as per Item Classification |  | Not Applicable
760-0102 | 760-0102 | Engineering Service - System Design & Quote, Grid-Tied Medium (10.1 to 30kW) | 400 |  | No | Service | Soligent De-listing | 0 |  | Not Applicable as per Item Classification |  | Not Applicable
760-0103 | 760-0103 | Engineering Service - System Design & Quote, Grid-Tied Large (30.1 to 100kW) | 700 |  | No | Service | Soligent De-listing | 0 |  | Not Applicable as per Item Classification |  | Not Applicable
760-0104 |  | Engineering Service - System Design & Quote, Battery Small (to 5kW) | 200 |  | No | Service | Soligent De-listing | 0 |  | Not Applicable as per Item Classification |  | Not Applicable
760-0105 |  | Engineering Service - System Design & Quote, Battery Medium (5.1 to 12kW) | 200 |  | No | Service | Soligent De-listing | 0 |  | Not Applicable as per Item Classification |  | Not Applicable
760-0106 |  | Engineering Service - System Design & Quote, Battery Large (12.1 to 30kW) | 200 |  | No | Service | Soligent De-listing | 0 |  | Not Applicable as per Item Classification |  | Not Applicable
760-0107 | 760-0107 | Engineering Service - Single Line Diagram, call for quote | 0 |  | No | Service | Soligent De-listing | 0 |  | Not Applicable as per Item Classification |  | Not Applicable
760-0108 | 760-0108 | Engineering Service - Single Line Diagram, Grid-Tied Small (to 10kW) | 300 |  | No | Service | Soligent De-listing | 0 |  | Not Applicable as per Item Classification |  | Not Applicable
760-0109 | 760-0109 | Engineering Service - Single Line Diagram, Grid-Tied Medium (10.1 to 30kW) | 300 |  | No | Service | Soligent De-listing | 0 |  | Not Applicable as per Item Classification |  | Not Applicable
760-0110 | 760-0110 | Engineering Service - Single Line Diagram, Grid-Tied Large (30.1 to 100kW) | 500 |  | No | Service | Soligent De-listing | 0 |  | Not Applicable as per Item Classification |  | Not Applicable
760-0111 |  | Engineering Service - Single Line Diagram, Battery Small (to 5kW) | 300 |  | No | Service | Soligent De-listing | 0 |  | Not Applicable as per Item Classification |  | Not Applicable
760-0112 |  | Engineering Service - Single Line Diagram, Battery Medium (5.1 to 12kW) | 400 |  | No | Service | Soligent De-listing | 0 |  | Not Applicable as per Item Classification |  | Not Applicable
760-0113 |  | Engineering Service - Single Line Diagram, Battery Large (12.1 to 30kW) | 500 |  | No | Service | Soligent De-listing | 0 |  | Not Applicable as per Item Classification |  | Not Applicable
760-0114 | 760-0114 | Engineering Service - Electrical Wiring Diagram, call for quote | 0 |  | No | Service | Soligent De-listing | 0 |  | Not Applicable as per Item Classification |  | Not Applicable
760-0115 | 760-0115 | Engineering Service - Electrical Wiring Diagram, Grid-Tied Small (to 10kW) | 300 |  | No | Service | Soligent De-listing | 0 |  | Not Applicable as per Item Classification |  | Not Applicable
760-0116 | 760-0116 | Engineering Service - Electrical Wiring Diagram, Grid-Tied Medium (10.1 to 30kW) | 300 |  | No | Service | Soligent De-listing | 0 |  | Not Applicable as per Item Classification |  | Not Applicable
760-0117 | 760-0117 | Engineering Service - Electrical Wiring Diagram, Grid-Tied Large (30.1 to 100kW) | 600 |  | No | Service | Soligent De-listing | 0 |  | Not Applicable as per Item Classification |  | Not Applicable
760-0118 |  | Engineering Service - Electrical Wiring Diagram, Battery Small (to 5kW) | 400 |  | No | Service | Soligent De-listing | 0 |  | Not Applicable as per Item Classification |  | Not Applicable
760-0119 |  | Engineering Service - Electrical Wiring Diagram, Battery Medium (5.1 to 12kW) | 500 |  | No | Service | Soligent De-listing | 0 |  | Not Applicable as per Item Classification |  | Not Applicable
760-0120 |  | Engineering Service - Electrical Wiring Diagram, Battery Large (12.1 to 30kW) | 600 |  | No | Service | Soligent De-listing | 0 |  | Not Applicable as per Item Classification |  | Not Applicable
760-0128 |  | Engineering Service - Custom Services, call for quote | 0 |  | No | Service | Soligent De-listing | 0 |  | Not Applicable as per Item Classification |  | Not Applicable
760-0129 | 760-0129 | Engineering Service - Change Order Fee, call for quote | 0 |  | No | Service | Soligent De-listing | 0 |  | Not Applicable as per Item Classification |  | Not Applicable
760-0130 |  | Engineering Service - Rush Fee, call for quote | 0 |  | No | Service | Soligent De-listing | 0 |  | Not Applicable as per Item Classification |  | Not Applicable
760-0132 |  | Engineering Service - Sol-Gen FIXED Kit, Single Line Diagram | 0 |  | No | Service | Soligent De-listing | 0 |  | Not Applicable as per Item Classification |  | Not Applicable
760-0133 |  | Engineering Service - Sol-Gen FLEX Kit, Single Line Diagram, up to 10kw | 0 |  | No | Service | Soligent De-listing | 0 |  | Not Applicable as per Item Classification |  | Not Applicable
760-0135 |  | Engineering Service - Hybrid Power Consulting | 0 |  | No | Service | Soligent De-listing | 0 |  | Not Applicable as per Item Classification |  | Not Applicable
760-0136 | 760-0136 | Engineering Service - System Design & Quote, Grid-Tied X-Large (100.1kW to 200kW) | 800 |  | No | Service | Soligent De-listing | 0 |  | Not Applicable as per Item Classification |  | Not Applicable
760-0137 | 760-0137 | Engineering Service - Single Line Diagram, Grid-Tied X-Large (100.1kW to 200kW) | 600 |  | No | Service | Soligent De-listing | 0 |  | Not Applicable as per Item Classification |  | Not Applicable
760-0138 | 760-0138 | Engineering Service - Electrical Wiring Diagram, Grid-Tied X-Large (100.1kW to 200kW) | 800 |  | No | Service | Soligent De-listing | 0 |  | Not Applicable as per Item Classification |  | Not Applicable
760-0140 |  | Engineering Service - Sol-Gen Kit Drawing Modification | 100 |  | No | Service | Soligent De-listing | 0 |  | Not Applicable as per Item Classification |  | Not Applicable
760-0149 |  | Engineering Service - Sol-Gen FLEX, Single Line Diagram | 200 |  | No | Service | Soligent De-listing | 0 |  | Not Applicable as per Item Classification |  | Not Applicable
760-0154 |  | Engineering Service - System Design & Quote, Battery X-Large (30.1 to 100kW) | 300 |  | No | Service | Soligent De-listing | 0 |  | Not Applicable as per Item Classification |  | Not Applicable
760-0155 |  | Engineering Service, Sol-Gen FLEX Kit, Single Line Diagram, (10.1 to 30kW) | 150 |  | No | Service | Soligent De-listing | 0 |  | Not Applicable as per Item Classification |  | Not Applicable
760-0156 |  | Engineering Service - Single Line Diagram, Battery X-Large (30.1kW to 100kW) | 600 |  | No | Service | Soligent De-listing | 0 |  | Not Applicable as per Item Classification |  | Not Applicable
760-0157 |  | Engineering Service - Electrical Wiring Diagram, Battery X-Large (30.1kW to 100kW) | 700 |  | No | Service | Soligent De-listing | 0 |  | Not Applicable as per Item Classification |  | Not Applicable
760-0158 |  | Engineering Service, Grid-Tied Single Line and Electrical Wiring Diagram-Same System (up to 10kW) | 500 |  | No | Service | Soligent De-listing | 0 |  | Not Applicable as per Item Classification |  | Not Applicable
760-0160 |  | Engineering Service, Grid-Tied Single Line and Electrical Wiring Diagram-Same System (30.1 to 100kW) | 900 |  | No | Service | Soligent De-listing | 0 |  | Not Applicable as per Item Classification |  | Not Applicable
760-0161 |  | Engineering Service, Grid-Tied Single Line and Electrical Wiring Diagram-Same System (100.1 to 200kW) | 900 |  | No | Service | Soligent De-listing | 0 |  | Not Applicable as per Item Classification |  | Not Applicable
760-0162 |  | Engineering Service, Battery Based/Off-Grid Single Line and Electrical Wiring Diagram (up to 5kW) | 700 |  | No | Service | Soligent De-listing | 0 |  | Not Applicable as per Item Classification |  | Not Applicable
760-0163 |  | Engineering Service, Battery Based/Off-Grid Single Line and Electrical Wiring Diagram (5 to 12kW) | 700 |  | No | Service | Soligent De-listing | 0 |  | Not Applicable as per Item Classification |  | Not Applicable
760-0164 |  | Engineering Service, Battery Based/Off-Grid Single Line and Electrical Wiring Diagram (12.1 to 30kW) | 1000 |  | No | Service | Soligent De-listing | 0 |  | Not Applicable as per Item Classification |  | Not Applicable
760-0165 |  | Engineering Service, Battery Based/Off-Grid Single Line and Electrical Wiring Diagram (30.1 to 100kW) | 1000 |  | No | Service | Soligent De-listing | 0 |  | Not Applicable as per Item Classification |  | Not Applicable
760-0166 |  | Engineering Service - Sol-Gen FIXED Kit, Single Line Diagram 10.1 to 30kW | 150 |  | No | Service | Soligent De-listing | 0 |  | Not Applicable as per Item Classification |  | Not Applicable
760-0167 |  | Engineering Service - Engineering Lease System Review | 0 |  | No | Service | Soligent De-listing | 0 |  | Not Applicable as per Item Classification |  | Not Applicable
760-0172 | 760-0172 | Solar Engine Design, Standard Residential Design Package | 250 |  | Yes | Service | Soligent De-listing | 0 |  | Not Applicable as per Item Classification |  | Not Applicable
760-0173 | 760-0173 | Solar Engine Design, Standard Residential Wire Diagram | 400 |  | Yes | Service | Soligent De-listing | 0 |  | Not Applicable as per Item Classification |  | Not Applicable
760-0174 | 760-0174 | Solar Engine Design, Commercial Wire Diagram | 0 |  | Yes | Service | Soligent De-listing | 0 |  | Not Applicable as per Item Classification |  | Not Applicable
760-0175 | 760-0175 | Solar Engine Design, Standard Commercial Design Package | 0 |  | Yes | Service | Soligent De-listing | 0 |  | Not Applicable as per Item Classification |  | Not Applicable
760-0176 | 760-0176 | Solar Engine Design, Discounted Residential Design Package | 300 |  | Yes | Service | Soligent De-listing | 0 |  | Not Applicable as per Item Classification |  | Not Applicable
760-0177 | 760-0177 | Solar Engine Design, Discounted Residential Wire Diagram | 200 |  | Yes | Service | Soligent De-listing | 0 |  | Not Applicable as per Item Classification |  | Not Applicable
760-0200 | 760-0200 | Solar Engine Design, Professional Engineering Stamps, Civil / Structural- Alabama | 400 |  | Yes | Service | Soligent De-listing | 0 |  | Not Applicable as per Item Classification |  | Not Applicable
760-0201 | 760-0201 | Solar Engine Design, Professional Engineering Stamp, Electrical- Alabama | 400 |  | Yes | Service | Soligent De-listing | 0 |  | Not Applicable as per Item Classification |  | Not Applicable
760-0202 | 760-0202 | Solar Engine Design, Professional Engineering Stamps, Civil / Structural- Arizona | 400 |  | Yes | Service | Soligent De-listing | 0 |  | Not Applicable as per Item Classification |  | Not Applicable
760-0203 | 760-0203 | Solar Engine Design, Professional Engineering Stamp, Electrical- Arizona | 400 |  | Yes | Service | Soligent De-listing | 0 |  | Not Applicable as per Item Classification |  | Not Applicable
760-0204 | 760-0204 | Solar Engine Design, Professional Engineering Stamps, Civil / Structural- Arkansas | 400 |  | Yes | Service | Soligent De-listing | 0 |  | Not Applicable as per Item Classification |  | Not Applicable
760-0205 | 760-0205 | Solar Engine Design, Professional Engineering Stamp, Electrical- Arkansas | 400 |  | Yes | Service | Soligent De-listing | 0 |  | Not Applicable as per Item Classification |  | Not Applicable
760-0206 | 760-0206 | Solar Engine Design, Professional Engineering Stamps, Civil / Structural- California | 400 |  | Yes | Service | Soligent De-listing | 0 |  | Not Applicable as per Item Classification |  | Not Applicable
760-0207 | 760-0207 | Solar Engine Design, Professional Engineering Stamp, Electrical- California | 400 |  | Yes | Service | Soligent De-listing | 0 |  | Not Applicable as per Item Classification |  | Not Applicable
760-0208 | 760-0208 | Solar Engine Design, Professional Engineering Stamps, Civil / Structural- Colorado | 400 |  | Yes | Service | Soligent De-listing | 0 |  | Not Applicable as per Item Classification |  | Not Applicable
760-0209 | 760-0209 | Solar Engine Design, Professional Engineering Stamp, Electrical- Colorado | 400 |  | Yes | Service | Soligent De-listing | 0 |  | Not Applicable as per Item Classification |  | Not Applicable
760-0210 | 760-0210 | Solar Engine Design, Professional Engineering Stamps, Civil / Structural- Connecticut | 400 |  | Yes | Service | Soligent De-listing | 0 |  | Not Applicable as per Item Classification |  | Not Applicable
760-0211 | 760-0211 | Solar Engine Design, Professional Engineering Stamp, Electrical- Connecticut | 400 |  | Yes | Service | Soligent De-listing | 0 |  | Not Applicable as per Item Classification |  | Not Applicable
760-0212 | 760-0212 | Solar Engine Design, Professional Engineering Stamps, Civil / Structural- Delaware | 400 |  | Yes | Service | Soligent De-listing | 0 |  | Not Applicable as per Item Classification |  | Not Applicable
760-0213 | 760-0213 | Solar Engine Design, Professional Engineering Stamp, Electrical- Delaware | 400 |  | Yes | Service | Soligent De-listing | 0 |  | Not Applicable as per Item Classification |  | Not Applicable
760-0214 | 760-0214 | Solar Engine Design, Professional Engineering Stamps, Civil / Structural- District of Columbia | 400 |  | Yes | Service | Soligent De-listing | 0 |  | Not Applicable as per Item Classification |  | Not Applicable
760-0215 | 760-0215 | Solar Engine Design, Professional Engineering Stamp, Electrical- District of Columbia | 400 |  | Yes | Service | Soligent De-listing | 0 |  | Not Applicable as per Item Classification |  | Not Applicable
760-0217 | 760-0217 | Solar Engine Design, Professional Engineering Stamp, Electrical- Florida | 400 |  | Yes | Service | Soligent De-listing | 0 |  | Not Applicable as per Item Classification |  | Not Applicable
760-0218 | 760-0218 | Solar Engine Design, Professional Engineering Stamps, Civil / Structural- Georgia | 400 |  | Yes | Service | Soligent De-listing | 0 |  | Not Applicable as per Item Classification |  | Not Applicable
760-0219 | 760-0219 | Solar Engine Design, Professional Engineering Stamp, Electrical- Georgia | 400 |  | Yes | Service | Soligent De-listing | 0 |  | Not Applicable as per Item Classification |  | Not Applicable
760-0220 | 760-0220 | Solar Engine Design, Professional Engineering Stamps, Civil / Structural- Hawaii | 400 |  | Yes | Service | Soligent De-listing | 0 |  | Not Applicable as per Item Classification |  | Not Applicable
760-0221 | 760-0221 | Solar Engine Design, Professional Engineering Stamp, Electrical- Hawaii | 400 |  | Yes | Service | Soligent De-listing | 0 |  | Not Applicable as per Item Classification |  | Not Applicable
760-0222 | 760-0222 | Solar Engine Design, Professional Engineering Stamps, Civil / Structural- Idaho | 400 |  | Yes | Service | Soligent De-listing | 0 |  | Not Applicable as per Item Classification |  | Not Applicable
760-0223 | 760-0223 | Solar Engine Design, Professional Engineering Stamp, Electrical- Idaho | 400 |  | Yes | Service | Soligent De-listing | 0 |  | Not Applicable as per Item Classification |  | Not Applicable
760-0224 | 760-0224 | Solar Engine Design, Professional Engineering Stamps, Civil / Structural- Illinois | 400 |  | Yes | Service | Soligent De-listing | 0 |  | Not Applicable as per Item Classification |  | Not Applicable
760-0225 | 760-0225 | Solar Engine Design, Professional Engineering Stamp, Electrical- Illinois | 400 |  | Yes | Service | Soligent De-listing | 0 |  | Not Applicable as per Item Classification |  | Not Applicable
760-0226 | 760-0226 | Solar Engine Design, Professional Engineering Stamps, Civil / Structural- Indiana | 400 |  | Yes | Service | Soligent De-listing | 0 |  | Not Applicable as per Item Classification |  | Not Applicable
760-0227 | 760-0227 | Solar Engine Design, Professional Engineering Stamp, Electrical- Indiana | 400 |  | Yes | Service | Soligent De-listing | 0 |  | Not Applicable as per Item Classification |  | Not Applicable
760-0228 | 760-0228 | Solar Engine Design, Professional Engineering Stamps, Civil / Structural- Iowa | 400 |  | Yes | Service | Soligent De-listing | 0 |  | Not Applicable as per Item Classification |  | Not Applicable
760-0229 | 760-0229 | Solar Engine Design, Professional Engineering Stamp, Electrical- Iowa | 400 |  | Yes | Service | Soligent De-listing | 0 |  | Not Applicable as per Item Classification |  | Not Applicable
760-0230 | 760-0230 | Solar Engine Design, Professional Engineering Stamps, Civil / Structural- Kansas | 400 |  | Yes | Service | Soligent De-listing | 0 |  | Not Applicable as per Item Classification |  | Not Applicable
760-0231 | 760-0231 | Solar Engine Design, Professional Engineering Stamp, Electrical- Kansas | 400 |  | Yes | Service | Soligent De-listing | 0 |  | Not Applicable as per Item Classification |  | Not Applicable
760-0232 | 760-0232 | Solar Engine Design, Professional Engineering Stamps, Civil / Structural- Kentucky | 400 |  | Yes | Service | Soligent De-listing | 0 |  | Not Applicable as per Item Classification |  | Not Applicable
760-0233 | 760-0233 | Solar Engine Design, Professional Engineering Stamp, Electrical- Kentucky | 400 |  | Yes | Service | Soligent De-listing | 0 |  | Not Applicable as per Item Classification |  | Not Applicable
760-0234 | 760-0234 | Solar Engine Design, Professional Engineering Stamps, Civil / Structural- Maine | 400 |  | Yes | Service | Soligent De-listing | 0 |  | Not Applicable as per Item Classification |  | Not Applicable
760-0235 | 760-0235 | Solar Engine Design, Professional Engineering Stamp, Electrical- Maine | 400 |  | Yes | Service | Soligent De-listing | 0 |  | Not Applicable as per Item Classification |  | Not Applicable
760-0236 | 760-0236 | Solar Engine Design, Professional Engineering Stamps, Civil / Structural- Maryland | 400 |  | Yes | Service | Soligent De-listing | 0 |  | Not Applicable as per Item Classification |  | Not Applicable
760-0237 | 760-0237 | Solar Engine Design, Professional Engineering Stamp, Electrical- Maryland | 400 |  | Yes | Service | Soligent De-listing | 0 |  | Not Applicable as per Item Classification |  | Not Applicable
760-0238 | 760-0238 | Solar Engine Design, Professional Engineering Stamps, Civil / Structural- Massachusetts | 400 |  | Yes | Service | Soligent De-listing | 0 |  | Not Applicable as per Item Classification |  | Not Applicable
760-0239 | 760-0239 | Solar Engine Design, Professional Engineering Stamp, Electrical- Massachusetts | 400 |  | Yes | Service | Soligent De-listing | 0 |  | Not Applicable as per Item Classification |  | Not Applicable
760-0240 | 760-0240 | Solar Engine Design, Professional Engineering Stamps, Civil / Structural- Michigan | 400 |  | Yes | Service | Soligent De-listing | 0 |  | Not Applicable as per Item Classification |  | Not Applicable
760-0241 | 760-0241 | Solar Engine Design, Professional Engineering Stamp, Electrical- Michigan | 400 |  | Yes | Service | Soligent De-listing | 0 |  | Not Applicable as per Item Classification |  | Not Applicable
760-0242 | 760-0242 | Solar Engine Design, Professional Engineering Stamps, Civil / Structural- Minnesota | 400 |  | Yes | Service | Soligent De-listing | 0 |  | Not Applicable as per Item Classification |  | Not Applicable
760-0243 | 760-0243 | Solar Engine Design, Professional Engineering Stamp, Electrical- Minnesota | 400 |  | Yes | Service | Soligent De-listing | 0 |  | Not Applicable as per Item Classification |  | Not Applicable
760-0244 | 760-0244 | Solar Engine Design, Professional Engineering Stamps, Civil / Structural- Mississippi | 400 |  | Yes | Service | Soligent De-listing | 0 |  | Not Applicable as per Item Classification |  | Not Applicable
760-0245 | 760-0245 | Solar Engine Design, Professional Engineering Stamp, Electrical- Mississippi | 400 |  | Yes | Service | Soligent De-listing | 0 |  | Not Applicable as per Item Classification |  | Not Applicable
760-0246 | 760-0246 | Solar Engine Design, Professional Engineering Stamps, Civil / Structural- Montana | 400 |  | Yes | Service | Soligent De-listing | 0 |  | Not Applicable as per Item Classification |  | Not Applicable
760-0247 | 760-0247 | Solar Engine Design, Professional Engineering Stamp, Electrical- Montana | 400 |  | Yes | Service | Soligent De-listing | 0 |  | Not Applicable as per Item Classification |  | Not Applicable
760-0248 | 760-0248 | Solar Engine Design, Professional Engineering Stamps, Civil / Structural- Nevada | 400 |  | Yes | Service | Soligent De-listing | 0 |  | Not Applicable as per Item Classification |  | Not Applicable
760-0249 | 760-0249 | Solar Engine Design, Professional Engineering Stamp, Electrical- Nevada | 400 |  | Yes | Service | Soligent De-listing | 0 |  | Not Applicable as per Item Classification |  | Not Applicable
760-0250 | 760-0250 | Solar Engine Design, Professional Engineering Stamps, Civil / Structural- New Hampshire | 400 |  | Yes | Service | Soligent De-listing | 0 |  | Not Applicable as per Item Classification |  | Not Applicable
760-0251 | 760-0251 | Solar Engine Design, Professional Engineering Stamp, Electrical- New Hampshire | 400 |  | Yes | Service | Soligent De-listing | 0 |  | Not Applicable as per Item Classification |  | Not Applicable
760-0252 | 760-0252 | Solar Engine Design, Professional Engineering Stamps, Civil / Structural- New Jersey | 400 |  | Yes | Service | Soligent De-listing | 0 |  | Not Applicable as per Item Classification |  | Not Applicable
760-0253 | 760-0253 | Solar Engine Design, Professional Engineering Stamp, Electrical- New Jersey | 400 |  | Yes | Service | Soligent De-listing | 0 |  | Not Applicable as per Item Classification |  | Not Applicable
760-0254 | 760-0254 | Solar Engine Design, Professional Engineering Stamps, Civil / Structural- New Mexico | 400 |  | Yes | Service | Soligent De-listing | 0 |  | Not Applicable as per Item Classification |  | Not Applicable
760-0255 | 760-0255 | Solar Engine Design, Professional Engineering Stamp, Electrical- New Mexico | 400 |  | Yes | Service | Soligent De-listing | 0 |  | Not Applicable as per Item Classification |  | Not Applicable
760-0256 | 760-0256 | Solar Engine Design, Professional Engineering Stamps, Civil / Structural- New York | 400 |  | Yes | Service | Soligent De-listing | 0 |  | Not Applicable as per Item Classification |  | Not Applicable
760-0257 | 760-0257 | Solar Engine Design, Professional Engineering Stamp, Electrical- New York | 400 |  | Yes | Service | Soligent De-listing | 0 |  | Not Applicable as per Item Classification |  | Not Applicable
760-0258 | 760-0258 | Solar Engine Design, Professional Engineering Stamps, Civil / Structural- New York City | 400 |  | Yes | Service | Soligent De-listing | 0 |  | Not Applicable as per Item Classification |  | Not Applicable
760-0259 | 760-0259 | Solar Engine Design, Professional Engineering Stamp, Electrical- New York City | 400 |  | Yes | Service | Soligent De-listing | 0 |  | Not Applicable as per Item Classification |  | Not Applicable
760-0260 | 760-0260 | Solar Engine Design, Professional Engineering Stamps, Civil / Structural- North Carolina | 400 |  | Yes | Service | Soligent De-listing | 0 |  | Not Applicable as per Item Classification |  | Not Applicable
760-0261 | 760-0261 | Solar Engine Design, Professional Engineering Stamp, Electrical- North Carolina | 400 |  | Yes | Service | Soligent De-listing | 0 |  | Not Applicable as per Item Classification |  | Not Applicable
760-0262 | 760-0262 | Solar Engine Design, Professional Engineering Stamps, Civil / Structural- Ohio | 400 |  | Yes | Service | Soligent De-listing | 0 |  | Not Applicable as per Item Classification |  | Not Applicable
760-0263 | 760-0263 | Solar Engine Design, Professional Engineering Stamp, Electrical- Ohio | 400 |  | Yes | Service | Soligent De-listing | 0 |  | Not Applicable as per Item Classification |  | Not Applicable
760-0264 | 760-0264 | Solar Engine Design, Professional Engineering Stamps, Civil / Structural- Oklahoma | 400 |  | Yes | Service | Soligent De-listing | 0 |  | Not Applicable as per Item Classification |  | Not Applicable
760-0265 | 760-0265 | Solar Engine Design, Professional Engineering Stamp, Electrical- Oklahoma | 400 |  | Yes | Service | Soligent De-listing | 0 |  | Not Applicable as per Item Classification |  | Not Applicable
760-0266 | 760-0266 | Solar Engine Design, Professional Engineering Stamps, Civil / Structural- Pennsylvania | 400 |  | Yes | Service | Soligent De-listing | 0 |  | Not Applicable as per Item Classification |  | Not Applicable
760-0267 | 760-0267 | Solar Engine Design, Professional Engineering Stamp, Electrical- Pennsylvania | 400 |  | Yes | Service | Soligent De-listing | 0 |  | Not Applicable as per Item Classification |  | Not Applicable
760-0268 | 760-0268 | Solar Engine Design, Professional Engineering Stamps, Civil / Structural- Rhode Island | 400 |  | Yes | Service | Soligent De-listing | 0 |  | Not Applicable as per Item Classification |  | Not Applicable
760-0269 | 760-0269 | Solar Engine Design, Professional Engineering Stamp, Electrical- Rhode Island | 400 |  | Yes | Service | Soligent De-listing | 0 |  | Not Applicable as per Item Classification |  | Not Applicable
760-0270 | 760-0270 | Solar Engine Design, Professional Engineering Stamps, Civil / Structural- South Carolina | 400 |  | Yes | Service | Soligent De-listing | 0 |  | Not Applicable as per Item Classification |  | Not Applicable
760-0271 | 760-0271 | Solar Engine Design, Professional Engineering Stamp, Electrical- South Carolina | 400 |  | Yes | Service | Soligent De-listing | 0 |  | Not Applicable as per Item Classification |  | Not Applicable
760-0272 | 760-0272 | Solar Engine Design, Professional Engineering Stamps, Civil / Structural- Tennessee | 400 |  | Yes | Service | Soligent De-listing | 0 |  | Not Applicable as per Item Classification |  | Not Applicable
760-0273 | 760-0273 | Solar Engine Design, Professional Engineering Stamp, Electrical- Tennessee | 400 |  | Yes | Service | Soligent De-listing | 0 |  | Not Applicable as per Item Classification |  | Not Applicable
760-0274 | 760-0274 | Solar Engine Design, Professional Engineering Stamps, Civil / Structural- Texas | 400 |  | Yes | Service | Soligent De-listing | 0 |  | Not Applicable as per Item Classification |  | Not Applicable
760-0275 | 760-0275 | Solar Engine Design, Professional Engineering Stamp, Electrical- Texas | 400 |  | Yes | Service | Soligent De-listing | 0 |  | Not Applicable as per Item Classification |  | Not Applicable
760-0276 | 760-0276 | Solar Engine Design, Professional Engineering Stamps, Civil / Structural- Vermont | 400 |  | Yes | Service | Soligent De-listing | 0 |  | Not Applicable as per Item Classification |  | Not Applicable
760-0277 | 760-0277 | Solar Engine Design, Professional Engineering Stamp, Electrical- Vermont | 400 |  | Yes | Service | Soligent De-listing | 0 |  | Not Applicable as per Item Classification |  | Not Applicable
760-0278 | 760-0278 | Solar Engine Design, Professional Engineering Stamps, Civil / Structural- Virginia | 400 |  | Yes | Service | Soligent De-listing | 0 |  | Not Applicable as per Item Classification |  | Not Applicable
760-0279 | 760-0279 | Solar Engine Design, Professional Engineering Stamp, Electrical- Virginia | 400 |  | Yes | Service | Soligent De-listing | 0 |  | Not Applicable as per Item Classification |  | Not Applicable
760-0280 | 760-0280 | Solar Engine Design, Professional Engineering Stamps, Civil / Structural- Washington | 400 |  | Yes | Service | Soligent De-listing | 0 |  | Not Applicable as per Item Classification |  | Not Applicable
760-0281 | 760-0281 | Solar Engine Design, Professional Engineering Stamp, Electrical- Washington | 400 |  | Yes | Service | Soligent De-listing | 0 |  | Not Applicable as per Item Classification |  | Not Applicable
760-0282 | 760-0282 | Solar Engine Design, Professional Engineering Stamps, Civil / Structural- Wisconsin | 400 |  | Yes | Service | Soligent De-listing | 0 |  | Not Applicable as per Item Classification |  | Not Applicable
760-0283 | 760-0283 | Solar Engine Design, Professional Engineering Stamp, Electrical- Wisconsin | 400 |  | Yes | Service | Soligent De-listing | 0 |  | Not Applicable as per Item Classification |  | Not Applicable
760-0284 | 760-0284 | Solar Engine Design, Professional Engineering Stamps, Civil / Structural- Utah | 400 |  | Yes | Service | Soligent De-listing | 0 |  | Not Applicable as per Item Classification |  | Not Applicable
760-0285 | 760-0285 | Solar Engine Design, Professional Engineering Stamp, Electrical- Utah | 400 |  | Yes | Service | Soligent De-listing | 0 |  | Not Applicable as per Item Classification |  | Not Applicable
760-0286 | 760-0286 | Solar Engine Design, Professional Engineering Stamps, Civil / Structural- Louisiana | 400 |  | Yes | Service | Soligent De-listing | 0 |  | Not Applicable as per Item Classification |  | Not Applicable
760-0287 | 760-0287 | Solar Engine Design, Professional Engineering Stamp and Review Letter, Civil / Structural | 250 |  | No | Service | Shippable | 0 |  | Not Applicable as per Item Classification |  | Not Applicable
760-0287 (inactive) | 760-0287 (inactive) | Solar Engine Design, Professional Engineering Stamp and Review Letter, Civil / Structural | 275 |  | No | Service | Soligent De-listing | 0 |  | Not Applicable as per Item Classification |  | Not Applicable
760-0287 (service) | 760-0287 (service) | Solar Engine Design Professional Engineering Stamp and Review Letter Civil / Structural | 275 |  | No | Service | Shippable | 0 |  | Not Applicable as per Item Classification |  | Not Applicable
760-0288 | 760-0288 | Solar Engine Design, Professional Engineering Stamp and Review Letter, Electrical | 275 |  | Yes | Service | Soligent De-listing | 0 |  | Not Applicable as per Item Classification |  | Not Applicable
760-0289 | 760-0289 | Solar Engine Design, Feasibility Study | 45 |  | Yes | Service | Soligent De-listing | 0 |  | Not Applicable as per Item Classification |  | Not Applicable
760-0290 | 760-0290 | Solar Engine Design, Standard Residential Design Package + Professional Engineering Stamp and Review Letter, Civil/Structural | 475 |  | No | Service | Soligent De-listing | 0 |  | Not Applicable as per Item Classification |  | Not Applicable
760-0291 | 760-0291 | Solar Engine Design, Standard Residential Design Package + Professional Engineering Stamp and Review Letter, Electrical | 475 |  | Yes | Service | Soligent De-listing | 0 |  | Not Applicable as per Item Classification |  | Not Applicable
760-0292 | 760-0292 | Solar Engine Design, Standard Residential Design Package + Professional Engineering Stamps and Review Letters, Civil/Structural and Electrical | 625 |  | Yes | Service | Soligent De-listing | 0 |  | Not Applicable as per Item Classification |  | Not Applicable
760-0293 | 760-0293 | Solar Engine Design, PROMO, Free Residential Permit Package | 0 |  | Yes | Service | Soligent De-listing | 0 |  | Not Applicable as per Item Classification |  | Not Applicable
760-0294 | 760-0294 | Solar Engine Design, add-on FEE, Additional Module Type | 50 |  | Yes | Service | Soligent De-listing | 0 |  | Not Applicable as per Item Classification |  | Not Applicable
760-0295 | 760-0295 | Solar Engine Design, add-on FEE, Additional Inverter Type | 50 |  | Yes | Service | Soligent De-listing | 0 |  | Not Applicable as per Item Classification |  | Not Applicable
760-0296 | 760-0296 | Solar Engine Design, add-on FEE, Additional Racking Type | 50 |  | Yes | Service | Soligent De-listing | 0 |  | Not Applicable as per Item Classification |  | Not Applicable
760-0297 | 760-0297 | Solar Engine Design, add-on FEE, Additional Mount Type | 50 |  | Yes | Service | Soligent De-listing | 0 |  | Not Applicable as per Item Classification |  | Not Applicable
760-0298 | 760-0298 | Solar Engine Design, add-on FEE, Additional Roof Structure Type | 50 |  | Yes | Service | Soligent De-listing | 0 |  | Not Applicable as per Item Classification |  | Not Applicable
760-0299 | 760-0299 | Solar Engine Design, add-on FEE, Special Annotation | 50 |  | Yes | Service | Soligent De-listing | 0 |  | Not Applicable as per Item Classification |  | Not Applicable
760-0300 | 760-0300 | Solar Engine Design, add-on FEE, Battery back-up system, Battery Design FEE | 0 |  | Yes | Service | Soligent De-listing | 0 |  | Not Applicable as per Item Classification |  | Not Applicable
760-0301 | 760-0301 | Solar Engine Design, add-on FEE, Ground Mounts (Fixed-Tilt), Design FEE-Ground Mounts | 150 |  | Yes | Service | Soligent De-listing | 0 |  | Not Applicable as per Item Classification |  | Not Applicable
760-0302 | 760-0302 | Solar Engine Design, add-on FEE, Trackers, Design FEE-Multi Inverter | 250 |  | Yes | Service | Soligent De-listing | 0 |  | Not Applicable as per Item Classification |  | Not Applicable
760-0303 | 760-0303 | Solar Engine Design, add-on FEE, for ≥ 3 String Inverters, Design FEE-Flat Roof | 50 |  | Yes | Service | Soligent De-listing | 0 |  | Not Applicable as per Item Classification |  | Not Applicable
760-0304 | 760-0304 | Solar Engine Design, add-on FEE, for Flat Roof, Flat Roof Design FEE | 150 |  | Yes | Service | Soligent De-listing | 0 |  | Not Applicable as per Item Classification |  | Not Applicable
760-0305 | 760-0305 | Solar Engine Design, add-on FEE, for > 1 utility meter, per meter, Design FEE-Meter | 150 |  | Yes | Service | Soligent De-listing | 0 |  | Not Applicable as per Item Classification |  | Not Applicable
760-0306 | 760-0306 | Solar Engine Design, add-on FEE, Complex AHJ requirements, Design FEE-AHJ | 0 |  | Yes | Service | Soligent De-listing | 0 |  | Not Applicable as per Item Classification |  | Not Applicable
760-0307 | 760-0307 | Solar Engine Design, add-on FEE, System Size = 10.01 to 13 kW, 10.01 -13kW FEE | 100 |  | Yes | Service | Soligent De-listing | 0 |  | Not Applicable as per Item Classification |  | Not Applicable
760-0308 | 760-0308 | Solar Engine Design, add-on FEE, System Size = 13.01 to 16 kW, 13.01 -16kW FEE | 200 |  | Yes | Service | Soligent De-listing | 0 |  | Not Applicable as per Item Classification |  | Not Applicable
760-0309 | 760-0309 | Solar Engine Design, add-on FEE, System Size = 16.01 to 20 kW, 16.01 -20kW FEE | 300 |  | Yes | Service | Soligent De-listing | 0 |  | Not Applicable as per Item Classification |  | Not Applicable
760-0310 | 760-0310 | Solar Engine Design, add-on FEE, System Size > 20 kW, >20kW FEE | 0 |  | Yes | Service | Soligent De-listing | 0 |  | Not Applicable as per Item Classification |  | Not Applicable
760-0311 | 760-0311 | Solar Engine Design Standard Residential Design Package | 150 |  | No | Service | Shippable | 0 |  | Not Applicable as per Item Classification |  | Not Applicable
760-0311 (inactive) | 760-0311 (inactive) | Solar Engine Design, Standard Residential Design Package. | 250 |  | No | Service | Soligent De-listing | 0 |  | Not Applicable as per Item Classification |  | Not Applicable
760-0311 (service) | 760-0311 (service) | Solar Engine Design Standard Residential Design Package | 250 |  | No | Service | Shippable | 0 |  | Not Applicable as per Item Classification |  | Not Applicable
760-0312 | 760-0312 | Solar Engine Design, Standard Commercial Design Package | 0 |  | No | Service | Soligent De-listing | 0 |  | Not Applicable as per Item Classification |  | Not Applicable
760-0313 | 760-0313 | Solar Engine Design, Professional Engineering Stamps, Civil / Structural- Iowa | 400 |  | Yes | Service | Soligent De-listing | 0 |  | Not Applicable as per Item Classification |  | Not Applicable
760-0314 | 760-0314 | Solar Engine Design, Professional Engineering Stamp, Electrical- Iowa | 400 |  | Yes | Service | Soligent De-listing | 0 |  | Not Applicable as per Item Classification |  | Not Applicable
760-0316 | 760-0316 | Solar Engine Design, Standard Residential Design Package (GL) | 175 |  | Yes | Service | Soligent De-listing | 0 |  | Not Applicable as per Item Classification |  | Not Applicable
760-0317 | 760-0317 | Solar Engine Design, Professional Engineering Stamps and Review Letters, Civil/Structural and Electrical | 425 |  | No | Service | Soligent De-listing | 0 |  | Not Applicable as per Item Classification |  | Not Applicable
760-0318 | 760-0318 | Solar Engine Design, Permit Change Order | 100 |  | No | Service | Soligent De-listing | 0 |  | Not Applicable as per Item Classification |  | Not Applicable
760-0320 | 760-0320 | UniRac, DGFT - Ground Fixed Tilt Engineering, 990250 | 0 |  | No | Racking | Soligent De-listing | 0 |  | Not Applicable |  | Not Applicable
760-0321 | 760-0321 | Solar Engine Design, PV WATTS Report | 30 |  | Yes | Service | Soligent De-listing | 0 |  | Not Applicable as per Item Classification |  | Not Applicable
760-0322 | 760-0322 | Solar Engine Design, Pathfinder Report | 50 |  | Yes | Service | Soligent De-listing | 0 |  | Not Applicable as per Item Classification |  | Not Applicable
760-0323 | 760-0323 | Solar Engine Design, PV Sketch Feasibility Service | 30 |  | Yes | Service | Soligent De-listing | 0 |  | Not Applicable as per Item Classification |  | Not Applicable
760-0324 | 760-0324 | Solar Engine Design, Helioscope Feasibility Service | 30 |  | Yes | Service | Soligent De-listing | 0 |  | Not Applicable as per Item Classification |  | Not Applicable
760-0325 | 760-0325 | Solar Engine Design, PVSyst Feasibility Service | 85 |  | Yes | Service | Soligent De-listing | 0 |  | Not Applicable as per Item Classification |  | Not Applicable
760-0326 | 760-0326 | Solar Engine Design, Post Install Review & Stamped Affidavit Certification Letter | 290 |  | Yes | Service | Soligent De-listing | 0 |  | Not Applicable as per Item Classification |  | Not Applicable
760-0327 | 760-0327 | Solar Engine Design, Light Commercial Permit Package 0-100kW | 1575 |  | No | Service | Soligent De-listing | 0 |  | Not Applicable as per Item Classification |  | Not Applicable
760-0328 | 760-0328 | Solar Engine Design, Light Commercial Permit Package 100-500 kW | 2750 |  | Yes | Service | Soligent De-listing | 0 |  | Not Applicable as per Item Classification |  | Not Applicable
760-0329 | 760-0329 | Solar Engine Design, Light Commercial Permit Package 500kW-1mW | 4900 |  | Yes | Service | Soligent De-listing | 0 |  | Not Applicable as per Item Classification |  | Not Applicable
760-0330 | 760-0330 | Solar Engine Design, Commercial Permit Package + SE PE 0-100kW | 2600 |  | Yes | Service | Soligent De-listing | 0 |  | Not Applicable as per Item Classification |  | Not Applicable
760-0331 | 760-0331 | Solar Engine Design, Commercial Permit Package + SE PE 100-500 kW | 4180 |  | Yes | Service | Soligent De-listing | 0 |  | Not Applicable as per Item Classification |  | Not Applicable
760-0332 | 760-0332 | Solar Engine Design, Commercial Permit Package + SE PE 500kW-1mW | 6500 |  | Yes | Service | Soligent De-listing | 0 |  | Not Applicable as per Item Classification |  | Not Applicable
760-0333 | 760-0333 | Solar Engine Design, Commercial Permit Package + EE PE 0-100kW | 2250 |  | Yes | Service | Soligent De-listing | 0 |  | Not Applicable as per Item Classification |  | Not Applicable
760-0334 | 760-0334 | Solar Engine Design, Commercial Permit Package + EE PE 100-500 kW | 3725 |  | Yes | Service | Soligent De-listing | 0 |  | Not Applicable as per Item Classification |  | Not Applicable
760-0335 | 760-0335 | Solar Engine Design, Commercial Permit Package + EE PE 500kW-1mW | 6150 |  | Yes | Service | Soligent De-listing | 0 |  | Not Applicable as per Item Classification |  | Not Applicable
760-0336 | 760-0336 | Solar Engine Design, Commercial Permit Package + EE + SE PE 0-100kW | 3175 |  | Yes | Service | Soligent De-listing | 0 |  | Not Applicable as per Item Classification |  | Not Applicable
760-0337 | 760-0337 | Solar Engine Design, Commercial Permit Package + EE + SE PE 100-500 kW | 4950 |  | Yes | Service | Soligent De-listing | 0 |  | Not Applicable as per Item Classification |  | Not Applicable
760-0338 | 760-0338 | Solar Engine Design, Light Commercial Permit Package + EE + SE PE 500kW-1mW | 7600 |  | Yes | Service | Soligent De-listing | 0 |  | Not Applicable as per Item Classification |  | Not Applicable
760-0339 | 760-0339 | Solar Engine Design, Commercial PE Stamped Structural Review Letter & Pages (0-100kW) | 975 |  | No | Service | Soligent De-listing | 0 |  | Not Applicable as per Item Classification |  | Not Applicable
760-0340 | 760-0340 | Solar Engine Design, Commercial PE Stamped Structural Review Letter & Pages (100.1-250kw) | 1475 |  | Yes | Service | Soligent De-listing | 0 |  | Not Applicable as per Item Classification |  | Not Applicable
760-0341 | 760-0341 | Solar Engine Design, Commercial PE Stamped Structural Review Letter & Pages (250.1-500kw) | 1750 |  | Yes | Service | Soligent De-listing | 0 |  | Not Applicable as per Item Classification |  | Not Applicable
760-0342 | 760-0342 | Solar Engine Design, Commercial PE Stamped Structural Review Letter & Pages (500.1-999kw) | 2350 |  | Yes | Service | Soligent De-listing | 0 |  | Not Applicable as per Item Classification |  | Not Applicable
760-0343 | 760-0343 | Solar Engine Design, Commercial PE Stamped Electrical Pages (0-100 kw) | 590 |  | No | Service | Soligent De-listing | 0 |  | Not Applicable as per Item Classification |  | Not Applicable
760-0344 | 760-0344 | Solar Engine Design, Commercial PE Stamped Electrical Pages (100.1-250kw) | 975 |  | Yes | Service | Soligent De-listing | 0 |  | Not Applicable as per Item Classification |  | Not Applicable
760-0345 | 760-0345 | Solar Engine Design, Commercial PE Stamped Electrical Pages (250.1-500kw) | 1275 |  | Yes | Service | Soligent De-listing | 0 |  | Not Applicable as per Item Classification |  | Not Applicable
760-0346 | 760-0346 | Solar Engine Design, Commercial PE Stamped Electrical Pages (500-999.9kw) | 2250 |  | Yes | Service | Soligent De-listing | 0 |  | Not Applicable as per Item Classification |  | Not Applicable
760-0347 | 760-0347 | Solar Engine Design, Battery Back-up Permit Package Package (0-30kW) | 325 |  | No | Service | Soligent De-listing | 0 |  | Not Applicable as per Item Classification |  | Not Applicable
760-0348 | 760-0348 | Solar Engine Design, NYC Pro-Cert | 2700 |  | Yes | Service | Soligent De-listing | 0 |  | Not Applicable as per Item Classification |  | Not Applicable
760-0349 | 760-0349 | Solar Engine Design, NYC Plan Set | 200 |  | Yes | Service | Soligent De-listing | 0 |  | Not Applicable as per Item Classification |  | Not Applicable
760-0350 | 760-0350 | Solar Engine Design, Commercial Feasibility Service 0-100kW | 75 |  | No | Service | Soligent De-listing | 0 |  | Not Applicable as per Item Classification |  | Not Applicable
760-0351 | 760-0351 | Solar Engine Design, Commercial Feasibility Service 100-500kW | 125 |  | No | Service | Soligent De-listing | 0 |  | Not Applicable as per Item Classification |  | Not Applicable
760-0352 | 760-0352 | Solar Engine Design, Commercial Feasibility Service 500-1mW | 175 |  | Yes | Service | Soligent De-listing | 0 |  | Not Applicable as per Item Classification |  | Not Applicable
760-0353 | 760-0353 | Solar Engine Design, Residential Design Package (Platinum) | 200 |  | Yes | Service | Soligent De-listing | 0 |  | Not Applicable as per Item Classification |  | Not Applicable
760-0354 | 760-0354 | Solar Engine Design, FSEC Certification Service | 280 |  | Yes | Service | Soligent De-listing | 0 |  | Not Applicable as per Item Classification |  | Not Applicable
760-0355 | 760-0355 | Solar Engine Design, Racking Plan & Electrical Diagram | 150 |  | Yes | Service | Soligent De-listing | 0 |  | Not Applicable as per Item Classification |  | Not Applicable
760-0356 | 760-0356 | Solar Engine Design, Miscellaneous |  |  | Yes | Service | Soligent De-listing | 0 |  | Not Applicable as per Item Classification |  | Not Applicable
800-0000 | 800-0000 | Special Project, Yingli Green Energy, 235W PV Module, H4, PV Wire, 46mm Black ZEP Frame, 60 Cell Poly, 15A Fuse, 211.2W PTC, (110-0473), YL235P-29b-H4-ZEP | 0 | 235 | No | Other | Soligent De-listing | 0 |  | Not Applicable as per Item Classification |  | Not Applicable
800-0001 | 800-0001 | Special Project, Suniva, 260W PV Module, TE F-M0, PV Wire, 46mm Clear Frame, 60 Cell Mono, 15A Fuse, 232.5W PTC, (110-0527), OPT260-60-4-100 | 0 | 260 | No | Other | Soligent De-listing | 0 |  | Not Applicable as per Item Classification |  | Not Applicable
800-0002 | 800-0002 | Special Project, Canadian Solar, 240W PV Module, MC4, PV Wire 12AWG, 40mm Clear Frame, 60 Cell Poly, 15A Fuse, 218.3W PTC, (110-0537), CS6P-240P | 0 | 240 | No | Other | Soligent De-listing | 0 |  | Not Applicable as per Item Classification |  | Not Applicable
800-0003 | 800-0003 | Special Project, Canadian Solar, 285W PV Module, DROP SHIP ONLY, MUST BUY IN MULTIPLES OF 24 ONLY, MC4, PV Wire, 40mm Clear Frame, 72 Cell Poly, 15A Fuse, 253.7W PTC, (110-0547), CS6X-285P | 0 | 285 | No | Other | Soligent De-listing | 0 |  | Not Applicable as per Item Classification |  | Not Applicable
800-0004 | 800-0004 | Special Project, Suniva, 255W PV Module, TE F-M0, PV Wire, 46mm Black Frame, BOB (black on black), 60 Cell Mono, 15A Fuse, 227.8W PTC, (110-0555), OPT255-60-4-1B0 | 0 | 255 | No | Other | Soligent De-listing | 0 |  | Not Applicable as per Item Classification |  | Not Applicable
800-0005 | 800-0005 | Special Project, Yingli Green Energy, 245W PV Module, H4, PV Wire, 40mm Clear Frame, 60 Cell Poly, 15A Fuse, 221.6W PTC, (110-0564), YL245P-29b | 0 | 245 | No | Other | Soligent De-listing | 0 |  | Not Applicable as per Item Classification |  | Not Applicable
800-0006 |  | Sharp 240W (ND-240QCJ) & Enphase M215-60-2LL-S24, Qty. 1 Each | 335 | 240 | No | Other | Soligent De-listing | 0 |  | Not Applicable as per Item Classification |  | Not Applicable
800-0007 |  | Sharp 240W (ND-240QCJ) & Enphase M215-60-2LL-S24, "Pallet" | 11199.94 | 8160 | No | Other | Soligent De-listing | 0 |  | Not Applicable as per Item Classification |  | Not Applicable
800-0008 | 800-0008 | ENPHASE, Metering & Management Solution, (includes one each: ENV-120-01, RGM-MTR-01, RGM-ZGB-01 ), ENV-RGM-ZGB-01 M | 595 |  | No | Electrical BOS | Vendor De-listing | 0 |  | De-Listing & Stock Qty Unavailable |  | Not Applicable
800-0009 |  | Earth Day Promo | [5 empty] | 0 |  | Not Applicable as per Item Classification |  | Not Applicable
800-0010 | 800-0010 | Sharp 250W BOW (ND-Q250F7) & Enphase M215-60-2LL-S24, Qty. 1 Each | 355 | 250 | No | Other | Soligent De-listing | 0 |  | Not Applicable as per Item Classification |  | Not Applicable
800-0011 | 800-0011 | Sharp 250W BOW (ND-Q250F7) & Enphase M215-60-2LL-S24, "Pallet" | 7777 | 5500 | No | Other | Soligent De-listing | 0 |  | Not Applicable as per Item Classification |  | Not Applicable
800-0012 | 800-0012 | Sharp 250W Clear (ND-250QCS) & Enphase M215-60-2LL-S24 | 349.99 | 5500 | No | Other | Soligent De-listing | 0 |  | Not Applicable as per Item Classification |  | Not Applicable
800-0013 | 800-0013 | Sharp 250W Clear (ND-250QCS) & Enphase M215-60-2LL-S24 "Pallet" | 7667 | 5500 | No | Other | Soligent De-listing | 0 |  | Not Applicable as per Item Classification |  | Not Applicable
800-0014 | 800-0014 | Suniva 270W Mono BOB (OPT270-60-4-1B0) & Enphase M250-60-2LL-S22, Qty. 1 Each | 835.2 | 270 | No | Other | Soligent De-listing | 0 |  | Not Applicable as per Item Classification |  | Not Applicable
800-0015 | 800-0015 | Suniva 270W Mono BOB (OPT270-60-4-1B0) & Enphase M250-60-2LL-S22, Qty. 25 | 20880 | 6750 | No | Other | Soligent De-listing | 0 |  | Not Applicable as per Item Classification |  | Not Applicable
800-0016 | 800-0016 | Suniva 265W Mono (OPT265-60-4-100) & Enphase M250-60-2LL-S22, Qty. 1 Each | 793.6 | 265 | No | Other | Soligent De-listing | 0 |  | Not Applicable as per Item Classification |  | Not Applicable
800-0017 | 800-0017 | Suniva 265W Mono (OPT265-60-4-100) & Enphase M250-60-2LL-S22, Qty. 25 | 19840 | 6625 | No | Other | Soligent De-listing | 0 |  | Not Applicable as per Item Classification |  | Not Applicable
800-0018 | 800-0018 | Quickmount 9 x 12 Flashing (QMSE A) & UniRac SM L-Foot (304000C), Qty. 1 Each | 20.4 |  | No | Other | Soligent De-listing | 0 |  | Not Applicable as per Item Classification |  | Not Applicable
810-0051 | 810-0051 | Gridlock, PV Security device, 10kW, Slave Unit-NO DIALER, grey, GL10-AC1A | 74.63 |  | No | Electrical BOS | Soligent De-listing | 0 |  | De-Listing & Stock Qty Unavailable |  | Not Applicable
810-0060 | 810-0060 | Gridlock, PV Security device, 20kW, with cellular dialer, grey, GL20-AC1B | 1457.72 |  | No | Electrical BOS | Soligent De-listing | 0 |  | De-Listing & Stock Qty Unavailable |  | Not Applicable
810-0071 | 810-0071 | Gridlock, PV Security device, 50kW, Slave Unit -NO DIALER, grey, GL50-AC1A | 127.13 |  | No | Electrical BOS | Soligent De-listing | 0 |  | De-Listing & Stock Qty Unavailable |  | Not Applicable
810-0228 | 810-0228 | Gridlock, PV Security device, 500kW, with cellular dialer, grey, GL500-AC1B | 3037.75 |  | No | Electrical BOS | Soligent De-listing | 0 |  | De-Listing & Stock Qty Unavailable |  | Not Applicable
810-0243 | 810-0243 | Mighty Mule, Dual Button Transmitter, FM-RB742 | 18.58 |  | No | Electrical BOS | Soligent De-listing | 0 |  | De-Listing & Stock Qty Unavailable |  | Not Applicable
810-0244 | 810-0244 | Suncrest, SMOKE ALARM, BOS-0075 | 0 |  | No | Electrical BOS | Soligent De-listing | 0 |  | Not Applicable |  | Not Applicable
810-0245 | 810-0245 | Suncrest, SMOKE AND CARBON MONOXIDE ALARM, BOS-0076 | 0 |  | No | Electrical BOS | Soligent De-listing | 0 |  | Not Applicable |  | Not Applicable
820-0003 | 820-0003 | Traffic Flashing LED 12vdc-26W, Caltrans | 148.4 |  | No | Electrical BOS | Soligent De-listing | 0 |  | De-Listing & Stock Qty Unavailable |  | Not Applicable
920-0001 | 920-0001 | Solar Engine, Financing Marketing Fee | 0 |  | Yes | Other | Shippable | 0 |  | Not Applicable as per Item Classification |  | Not Applicable
920-0002 | 920-0002 | Replaced by #920-0003, Solar Engine, Financing Installer Payment | 0 |  | Yes | Other | One-Off | 0 |  | Not Applicable as per Item Classification |  | Not Applicable
920-0003 | 920-0003 | Solar Engine Financing Installer Payment | 0 |  | Yes | Other | Shippable | 0 |  | Not Applicable as per Item Classification |  | Not Applicable
920-0004 | 920-0004 | Solar Engine, Financing Marketing Fee | 0 |  | Yes | Other | Shippable | 0 |  | Not Applicable as per Item Classification |  | Not Applicable
923-2560 | 923-2560 | SPA, Solaria Manufacturer Rebate for # 112-0007, End Date 03/31/2020, Max Qty. Max, SPA-2020Q1, 5532 ABC SOLAR INC. | -14.2 |  | No | Other | Shippable | 0 |  | Not Applicable as per Item Classification |  | Not Applicable
950-0001 |  | Q-Cells 255W module and 6.6TL Delta inverter bundle – priced at $1.00/watt! | -413.3 |  |  |  |  | 0 |  | Not Applicable as per Item Classification |  | Not Applicable
950-0002 |  | Re-use | -400 |  |  |  |  | 0 |  | Not Applicable as per Item Classification |  | Not Applicable
950-0008 |  | Promo Discount, Buy (48) Enphase M-series Microinverters, Get (1) Enphase Envoy free, Ends 10-1-2015 | -100.00 |  |  |  |  | 0 |  | Not Applicable as per Item Classification |  | Not Applicable
950-0009 |  | Discount, Commercial Bundle, SW320XLMono & Fronius SymoLite 24.0 & Project Racking, End Date xx/xx/2015 | -100 |  |  |  |  | 0 |  | Not Applicable as per Item Classification |  | Not Applicable
950-0010 |  | Discount,TEST for Amy, spring promo | -1 |  |  |  |  | 0 |  | Not Applicable as per Item Classification |  | Not Applicable
950-0215 |  | EXPIRED, Promo Discount, Buy (24) Enphase M215 Microinverters, Get (1) of the same M215 Microinverter item FREE, M215-60-2LL-S22-IG (#321-0196, #321-0203-US), Ends 12-18-2015 | -100.00 |  |  |  |  | 0 |  | Not Applicable as per Item Classification |  | Not Applicable
950-0250 |  | EXPIRED, Promo Discount, Buy (24) Enphase M250 Microinverters, Get (1) of the same M250 Microinverter item FREE, M250-60-2LL-S22 (#321-0194, #321-0204-US), Ends 12-18-2015 | -100.00 |  |  |  |  | 0 |  | Not Applicable as per Item Classification |  | Not Applicable
951-0001 |  | EXPIRED, SPA, Enphase Manufacturer Rebate for 80559 ROBCO ELECTRIC INC, #321-0196, End Date 06/30/2015, Max Qty. 800, M215-60-2LL-S22-IG | -5 |  |  |  |  | 0 |  | Not Applicable as per Item Classification |  | Not Applicable
951-0002 |  | EXPIRED, SPA, Enphase Manufacturer Rebate for 3105 CIVICSOLAR, INC, #321-0196, M215-60-2LL-S22-IG | [5 empty] | 0 |  | Not Applicable as per Item Classification |  | Not Applicable
951-0003 |  | EXPIRED, SPA, Enphase Manufacturer Rebate for 80559 ROBCO ELECTRIC INC, #321-0194, End Date 06/30/2015, Max Qty. 2200, M250-60-2LL-S22 | -5 |  |  |  |  | 0 |  | Not Applicable as per Item Classification |  | Not Applicable
951-0004 |  | EXPIRED, SPA, QuickMount Manufacturer Rebate for 80633 Solar Roof Dynamics LLC, #210-1019, QMSC-LAG A 1 | -5 |  |  |  |  | 0 |  | Not Applicable as per Item Classification |  | Not Applicable
951-0005 |  | EXPIRED, SPA, Enphase Manufacturer Rebate for 80559 ROBCO ELECTRIC INC, #360-0217, End Date 06/30/2015, Max Qty. 3000, ET10-240-BULK | -5 |  |  |  |  | 0 |  | Not Applicable as per Item Classification |  | Not Applicable
951-0006 |  | EXPIRED, SPA, Enphase Manufacturer Rebate for #321-0196, End Date 8/30/2015, Max Qty. 1680, SPAN -CQ1-15-D1008xw, 1 of 2, 6929 Paradise Energy, 215-60-2LL-S22-IG | -6 |  |  |  |  | 0 |  | Not Applicable as per Item Classification |  | Not Applicable
951-0007 |  | EXPIRED, SPA, Enphase Manufacturer Rebate for #321-0194, End Date 8/30/2015, Max Qty. 2352, SPAN -CQ1-15-D1008xw, 2 of 2, 6929 Paradise Energy, 250-60-2LL-S22 | -11 |  |  |  |  | 0 |  | Not Applicable as per Item Classification |  | Not Applicable
951-0008 |  | EXPIRED, SPA, Enphase Manufacturer Rebate for #360-0217, End Date 09/30/2015, Max Qty. 2352, SPAN-CQ2-15-D-100Mnr, 1 of 2, 6929 Paradise Energy, ET10-240-BULK | -1 |  |  |  |  | 0 |  | Not Applicable as per Item Classification |  | Not Applicable
951-0009 |  | EXPIRED, SPA, Enphase Manufacturer Rebate for #360-0219, End Date 09/30/2015, Max Qty. 1680, SPAN-CQ2-15-D-100Mnr, 2 of 2, 6929 Paradise Energy, ET10-208-BULK | -1 |  |  |  |  | 0 |  | Not Applicable as per Item Classification |  | Not Applicable
951-0010 |  | EXPIRED, SPA, Enphase Manufacturer Rebate for #321-0204, End Date 11/07/2015, Max Qty. 1600, SPAN-CQ2-15-I-10058r, 1 of 1, 89928 Farnsworth & Associates, M250-60-2LL-S22 | -22.99 |  |  |  |  | 0 |  | Not Applicable as per Item Classification |  | Not Applicable
951-0012 |  | EXPIRED, SPA, Enphase Manufacturer Rebate for #321-0194, End Date 02/17/2016, Max Qty. 3600, SPAN-CQ3-15-D-100pVn, 5 of 5, 80559 ROBCO ELECTRIC INC, M250-60-2LL-S22 | -13 |  |  |  |  | 0 |  | Not Applicable as per Item Classification |  | Not Applicable
951-0013 |  | EXPIRED, SPA, Enphase Manufacturer Rebate for #360-0217, End Date 02/17/2016, Max Qty. 3600, SPAN-CQ3-15-D-100pVn, 2 of 5, 80559 ROBCO ELECTRIC INC, ET10-240-BULK | -2.75 |  |  |  |  | 0 |  | Not Applicable as per Item Classification |  | Not Applicable
951-0014 |  | EXPIRED, SPA, Enphase Manufacturer Rebate for #360-0307, End Date 02/17/2016, Max Qty. 250, SPAN-CQ3-15-D-100pVn, 1 of 5, 80559 ROBCO ELECTRIC INC, ENV-120 M | -50 |  |  |  |  | 0 |  | Not Applicable as per Item Classification |  | Not Applicable
951-0015 |  | EXPIRED, SPA, Enphase Manufacturer Rebate for #360-0216, End Date 02/17/2016, Max Qty. 3600, SPAN-CQ3-15-D-100pVn, 3 of 5, 80559 ROBCO ELECTRIC INC, ET17-240-BULK | -3.5 |  |  |  |  | 0 |  | Not Applicable as per Item Classification |  | Not Applicable
951-0016 |  | EXPIRED, SPA, Enphase Manufacturer Rebate for #321-0196, End Date 02/17/2016, Max Qty. 3600, SPAN-CQ3-15-D-100pVn, 4 of 5, 80559 ROBCO ELECTRIC INC, M215-60-2LL-S22-IG | -11 |  |  |  |  | 0 |  | Not Applicable as per Item Classification |  | Not Applicable
951-0017 |  | EXPIRED, SPA, Enphase Manufacturer Rebate for #360-0217, End Date 09/30/2015, Max Qty. 600, SPAN-CQ3-15-D-100EbJ, 1 of 4, 89521 American Design & Build dba Amer. Sentry Solar, ET10-240-BULK | -1 |  |  |  |  | 0 |  | Not Applicable as per Item Classification |  | Not Applicable
951-0018 |  | EXPIRED, SPA, Enphase Manufacturer Rebate for #321-0196, End Date 09/30/2015, Max Qty. 300, SPAN-CQ3-15-D-100EbJ, 2 of 4, 89521 American Design & Build dba Amer. Sentry Solar, M215-60-2LL-S22-IG | -14 |  |  |  |  | 0 |  | Not Applicable as per Item Classification |  | Not Applicable
951-0019 |  | EXPIRED, SPA, Enphase Manufacturer Rebate for #360-0219, End Date 09/30/2015, Max Qty. 1400, SPAN-CQ3-15-D-100EbJ, 3 of 4, 89521 American Design & Build dba Amer. Sentry Solar, ET10-208-BULK | -1 |  |  |  |  | 0 |  | Not Applicable as per Item Classification |  | Not Applicable
951-0020 |  | EXPIRED, SPA, Enphase Manufacturer Rebate for #321-0194, End Date 09/30/2015, Max Qty. 1200, SPAN-CQ3-15-D-100EbJ, 4 of 4, 89521 American Design & Build dba Amer. Sentry Solar, M250-60-2LL-S22 | -18 |  |  |  |  | 0 |  | Not Applicable as per Item Classification |  | Not Applicable
951-0021 |  | EXPIRED, SPA, Enphase Manufacturer Rebate for #360-0217, End Date 12/31/2015, Max Qty. 600, EXPIRED, SPAN-CQ4-15-D-100074, 1 of 4, 89521 American Design & Build dba Amer. Sentry Solar, ET10-240-BULK | -14.5 |  |  |  |  | 0 |  | Not Applicable as per Item Classification |  | Not Applicable
951-0022 |  | EXPIRED, SPA, Enphase Manufacturer Rebate for #321-0196, End Date 12/31/2015, Max Qty. 300, EXPIRED, SPAN-CQ4-15-D-100074, 2 of 4, 89521 American Design & Build dba Amer. Sentry Solar, M215-60-2LL-S22-IG | -96 |  |  |  |  | 0 |  | Not Applicable as per Item Classification |  | Not Applicable
951-0023 |  | EXPIRED, SPA, Enphase Manufacturer Rebate for #360-0219, End Date 12/31/2015, Max Qty. 1400, EXPIRED, SPAN-CQ4-15-D-100074, 3 of 4, 89521 American Design & Build dba Amer. Sentry Solar, ET10-208-BULK | -14.5 |  |  |  |  | 0 |  | Not Applicable as per Item Classification |  | Not Applicable
951-0024 |  | EXPIRED, SPA, Enphase Manufacturer Rebate for #321-0194, End Date 12/31/2015, Max Qty. 1600, EXPIRED, SPAN-CQ4-15-D-100074, 4 of 4, 89521 American Design & Build dba Amer. Sentry Solar, M250-60-2LL-S22 | -104 |  |  |  |  | 0 |  | Not Applicable as per Item Classification |  | Not Applicable
951-0025 |  | EXPIRED, SPA, Enphase Manufacturer Rebate for #321-0196, End Date 05/11/2016, Max Qty. 911, SPAN-CQ4-15-D-100g4P, 1 of 1, 80811 SunSystem Technology, M215-60-2LL-S22-IG | -96 |  |  |  |  | 0 |  | Not Applicable as per Item Classification |  | Not Applicable
951-0026 |  | EXPIRED, SPA, Enphase Manufacturer Rebate for #321-0194, End Date 03/31/2016, Max Qty. 100, SPAN-CQ1-16-D-100FXj, 1 of 2, 26808 Syntrol Plumbing Heating and Air, Inc, M250-60-2LL-S22 | -112 |  |  |  |  | 0 |  | Not Applicable as per Item Classification |  | Not Applicable
951-0027 |  | EXPIRED, SPA, Enphase Manufacturer Rebate for #321-0196, End Date 03/31/2016, Max Qty. 900, SPAN-CQ1-16-D-100FXj, 2 of 2, 26808 Syntrol Plumbing Heating and Air, Inc, M215-60-2LL-S22-IG | -99 |  |  |  |  | 0 |  | Not Applicable as per Item Classification |  | Not Applicable
951-0028 |  | EXPIRED, SPA, Enphase Manufacturer Rebate for #321-0196, End Date 03/31/2016, Max Qty. 315, SPAN-CQ1-16-D-100FZf, 1 of 2, 88704 Kurios Inc, M215-60-2LL-S22-IG | -105 |  |  |  |  | 0 |  | Not Applicable as per Item Classification |  | Not Applicable
951-0029 |  | EXPIRED, SPA, Enphase Manufacturer Rebate for #321-0194, End Date 03/31/2016, Max Qty. 135, SPAN-CQ1-16-D-100FZf, 2 of 2, 13849 Kurios, Inc, M250-60-2LL-S22 | -120 |  |  |  |  | 0 |  | Not Applicable as per Item Classification |  | Not Applicable
951-0030 |  | EXPIRED, SPA, Enphase Manufacturer Rebate for #321-0194, End Date 03/31/2016, Max Qty. 50, SPAN-CQ1-16-D-100FYN, 1 of 2, 89152 Integrity Solar, M250-60-2LL-S22 | -120 |  |  |  |  | 0 |  | Not Applicable as per Item Classification |  | Not Applicable
951-0031 |  | EXPIRED, SPA, Enphase Manufacturer Rebate for #321-0196, End Date 03/31/2016, Max Qty. 400, SPAN-CQ1-16-D-100FYN, 2 of 2, 89152 Integrity Solar, M215-60-2LL-S22-IG | -105 |  |  |  |  | 0 |  | Not Applicable as per Item Classification |  | Not Applicable
951-0032 |  | EXPIRED, SPA, Enphase Manufacturer Rebate for #321-0196, End Date 12/31/2015, Max Qty. 315, EXPIRED, SPAN-CQ4-15-D-100lMH, 1 of 2, 13849 Kurios, Inc, M215-60-2LL-S22-IG | -105 |  |  |  |  | 0 |  | Not Applicable as per Item Classification |  | Not Applicable
951-0033 |  | EXPIRED, SPA, Enphase Manufacturer Rebate for #321-0194, End Date 12/31/2015, Max Qty. 135, EXPIRED, SPAN-CQ4-15-D-100lMH, 2 of 2, 13849 Kurios, Inc, M250-60-2LL-S22 | -120 |  |  |  |  | 0 |  | Not Applicable as per Item Classification |  | Not Applicable
951-0034 |  | EXPIRED, SPA, Enphase Manufacturer Rebate for #360-0216, End Date 12/31/2015, Max Qty. 600, EXPIRED, SPAN-CQ4-15-D-100bRE, 1 of 6, 6929 Paradise Energy, ET17-240-BULK | -18 |  |  |  |  | 0 |  | Not Applicable as per Item Classification |  | Not Applicable
951-0035 |  | EXPIRED, SPA, Enphase Manufacturer Rebate for #360-0307, End Date 12/31/2015, Max Qty. 5, EXPIRED, SPAN-CQ4-15-D-100bRE, 2 of 6, 6929 Paradise Energy, ENV-120 M | -340 |  |  |  |  | 0 |  | Not Applicable as per Item Classification |  | Not Applicable
951-0036 |  | EXPIRED, SPA, Enphase Manufacturer Rebate for #321-0196, End Date 12/31/2015, Max Qty. 300, EXPIRED, SPAN-CQ4-15-D-100bRE, 3 of 6, 6929 Paradise Energy, 215-60-2LL-S22-IG | -102 |  |  |  |  | 0 |  | Not Applicable as per Item Classification |  | Not Applicable
951-0037 |  | EXPIRED, SPA, Enphase Manufacturer Rebate for #321-0194, End Date 12/31/2015, Max Qty. 600, EXPIRED, SPAN-CQ4-15-D-100bRE, 4 of 6, 6929 Paradise Energy, 250-60-2LL-S22 | -108 |  |  |  |  | 0 |  | Not Applicable as per Item Classification |  | Not Applicable
951-0038 |  | EXPIRED, SPA, Enphase Manufacturer Rebate for #321-0104, End Date 12/31/2015, Max Qty. 200, EXPIRED, SPAN-CQ4-15-D-100bRE, 5 of 6, 6929 Paradise Energy, C250-72-2LN-S2 | -90 |  |  |  |  | 0 |  | Not Applicable as per Item Classification |  | Not Applicable
951-0039 |  | EXPIRED, SPA, Enphase Manufacturer Rebate for #360-0217, End Date 12/31/2015, Max Qty. 600, EXPIRED, SPAN-CQ4-15-D-100bRE, 6 of 6, 6929 Paradise Energy, ET10-240-BULK | -13 |  |  |  |  | 0 |  | Not Applicable as per Item Classification |  | Not Applicable
951-0040 | 951-0040 | EXPIRED, SPA, Enphase Manufacturer Rebate for #321-0196, End Date 03/31/2016, Max Qty. 3000, SPAN-CQ1-16-D-100kuQ, 1 of 8, 11682 CentroSolar America, Inc, M215-60-2LL-S22-IG | -42.2 |  | No | Other | One-Off | 0 |  | Not Applicable as per Item Classification |  | Not Applicable
951-0041 | 951-0041 | EXPIRED, SPA, Enphase Manufacturer Rebate for #321-0194, End Date 03/31/2016, Max Qty. 7000, SPAN-CQ1-16-D-100kuQ, 2 of 8, 11682 CentroSolar America, Inc, M250-60-2LL-S22 | -46.1 |  | No | Other | One-Off | 0 |  | Not Applicable as per Item Classification |  | Not Applicable
951-0042 | 951-0042 | EXPIRED, SPA, Enphase Manufacturer Rebate for #360-0219, End Date 03/31/2016, Max Qty. 240, SPAN-CQ1-16-D-100kuQ, 3 of 8, 11682 CentroSolar America, Inc, ET10-208-BULK | -7.9 |  | No | Other | One-Off | 0 |  | Not Applicable as per Item Classification |  | Not Applicable
951-0043 |  | EXPIRED, SPA, Enphase Manufacturer Rebate for #321-0196, End Date 03/31/2016, Max Qty. 3000, SPAN-CQ1-16-D-100kuQ, 1 of 8, 11682 CentroSolar America, Inc, M215-60-2LL-S22-IG | -5 |  |  |  |  | 0 |  | Not Applicable as per Item Classification |  | Not Applicable
951-0044 |  | EXPIRED, SPA, Enphase Manufacturer Rebate for #321-0194, End Date 03/31/2016, Max Qty. 7000, SPAN-CQ1-16-D-100kuQ, 2 of 8, 11682 CentroSolar America, Inc, M250-60-2LL-S22 | -5 |  |  |  |  | 0 |  | Not Applicable as per Item Classification |  | Not Applicable
951-0045 |  | EXPIRED, SPA, Enphase Manufacturer Rebate for #360-0219, End Date 03/31/2016, Max Qty. 240, SPAN-CQ1-16-D-100kuQ, 3 of 8, 11682 CentroSolar America, Inc, ET10-208-BULK | -5 |  |  |  |  | 0 |  | Not Applicable as per Item Classification |  | Not Applicable
951-0046 |  | EXPIRED, SPA, Enphase Manufacturer Rebate for #360-0217, End Date 03/31/2016, Max Qty. 5520, SPAN-CQ1-16-D-100kuQ, 4 of 8, 11682 CentroSolar America, Inc, ET10-240-BULK | -5 |  |  |  |  | 0 |  | Not Applicable as per Item Classification |  | Not Applicable
951-0047 |  | EXPIRED, SPA, Enphase Manufacturer Rebate for #360-0218, End Date 03/31/2016, Max Qty. 240, SPAN-CQ1-16-D-100kuQ, 5 of 8, 11682 CentroSolar America, Inc, ET17-208-BULK | -5 |  |  |  |  | 0 |  | Not Applicable as per Item Classification |  | Not Applicable
951-0048 |  | EXPIRED, SPA, Enphase Manufacturer Rebate for #360-0216, End Date 03/31/2016, Max Qty. 240, SPAN-CQ1-16-D-100kuQ, 6 of 8, 11682 CentroSolar America, Inc, ET17-240-BULK | -5 |  |  |  |  | 0 |  | Not Applicable as per Item Classification |  | Not Applicable
951-0049 |  | EXPIRED, SPA, Enphase Manufacturer Rebate for #570-1001, End Date 03/31/2016, Max Qty. 20, SPAN-CQ1-16-D-100kuQ, 7 of 8, 11682 CentroSolar America, Inc, RGM-MTR-01 | -5 |  |  |  |  | 0 |  | Not Applicable as per Item Classification |  | Not Applicable
951-0050 |  | EXPIRED, SPA, Enphase Manufacturer Rebate for #360-0307, End Date 03/31/2016, Max Qty. 20, SPAN-CQ1-16-D-100kuQ, 8 of 8, 11682 CentroSolar America, Inc, ENV-120 | -5 |  |  |  |  | 0 |  | Not Applicable as per Item Classification |  | Not Applicable
951-0051 |  | EXPIRED, SPA, Solarworld Manufacturer Rebate for #110-0968, End Date 1/31/2016, Max Qty. 900, #SPA20000027, 1 of 2,15128 A1 Solar Power, Inc., SW PL 285 MONO SV | -5 |  |  |  |  | 0 |  | Not Applicable as per Item Classification |  | Not Applicable
951-0052 |  | EXPIRED, SPA, Solarworld Manufacturer Rebate for #110-0968, End Date 1/31/2016, Max Qty. 900, #SPA20000027, 2 of 2, 15128 A1 Solar Power, Inc., SW PL 280 MONO SV | -5 |  |  |  |  | 0 |  | Not Applicable as per Item Classification |  | Not Applicable
951-0053 |  | EXPIRED, SPA, Enphase Manufacturer Rebate for #360-0217, End Date 03/31/2016, Max Qty. 600, SPAN-CQ1-16-D-100VPg, 1 of 4, 88629 American Design and Build , ET10-240-BULK | -1.4 |  |  |  |  | 0 |  | Not Applicable as per Item Classification |  | Not Applicable
951-0054 |  | EXPIRED, SPA, Enphase Manufacturer Rebate for #321-0196, End Date 03/31/2016, Max Qty. 300, SPAN-CQ1-16-D-100VPg, 2 of 4, 88629 American Design and Build , M215-60-2LL-S22-IG | -24.7 |  |  |  |  | 0 |  | Not Applicable as per Item Classification |  | Not Applicable
951-0055 |  | EXPIRED, SPA, Enphase Manufacturer Rebate for #360-0219, End Date 03/31/2016, Max Qty. 1400, SPAN-CQ1-16-D-100VPg, 3 of 4, 88629 American Design and Build , ET10-208-BULK | -1.4 |  |  |  |  | 0 |  | Not Applicable as per Item Classification |  | Not Applicable
951-0056 |  | EXPIRED, SPA, Enphase Manufacturer Rebate for #321-0194, End Date 03/31/2016, Max Qty. 1600, SPAN-CQ1-16-D-100VPg, 4 of 4, 88629 American Design and Build , M250-60-2LL-S22 | -26.6 |  |  |  |  | 0 |  | Not Applicable as per Item Classification |  | Not Applicable
951-0057 |  | EXPIRED, SPA, Enphase Manufacturer Rebate for #321-0196, End Date 03/31/2016, Max Qty. 4000, SPAN­CQ1­16­D­100Ir9, 1 of 2, 120752 Clear Solar, Co, M215-60-2LL-S22-IG | -13.7 |  |  |  |  | 0 |  | Not Applicable as per Item Classification |  | Not Applicable
951-0058 |  | EXPIRED, SPA, Enphase Manufacturer Rebate for #321-0194, End Date 03/31/2016, Max Qty. 1000, SPAN­CQ1­16­D­100Ir9, 2 of 2, 120752 Clear Solar, Co, M250-60-2LL-S22 | -20.6 |  |  |  |  | 0 |  | Not Applicable as per Item Classification |  | Not Applicable
951-0059 |  | EXPIRED, SPA, Enphase Manufacturer Rebate for #321-0196, End Date 03/31/2016, Max Qty. 2000, SPAN-CQ1-16-D-100Cdy, 1 of 8, 30870 Icon Solar Power , M215-60-2LL-S22-IG | -19.5 |  |  |  |  | 0 |  | Not Applicable as per Item Classification |  | Not Applicable
951-0060 |  | EXPIRED, SPA, Enphase Manufacturer Rebate for #321-0194, End Date 03/31/2016, Max Qty. 500, SPAN-CQ1-16-D-100Cdy, 2 of 8, 30870 Icon Solar Power , M250-60-2LL-S22 | -23.5 |  |  |  |  | 0 |  | Not Applicable as per Item Classification |  | Not Applicable
951-0061 |  | EXPIRED, SPA, Enphase Manufacturer Rebate for #360-0219, End Date 03/31/2016, Max Qty. 240, SPAN-CQ1-16-D-100Cdy, 3 of 8, 30870 Icon Solar Power , ET10-208-BULK | -3.27 |  |  |  |  | 0 |  | Not Applicable as per Item Classification |  | Not Applicable
951-0062 |  | EXPIRED, SPA, Enphase Manufacturer Rebate for #360-0217, End Date 03/31/2016, Max Qty. 2640, SPAN-CQ1-16-D-100Cdy, 4 of 8, 30870 Icon Solar Power , ET10-240-BULK | -3.27 |  |  |  |  | 0 |  | Not Applicable as per Item Classification |  | Not Applicable
951-0063 |  | EXPIRED, SPA, Enphase Manufacturer Rebate for #360-0218, End Date 03/31/2016, Max Qty. 240, SPAN-CQ1-16-D-100Cdy, 5 of 8, 30870 Icon Solar Power , ET17-208-BULK | -5.91 |  |  |  |  | 0 |  | Not Applicable as per Item Classification |  | Not Applicable
951-0064 |  | EXPIRED, SPA, Enphase Manufacturer Rebate for #360-0216, End Date 03/31/2016, Max Qty. 240, SPAN-CQ1-16-D-100Cdy, 6 of 8, 30870 Icon Solar Power , ET17-240-BULK | -5.91 |  |  |  |  | 0 |  | Not Applicable as per Item Classification |  | Not Applicable
951-0065 |  | EXPIRED, SPA, Enphase Manufacturer Rebate for #570-1001, End Date 03/31/2016, Max Qty. 20, SPAN-CQ1-16-D-100Cdy, 7 of 8, 30870 Icon Solar Power , RGM-MTR-01 | -90 |  |  |  |  | 0 |  | Not Applicable as per Item Classification |  | Not Applicable
951-0066 |  | EXPIRED, SPA, Enphase Manufacturer Rebate for #360-0307, End Date 03/31/2016, Max Qty. 20, SPAN-CQ1-16-D-100Cdy, 8 of 8, 30870 Icon Solar Power , ENV-120 | -117.5 |  |  |  |  | 0 |  | Not Applicable as per Item Classification |  | Not Applicable
951-0067 |  | EXPIRED, SPA, Enphase Manufacturer Rebate for #360-0216, End Date 03/31/2016, Max Qty. 600, SPAN-CQ1-16-D-100prc, 1 of 6, 6929 Paradise Energy, ET17-240-BULK | -4.5 |  |  |  |  | 0 |  | Not Applicable as per Item Classification |  | Not Applicable
951-0068 |  | EXPIRED, SPA, Enphase Manufacturer Rebate for #360-0307, End Date 03/31/2016, Max Qty. 7, SPAN-CQ1-16-D-100prc, 2 of 6, 6929 Paradise Energy, ENV-120 M | -53.26 |  |  |  |  | 0 |  | Not Applicable as per Item Classification |  | Not Applicable
951-0069 |  | EXPIRED, SPA, Enphase Manufacturer Rebate for #321-0196, End Date 03/31/2016, Max Qty. 300, SPAN-CQ1-16-D-100prc, 3 of 6, 6929 Paradise Energy, 215-60-2LL-S22-IG | -20.7 |  |  |  |  | 0 |  | Not Applicable as per Item Classification |  | Not Applicable
951-0070 |  | EXPIRED, SPA, Enphase Manufacturer Rebate for #321-0194, End Date 03/31/2016, Max Qty. 700, SPAN-CQ1-16-D-100prc, 4 of 6, 6929 Paradise Energy, 250-60-2LL-S22 | -24.6 |  |  |  |  | 0 |  | Not Applicable as per Item Classification |  | Not Applicable
951-0071 |  | EXPIRED, SPA, Enphase Manufacturer Rebate for #321-0104, End Date 03/31/2016, Max Qty. 200, SPAN-CQ1-16-D-100prc, 5 of 6, 6929 Paradise Energy, C250-72-2LN-S2 | -12.3 |  |  |  |  | 0 |  | Not Applicable as per Item Classification |  | Not Applicable
951-0072 |  | EXPIRED, SPA, Enphase Manufacturer Rebate for #360-0217, End Date 03/31/2016, Max Qty. 800, SPAN-CQ1-16-D-100prc, 6 of 6, 6929 Paradise Energy, ET10-240-BULK | -3.9 |  |  |  |  | 0 |  | Not Applicable as per Item Classification |  | Not Applicable
951-0073 |  | EXPIRED, SPA, Enphase Manufacturer Rebate for #570-1106, End Date 03/31/2016, Max Qty. 100, SPAN-CQ1-16-D-100lf0, 1 of 1, 11682 CentroSolar America, Inc, ENV-S-AB-120-A | -186.99 |  |  |  |  | 0 |  | Not Applicable as per Item Classification |  | Not Applicable
951-0074 |  | EXPIRED, SPA, Enphase Manufacturer Rebate for #570-1106, End Date 03/31/2016, Max Qty. 10, SPAN-CQ1-16-D-100Rwq, 1 of 8, 80559 Robco Electric Inc, ENV-S-AB-120-A | -45 |  |  |  |  | 0 |  | Not Applicable as per Item Classification |  | Not Applicable
951-0075 |  | EXPIRED, SPA, Enphase Manufacturer Rebate for #570-1107, End Date 03/31/2016, Max Qty. 10, SPAN-CQ1-16-D-100Rwq, 2 of 8, 80559 Robco Electric Inc, ENV-S-AM1-120 | -100 |  |  |  |  | 0 |  | Not Applicable as per Item Classification |  | Not Applicable
951-0076 |  | EXPIRED, SPA, Enphase Manufacturer Rebate for #570-1108, End Date 03/31/2016, Max Qty. 10, SPAN-CQ1-16-D-100Rwq, 3 of 8, 80559 Robco Electric Inc, XAM1-120 | -60 |  |  |  |  | 0 |  | Not Applicable as per Item Classification |  | Not Applicable
951-0077 |  | EXPIRED, SPA, Enphase Manufacturer Rebate for #360-0307, End Date 03/31/2016, Max Qty. 20, SPAN-CQ1-16-D-100Rwq, 4 of 8, 80559 Robco Electric Inc, ENV-120-01 M | -50 |  |  |  |  | 0 |  | Not Applicable as per Item Classification |  | Not Applicable
951-0078 |  | EXPIRED, SPA, Enphase Manufacturer Rebate for #360-0217, End Date 03/31/2016, Max Qty. 1500, SPAN-CQ1-16-D-100Rwq, 5 of 8, 80559 Robco Electric Inc, ET10-240-BULK | -2.75 |  |  |  |  | 0 |  | Not Applicable as per Item Classification |  | Not Applicable
951-0079 |  | EXPIRED, SPA, Enphase Manufacturer Rebate for #360-0216, End Date 03/31/2016, Max Qty. 3600, SPAN-CQ1-16-D-100Rwq, 6 of 8, 80559 Robco Electric Inc, ET17-240-BULK | -5.25 |  |  |  |  | 0 |  | Not Applicable as per Item Classification |  | Not Applicable
951-0080 |  | EXPIRED, SPA, Enphase Manufacturer Rebate for #321-0196, End Date 03/31/2016, Max Qty. 1900, SPAN-CQ1-16-D-100Rwq, 7 of 8, 80559 Robco Electric Inc, M215-60-2LL-S22-IG | -20 |  |  |  |  | 0 |  | Not Applicable as per Item Classification |  | Not Applicable
951-0081 |  | EXPIRED, SPA, Enphase Manufacturer Rebate for #321-0194, End Date 03/31/2016, Max Qty. 1000, SPAN-CQ1-16-D-100Rwq, 8 of 8, 80559 Robco Electric Inc, M250-60-2LL-S22 | -13 |  |  |  |  | 0 |  | Not Applicable as per Item Classification |  | Not Applicable
951-0082 |  | EXPIRED, SPA, Enphase Manufacturer Rebate for #321-0196, End Date 03/31/2016, Max Qty. 3000, SPAN-CQ1-16-D-100FLU, 1 of 2, 4970 R & R Solar Supply, M215-60-2LL-S22-IG | -8.27 |  |  |  |  | 0 |  | Not Applicable as per Item Classification |  | Not Applicable
951-0083 |  | EXPIRED, SPA, Enphase Manufacturer Rebate for #321-0194, End Date 03/31/2016, Max Qty. 3000, SPAN-CQ1-16-D-100FLU, 2 of 2, 4970 R & R Solar Supply, M250-60-2LL-S22 | -13.91 |  |  |  |  | 0 |  | Not Applicable as per Item Classification |  | Not Applicable
951-0084 |  | EXPIRED. SPA, Enphase Manufacturer Rebate for #360-0307, End Date 09/18/2016, Max Qty. 1, SPAN-CQ1-16-D-100NBD, 1 of 3, 10454 Solar Solution LLC, ENV-120 | -118.26 |  |  |  |  | 0 |  | Not Applicable as per Item Classification |  | Not Applicable
951-0085 |  | EXPIRED. SPA, Enphase Manufacturer Rebate for #321-0196, End Date 09/18/2016, Max Qty. 211, SPAN-CQ1-16-D-100NBD, 2 of 3, 10455 Solar Solution LLC, M215-60-2LL-S22-IG-US | -25.82 |  |  |  |  | 0 |  | Not Applicable as per Item Classification |  | Not Applicable
951-0086 |  | EXPIRED. SPA, Enphase Manufacturer Rebate for #360-0219, End Date 09/18/2016, Max Qty. 240, SPAN-CQ1-16-D-100NBD, 3 of 3, 10456 Solar Solution LLC, ET10-208-BULK | -3.9 |  |  |  |  | 0 |  | Not Applicable as per Item Classification |  | Not Applicable
951-0087 |  | EXPIRED. SPA, Enphase Manufacturer Rebate for #360-0307, End Date 09/18/2016, Max Qty. 1, SPAN-CQ1-16-D-100OJx, 1 of 3, 10456 Solar Solution LLC, ENV-120 | -118.26 |  |  |  |  | 0 |  | Not Applicable as per Item Classification |  | Not Applicable
951-0088 |  | EXPIRED. SPA, Enphase Manufacturer Rebate for #321-0196, End Date 09/18/2016, Max Qty. 109, SPAN-CQ1-16-D-100OJx, 2 of 3, 10456 Solar Solution LLC, M215-60-2LL-S22-IG-US | -25.82 |  |  |  |  | 0 |  | Not Applicable as per Item Classification |  | Not Applicable
951-0089 |  | EXPIRED. SPA, Enphase Manufacturer Rebate for #360-0219, End Date 09/18/2016, Max Qty. 130, SPAN-CQ1-16-D-100OJx, 3 of 3, 10456 Solar Solution LLC, ET10-208-BULK | -3.9 |  |  |  |  | 0 |  | Not Applicable as per Item Classification |  | Not Applicable
951-0090 |  | EXPIRED. SPA, Enphase Manufacturer Rebate for #360-0307, End Date 09/18/2016, Max Qty. 1, SPAN-CQ1-16-D-100OI1, 1 of 3, 10456 Solar Solution LLC, ENV-120 | -118.26 |  |  |  |  | 0 |  | Not Applicable as per Item Classification |  | Not Applicable
951-0091 |  | EXPIRED. SPA, Enphase Manufacturer Rebate for #321-0196, End Date 09/18/2016, Max Qty. 109, SPAN-CQ1-16-D-100OI1, 2 of 3, 10456 Solar Solution LLC, M215-60-2LL-S22-IG-US | -25.82 |  |  |  |  | 0 |  | Not Applicable as per Item Classification |  | Not Applicable
951-0092 |  | EXPIRED. SPA, Enphase Manufacturer Rebate for #360-0219, End Date 09/18/2016, Max Qty. 120, SPAN-CQ1-16-D-100OI1, 3 of 3, 10456 Solar Solution LLC, ET10-208-BULK | -3.9 |  |  |  |  | 0 |  | Not Applicable as per Item Classification |  | Not Applicable
951-0093 |  | EXPIRED. SPA, Enphase Manufacturer Rebate for #360-0307, End Date 09/18/2016, Max Qty. 1, SPAN-CQ1-16-D-100OBA, 1 of 3, 10456 Solar Solution LLC, ENV-120 | -118.26 |  |  |  |  | 0 |  | Not Applicable as per Item Classification |  | Not Applicable
951-0094 |  | EXPIRED. SPA, Enphase Manufacturer Rebate for #321-0196, End Date 09/18/2016, Max Qty. 120, SPAN-CQ1-16-D-100OBA, 2 of 3, 10456 Solar Solution LLC, M215-60-2LL-S22-IG-US | -25.82 |  |  |  |  | 0 |  | Not Applicable as per Item Classification |  | Not Applicable
951-0095 |  | EXPIRED. SPA, Enphase Manufacturer Rebate for #360-0219, End Date 09/18/2016, Max Qty. 130, SPAN-CQ1-16-D-100OBA, 3 of 3, 10456 Solar Solution LLC, ET10-208-BULK | -3.9 |  |  |  |  | 0 |  | Not Applicable as per Item Classification |  | Not Applicable
951-0096 |  | EXPIRED. SPA, Enphase Manufacturer Rebate for #360-0307, End Date 09/18/2016, Max Qty. 1, SPAN-CQ1-16-D-100NcY, 1 of 3, 10456 Solar Solution LLC, ENV-120 | -118.26 |  |  |  |  | 0 |  | Not Applicable as per Item Classification |  | Not Applicable
951-0097 |  | EXPIRED. SPA, Enphase Manufacturer Rebate for #321-0196, End Date 09/18/2016, Max Qty. 116, SPAN-CQ1-16-D-100NcY, 2 of 3, 10456 Solar Solution LLC, M215-60-2LL-S22-IG-US | -25.82 |  |  |  |  | 0 |  | Not Applicable as per Item Classification |  | Not Applicable
951-0098 |  | EXPIRED. SPA, Enphase Manufacturer Rebate for #360-0219, End Date 09/18/2016, Max Qty. 130, SPAN-CQ1-16-D-100NcY, 3 of 3, 10456 Solar Solution LLC, ET10-208-BULK | -3.9 |  |  |  |  | 0 |  | Not Applicable as per Item Classification |  | Not Applicable
951-0099 |  | EXPIRED. SPA, Enphase Manufacturer Rebate for #360-0307, End Date 09/18/2016, Max Qty. 1, SPAN-CQ1-16-D-100QEL, 1 of 3, 10456 Solar Solution LLC, ENV-120 | -118.26 |  |  |  |  | 0 |  | Not Applicable as per Item Classification |  | Not Applicable
951-0100 |  | EXPIRED. SPA, Enphase Manufacturer Rebate for #321-0196, End Date 09/18/2016, Max Qty. 205, SPAN-CQ1-16-D-100QEL, 2 of 3, 10456 Solar Solution LLC, M215-60-2LL-S22-IG-US | -25.82 |  |  |  |  | 0 |  | Not Applicable as per Item Classification |  | Not Applicable
951-0101 |  | EXPIRED. SPA, Enphase Manufacturer Rebate for #360-0219, End Date 09/18/2016, Max Qty. 220, SPAN-CQ1-16-D-100QEL, 3 of 3, 10456 Solar Solution LLC, ET10-208-BULK | -3.9 |  |  |  |  | 0 |  | Not Applicable as per Item Classification |  | Not Applicable
951-0102 |  | Replaced by Service-for-Sale item #953-0000, SPA, Enphase Manufacturer Rebate for #321-0196, End Date 12/31/2016, Eligible Sunnova Partner Pricing or ESPP, 1 of 7, M215-60-2LL-S22-IG | -5 |  |  |  |  | 0 |  | Not Applicable as per Item Classification |  | Not Applicable
951-0103 |  | Replaced by Service-for-Sale item #953-0001, SPA, Enphase Manufacturer Rebate for #321-0194, End Date 12/31/2016, Eligible Sunnova Partner Pricing or ESPP, 2 of 7, M250-60-2LL-S22 | -5 |  |  |  |  | 0 |  | Not Applicable as per Item Classification |  | Not Applicable
951-0104 |  | Replaced by Service-for-Sale item #953-0002, SPA, Enphase Manufacturer Rebate for #360-0217, End Date 12/31/2016, Eligible Sunnova Partner Pricing or ESPP, 3 of 7, ET10-240-BULK | -5 |  |  |  |  | 0 |  | Not Applicable as per Item Classification |  | Not Applicable
951-0105 |  | Replaced by Service-for-Sale item #953-0003, SPA, Enphase Manufacturer Rebate for #360-0216, End Date 12/31/2016, Eligible Sunnova Partner Pricing or ESPP, 4 of 7, ET17-240-BULK | -5 |  |  |  |  | 0 |  | Not Applicable as per Item Classification |  | Not Applicable
951-0106 |  | Replaced by Service-for-Sale item #953-0004, SPA, Enphase Manufacturer Rebate for #570-1107, End Date 12/31/2016, Eligible Sunnova Partner Pricing or ESPP, 5 of 7, ENV-S-AM1-120 | -5 |  |  |  |  | 0 |  | Not Applicable as per Item Classification |  | Not Applicable
951-0107 |  | Replaced by Service-for-Sale item #953-0005, SPA, Enphase Manufacturer Rebate for #570-1108, End Date 12/31/2016, Eligible Sunnova Partner Pricing or ESPP, 6 of 7, XAM1-120 M ADD 570-1110 | -5 |  |  |  |  | 0 |  | Not Applicable as per Item Classification |  | Not Applicable
951-0108 |  | Replaced by Service-for-Sale item #953-0005, SPA, Enphase Manufacturer Rebate for #570-1110, End Date 12/31/2016, Eligible Sunnova Partner Pricing or ESPP, 7 of 7, CELLMODEM-01 | -5 |  |  |  |  | 0 |  | Not Applicable as per Item Classification |  | Not Applicable
951-0109 |  | Replaced by Service-for-Sale item #953-0007, SPA, Enphase Manufacturer Rebate for #321-0196, End Date 12/31/2016, Sunnova Channel Partners or SCP, 1 of 7, M215-60-2LL-S22-IG | -5 |  |  |  |  | 0 |  | Not Applicable as per Item Classification |  | Not Applicable
951-0110 |  | Replaced by Service-for-Sale item #953-0008, SPA, Enphase Manufacturer Rebate for #321-0194, End Date 12/31/2016, Sunnova Channel Partners or SCP, 2 of 7, M250-60-2LL-S22 | -5 |  |  |  |  | 0 |  | Not Applicable as per Item Classification |  | Not Applicable
951-0111 |  | Replaced by Service-for-Sale item #953-0009, SPA, Enphase Manufacturer Rebate for #360-0217, End Date 12/31/2016, Sunnova Channel Partners or SCP, 3 of 7, ET10-240-BULK | -5 |  |  |  |  | 0 |  | Not Applicable as per Item Classification |  | Not Applicable
951-0112 |  | Replaced by Service-for-Sale item #953-0010, SPA, Enphase Manufacturer Rebate for #360-0216, End Date 12/31/2016, Sunnova Channel Partners or SCP, 4 of 7, ET17-240-BULK | -5 |  |  |  |  | 0 |  | Not Applicable as per Item Classification |  | Not Applicable
951-0113 |  | Replaced by Service-for-Sale item #953-0011, SPA, Enphase Manufacturer Rebate for #570-1107, End Date 12/31/2016, Sunnova Channel Partners or SCP, 5 of 7, ENV-S-AM1-120 | -5 |  |  |  |  | 0 |  | Not Applicable as per Item Classification |  | Not Applicable
951-0114 |  | Replaced by Service-for-Sale item #953-0012, SPA, Enphase Manufacturer Rebate for #570-1108, End Date 12/31/2016, Sunnova Channel Partners or SCP, 6 of 7, (Add Item #570-111), 0XAM1-120 M | -5 |  |  |  |  | 0 |  | Not Applicable as per Item Classification |  | Not Applicable
951-0115 |  | Replaced by Service-for-Sale item #953-0013, SPA, Enphase Manufacturer Rebate for #570-1110, End Date 12/31/2016, Sunnova Channel Partners or SCP, 7 of 7, CELLMODEM-01 | -5 |  |  |  |  | 0 |  | Not Applicable as per Item Classification |  | Not Applicable
952-0001 |  | EXPIRED, NM SPA, Enphase Manufacturer Rebate for #321-0196, 1 of 7, M215-60-2LL-S22-IG | -5 |  |  |  |  | 0 |  | Not Applicable as per Item Classification |  | Not Applicable
952-0002 |  | EXPIRED, NM SPA, Enphase Manufacturer Rebate for #321-0194, 2 of 7, M250-60-2LL-S22 | -5 |  |  |  |  | 0 |  | Not Applicable as per Item Classification |  | Not Applicable
952-0003 |  | EXPIRED, NM SPA, Enphase Manufacturer Rebate for #360-0217, 3 of 7, ET10-240-BULK | -5 |  |  |  |  | 0 |  | Not Applicable as per Item Classification |  | Not Applicable
952-0004 |  | EXPIRED, NM SPA, Enphase Manufacturer Rebate for #360-0216, 4 of 7, ET17-240-BULK | -5 |  |  |  |  | 0 |  | Not Applicable as per Item Classification |  | Not Applicable
952-0005 |  | EXPIRED, NM SPA, Enphase Manufacturer Rebate for #360-0307, 5 of 7, ENV-120 M | -5 |  |  |  |  | 0 |  | Not Applicable as per Item Classification |  | Not Applicable
952-0006 |  | EXPIRED, NM SPA, Enphase Manufacturer Rebate for #570-1001, 6 of 7, RGM-MTR-01 | -5 |  |  |  |  | 0 |  | Not Applicable as per Item Classification |  | Not Applicable
952-0007 |  | EXPIRED, NM SPA, Solarworld Manufacturer Rebate for #110-0995, 7 of 7, SW260 Poly Pro WOB | -5 |  |  |  |  | 0 |  | Not Applicable as per Item Classification |  | Not Applicable
953--0662 | 953--0662 | SPA, Enphase Manufacturer Rebate for # 321-0212, End Date 06/30/2017, Max Qty. 1000, SPADJ3FIAB, 82181 Alder Energy Systems | -20.68 |  | No | Other | Soligent De-listing | 0 |  | Not Applicable as per Item Classification |  | Not Applicable
953--5274 | 953--5274 | SPA, IRONRIDGE Manufacturer Rebate for # 210-0999, End Date 02/22/2021, Max Qty. 160, IR off set due to product constraint, 88596 American Array Solar | -4.93 |  | No | Other | Shippable | 0 |  | Not Applicable as per Item Classification |  | Not Applicable
953-0000 | 953-0000 | SPA, Enphase Manufacturer Rebate for #321-0196, End Date 12/31/2016, Eligible Sunnova Partner Pricing or ESPP, 1 of 7, M215-60-2LL-S22-IG | 0 |  | No | Other | Shippable | 0 |  | Not Applicable as per Item Classification |  | Not Applicable
953-0001 | 953-0001 | SPA, Enphase Manufacturer Rebate for #321-0194, End Date 12/31/2016, Eligible Sunnova Partner Pricing or ESPP, 2 of 7, M250-60-2LL-S22 | 0 |  | No | Other | Shippable | 0 |  | Not Applicable as per Item Classification |  | Not Applicable
953-0002 | 953-0002 | SPA, Enphase Manufacturer Rebate for #360-0217, End Date 12/31/2016, Eligible Sunnova Partner Pricing or ESPP, 3 of 7, ET10-240-BULK | 0 |  | No | Other | Shippable | 0 |  | Not Applicable as per Item Classification |  | Not Applicable
953-0003 | 953-0003 | SPA, Enphase Manufacturer Rebate for #360-0216, End Date 12/31/2016, Eligible Sunnova Partner Pricing or ESPP, 4 of 7, ET17-240-BULK | 0 |  | No | Other | Shippable | 0 |  | Not Applicable as per Item Classification |  | Not Applicable
953-0004 | 953-0004 | SPA, Enphase Manufacturer Rebate for #570-1107, End Date 12/31/2016, Eligible Sunnova Partner Pricing or ESPP, 5 of 7, ENV-S-AM1-120 | 0 |  | No | Other | Shippable | 0 |  | Not Applicable as per Item Classification |  | Not Applicable
953-0005 | 953-0005 | SPA, Enphase Manufacturer Rebate for #570-1108, End Date 12/31/2016, Eligible Sunnova Partner Pricing or ESPP, 6 of 7, (Add Item #570-111), XAM1-120 M | 0 |  | No | Other | Shippable | 0 |  | Not Applicable as per Item Classification |  | Not Applicable
953-0006 | 953-0006 | SPA, Enphase Manufacturer Rebate for #570-1110, End Date 12/31/2016, Eligible Sunnova Partner Pricing or ESPP, 7 of 7, CELLMODEM-01 | 0 |  | No | Other | Shippable | 0 |  | Not Applicable as per Item Classification |  | Not Applicable
953-0007 | 953-0007 | SPA, Enphase Manufacturer Rebate for #321-0196, End Date 12/31/2016, Sunnova Channel Partners or SCP, 1 of 7, M215-60-2LL-S22-IG | 0 |  | No | Other | Shippable | 0 |  | Not Applicable as per Item Classification |  | Not Applicable
953-0008 | 953-0008 | SPA, Enphase Manufacturer Rebate for #321-0194, End Date 12/31/2016, Sunnova Channel Partners or SCP, 2 of 7, M250-60-2LL-S22 | 0 |  | No | Other | Shippable | 0 |  | Not Applicable as per Item Classification |  | Not Applicable
953-0009 | 953-0009 | SPA, Enphase Manufacturer Rebate for #360-0217, End Date 12/31/2016, Sunnova Channel Partners or SCP, 3 of 7, ET10-240-BULK | 0 |  | No | Other | Shippable | 0 |  | Not Applicable as per Item Classification |  | Not Applicable
953-0010 | 953-0010 | SPA, Enphase Manufacturer Rebate for #360-0216, End Date 12/31/2016, Sunnova Channel Partners or SCP, 4 of 7, ET17-240-BULK | 0 |  | No | Other | Shippable | 0 |  | Not Applicable as per Item Classification |  | Not Applicable
953-0011 | 953-0011 | SPA, Enphase Manufacturer Rebate for #570-1107, End Date 12/31/2016, Sunnova Channel Partners or SCP, 5 of 7, ENV-S-AM1-120 | 0 |  | No | Other | Shippable | 0 |  | Not Applicable as per Item Classification |  | Not Applicable
953-0012 | 953-0012 | SPA, Enphase Manufacturer Rebate for #570-1108, End Date 12/31/2016, Sunnova Channel Partners or SCP, 6 of 7, (Add Item #570-111), 0XAM1-120 M | 0 |  | No | Other | Shippable | 0 |  | Not Applicable as per Item Classification |  | Not Applicable
953-0013 | 953-0013 | SPA, Enphase Manufacturer Rebate for #570-1110, End Date 12/31/2016, Sunnova Channel Partners or SCP, 7 of 7, CELLMODEM-01 | 0 |  | No | Other | Shippable | 0 |  | Not Applicable as per Item Classification |  | Not Applicable
953-0014 | 953-0014 | EXPIRED, SPA, Enphase Manufacturer Rebate for #360-0307, End Date 06/30/2016, Max Qty. 10, SPAN-CQ2-16-D-100N2L, 1 of 8, 10454 Solar Solution LLC - (DC), ENV-120 | -236.52 |  | No | Other | Vendor De-listing | 0 |  | Not Applicable as per Item Classification |  | Not Applicable
953-0015 | 953-0015 | EXPIRED, SPA, Enphase Manufacturer Rebate for #360-0216, End Date 06/30/2016, Max Qty. 240, SPAN-CQ2-16-D-100N2L, 2 of 8, 10454 Solar Solution LLC - (DC), ET17-240-BULK | -12.5 |  | No | Other | Vendor De-listing | 0 |  | Not Applicable as per Item Classification |  | Not Applicable
953-0016 | 953-0016 | EXPIRED, SPA, Enphase Manufacturer Rebate for #321-0196, End Date 06/30/2016, Max Qty. 1100, SPAN-CQ2-16-D-100N2L, 3 of 8, 10454 Solar Solution LLC - (DC), M215-60-2LL-S22-IG | 0 |  | No | Other | Vendor De-listing | 0 |  | Not Applicable as per Item Classification |  | Not Applicable
953-0017 | 953-0017 | EXPIRED, SPA, Enphase Manufacturer Rebate for #321-0194, End Date 06/30/2016, Max Qty. 100, SPAN-CQ2-16-D-100N2L, 4 of 8, 10454 Solar Solution LLC - (DC), M250-60-2LL-S22 | -50.96 |  | No | Other | Vendor De-listing | 0 |  | Not Applicable as per Item Classification |  | Not Applicable
953-0018 | 953-0018 | EXPIRED, SPA, Enphase Manufacturer Rebate for #570-1108, End Date 06/30/2016, Max Qty. 10, SPAN-CQ2-16-D-100N2L, 5 of 8, 10454 Solar Solution LLC - (DC), XAM1-120 | -171.98 |  | No | Other | Vendor De-listing | 0 |  | Not Applicable as per Item Classification |  | Not Applicable
953-0019 | 953-0019 | EXPIRED, SPA, Enphase Manufacturer Rebate for #570-1106, End Date 06/30/2016, Max Qty. 10, SPAN-CQ2-16-D-100N2L, 6 of 8, 10454 Solar Solution LLC - (DC), ENV-S-AB-120-A | -133.98 |  | No | Other | Vendor De-listing | 0 |  | Not Applicable as per Item Classification |  | Not Applicable
953-0020 | 953-0020 | EXPIRED, SPA, Enphase Manufacturer Rebate for #360-0217, End Date 06/30/2016, Max Qty. 1200, SPAN-CQ2-16-D-100N2L, 7 of 8, 10454 Solar Solution LLC - (DC), ET10-240-BULK | -7.8 |  | No | Other | Vendor De-listing | 0 |  | Not Applicable as per Item Classification |  | Not Applicable
953-0021 | 953-0021 | EXPIRED, SPA, Enphase Manufacturer Rebate for #570-1107, End Date 06/30/2016, Max Qty. 10, SPAN-CQ2-16-D-100N2L, 8 of 8, 10454 Solar Solution LLC - (DC), ENV-S-AM1-120 | -149.98 |  | No | Other | Vendor De-listing | 0 |  | Not Applicable as per Item Classification |  | Not Applicable
953-0022 | 953-0022 | EXPIRED, SPA, Enphase Manufacturer Rebate for #360-0217, End Date 06/30/2016, Max Qty. 600, SPAN-CQ2-16-D-100FR2, 1 of 4, 88629 American Design and Build, ET10-240-BULK | -3.8 |  | No | Other | Vendor De-listing | 0 |  | Not Applicable as per Item Classification |  | Not Applicable
953-0023 | 953-0023 | EXPIRED, SPA, Enphase Manufacturer Rebate for #321-0196, End Date 06/30/2016, Max Qty. 300, SPAN-CQ2-16-D-100FR2, 2 of 4, 88629 American Design and Build, M215-60-2LL-S22-IG | 0 |  | No | Other | Vendor De-listing | 0 |  | Not Applicable as per Item Classification |  | Not Applicable
953-0024 | 953-0024 | EXPIRED, SPA, Enphase Manufacturer Rebate for #360-0219, End Date 06/30/2016, Max Qty. 1800, SPAN-CQ2-16-D-100FR2, 3 of 4, 88629 American Design and Build, ET10-208-BULK | -3.8 |  | No | Other | Vendor De-listing | 0 |  | Not Applicable as per Item Classification |  | Not Applicable
953-0025 | 953-0025 | EXPIRED, SPA, Enphase Manufacturer Rebate for #321-0194, End Date 06/30/2016, Max Qty. 1800, SPAN-CQ2-16-D-100FR2, 4 of 4, 88629 American Design and Build, M250-60-2LL-S22 | -36.94 |  | No | Other | Vendor De-listing | 0 |  | Not Applicable as per Item Classification |  | Not Applicable
953-0026 | 953-0026 | EXPIRED, SPA, Enphase Manufacturer Rebate for #360-0216, End Date 06/30/2016, Max Qty. 200, SPAN-CQ2-16-D-100FmZ, 1 of 6, 6929 PARADISE ENERGY SOLUTIONS, ET17-240-BULK | 0 |  | No | Other | Vendor De-listing | 0 |  | Not Applicable as per Item Classification |  | Not Applicable
953-0027 | 953-0027 | EXPIRED, SPA, Enphase Manufacturer Rebate for #360-0307, End Date 06/30/2016, Max Qty. 7, SPAN-CQ2-16-D-100FmZ, 2 of 6, 6929 PARADISE ENERGY SOLUTIONS, ENV-120 | 0 |  | No | Other | Vendor De-listing | 0 |  | Not Applicable as per Item Classification |  | Not Applicable
953-0028 | 953-0028 | EXPIRED, SPA, Enphase Manufacturer Rebate for #321-0196, End Date 06/30/2016, Max Qty. 300, SPAN-CQ2-16-D-100FmZ, 3 of 6, 6929 PARADISE ENERGY SOLUTIONS, M215-60-2LL-S22-IG | 0 |  | No | Other | Vendor De-listing | 0 |  | Not Applicable as per Item Classification |  | Not Applicable
953-0029 | 953-0029 | EXPIRED, SPA, Enphase Manufacturer Rebate for #321-0194, End Date 06/30/2016, Max Qty. 700, SPAN-CQ2-16-D-100FmZ, 4 of 6, 6929 PARADISE ENERGY SOLUTIONS, M250-60-2LL-S22 | 0 |  | No | Other | Vendor De-listing | 0 |  | Not Applicable as per Item Classification |  | Not Applicable
953-0030 | 953-0030 | EXPIRED, SPA, Enphase Manufacturer Rebate for #321-0104, End Date 06/30/2016, Max Qty. 200, SPAN-CQ2-16-D-100FmZ, 5 of 6, 6929 PARADISE ENERGY SOLUTIONS, C250-72-2LN-S2 | 0 |  | No | Other | Vendor De-listing | 0 |  | Not Applicable as per Item Classification |  | Not Applicable
953-0031 | 953-0031 | EXPIRED, SPA, Enphase Manufacturer Rebate for #360-0217, End Date 06/30/2016, Max Qty. 800, SPAN-CQ2-16-D-100FmZ, 6 of 6, 6929 PARADISE ENERGY SOLUTIONS, ET10-240-BULK | 0 |  | No | Other | Vendor De-listing | 0 |  | Not Applicable as per Item Classification |  | Not Applicable
953-0032 | 953-0032 | EXPIRED, SPA, Enphase Manufacturer Rebate for #360-0217, End Date 06/30/2016, Max Qty. 2400, SPAN-CQ2-16-D-100Hur, 1 of 6, 3206 SOLAR LIBERTY ENERGY SYSTEMS, INC., ET10-240-BULK | 0 |  | No | Other | Vendor De-listing | 0 |  | Not Applicable as per Item Classification |  | Not Applicable
953-0033 | 953-0033 | EXPIRED, SPA, Enphase Manufacturer Rebate for #360-0216, End Date 06/30/2016, Max Qty. 300, SPAN-CQ2-16-D-100Hur, 2 of 6, 3206 SOLAR LIBERTY ENERGY SYSTEMS, INC., ET17-240-BULK | 0 |  | No | Other | Vendor De-listing | 0 |  | Not Applicable as per Item Classification |  | Not Applicable
953-0034 | 953-0034 | EXPIRED, SPA, Enphase Manufacturer Rebate for #570-1110, End Date 06/30/2016, Max Qty. 100, SPAN-CQ2-16-D-100Hur, 3 of 6, 3206 SOLAR LIBERTY ENERGY SYSTEMS, INC., CELLMODEM-01 | 0 |  | No | Other | Vendor De-listing | 0 |  | Not Applicable as per Item Classification |  | Not Applicable
953-0035 | 953-0035 | EXPIRED, SPA, Enphase Manufacturer Rebate for #570-1109, End Date 06/30/2016, Max Qty. 200, SPAN-CQ2-16-D-100Hur, 4 of 6, 3206 SOLAR LIBERTY ENERGY SYSTEMS, INC., CT-200-SPLIT | 0 |  | No | Other | Vendor De-listing | 0 |  | Not Applicable as per Item Classification |  | Not Applicable
953-0036 | 953-0036 | EXPIRED, SPA, Enphase Manufacturer Rebate for #570-1108, End Date 06/30/2016, Max Qty. 100, SPAN-CQ2-16-D-100Hur, 5 of 6, 3206 SOLAR LIBERTY ENERGY SYSTEMS, INC., XAM1-120 | 0 |  | No | Other | Vendor De-listing | 0 |  | Not Applicable as per Item Classification |  | Not Applicable
953-0037 | 953-0037 | EXPIRED, SPA, Enphase Manufacturer Rebate for #321-0206, End Date 06/30/2016, Max Qty. 2000, SPAN-CQ2-16-D-100Hur, 6 of 6, 3206 SOLAR LIBERTY ENERGY SYSTEMS, INC., S230-60-LL-2-US | 0 |  | No | Other | Vendor De-listing | 0 |  | Not Applicable as per Item Classification |  | Not Applicable
953-0038 | 953-0038 | EXPIRED, SPA, Enphase Manufacturer Rebate for #321-0196, End Date 06/30/2016, Max Qty. 2000, SPAN-CQ2-16-D-100NL3, 1 of 8, 30870 Icon Solar Power, M215-60-2LL-S22-IG | -23 |  | No | Other | Vendor De-listing | 0 |  | Not Applicable as per Item Classification |  | Not Applicable
953-0039 | 953-0039 | EXPIRED, SPA, Enphase Manufacturer Rebate for #321-0194, End Date 06/30/2016, Max Qty. 500, SPAN-CQ2-16-D-100NL3, 2 of 8, 30870 Icon Solar Power, M250-60-2LL-S22 | -27 |  | No | Other | Vendor De-listing | 0 |  | Not Applicable as per Item Classification |  | Not Applicable
953-0040 | 953-0040 | EXPIRED, SPA, Enphase Manufacturer Rebate for #360-0219, End Date 06/30/2016, Max Qty. 240, SPAN-CQ2-16-D-100NL3, 3 of 8, 30870 Icon Solar Power, ET10-208-BULK | -6.54 |  | No | Other | Vendor De-listing | 0 |  | Not Applicable as per Item Classification |  | Not Applicable
953-0041 | 953-0041 | EXPIRED, SPA, Enphase Manufacturer Rebate for #360-0217, End Date 06/30/2016, Max Qty. 2640, SPAN-CQ2-16-D-100NL3, 4 of 8, 30870 Icon Solar Power, ET10-240-BULK | -6.54 |  | No | Other | Vendor De-listing | 0 |  | Not Applicable as per Item Classification |  | Not Applicable
953-0042 | 953-0042 | EXPIRED, SPA, Enphase Manufacturer Rebate for #360-0218, End Date 06/30/2016, Max Qty. 240, SPAN-CQ2-16-D-100NL3, 5 of 8, 30870 Icon Solar Power, ET17-208-BULK | -11.82 |  | No | Other | Vendor De-listing | 0 |  | Not Applicable as per Item Classification |  | Not Applicable
953-0043 | 953-0043 | EXPIRED, SPA, Enphase Manufacturer Rebate for #360-0216, End Date 06/30/2016, Max Qty. 240, SPAN-CQ2-16-D-100NL3, 6 of 8, 30870 Icon Solar Power, ET17-240-BULK | -11.82 |  | No | Other | Vendor De-listing | 0 |  | Not Applicable as per Item Classification |  | Not Applicable
953-0044 | 953-0044 | EXPIRED, SPA, Enphase Manufacturer Rebate for #570-1001, End Date 06/30/2016, Max Qty. 20, SPAN-CQ2-16-D-100NL3, 7 of 8, 30870 Icon Solar Power, RGM-MTR-01 | -180 |  | No | Other | Vendor De-listing | 0 |  | Not Applicable as per Item Classification |  | Not Applicable
953-0045 | 953-0045 | EXPIRED, SPA, Enphase Manufacturer Rebate for #360-0307, End Date 06/30/2016, Max Qty. 20, SPAN-CQ2-16-D-100NL3, 8 of 8, 30870 Icon Solar Power, ENV-120 M | -235 |  | No | Other | Vendor De-listing | 0 |  | Not Applicable as per Item Classification |  | Not Applicable
953-0046 | 953-0046 | EXPIRED, SPA, Enphase Manufacturer Rebate for #360-0216, End Date 06/30/2016, Max Qty. 150, SPAN-CQ2-16-D-100MJh, 1 of 6, 80559 ROBCO ELECTRIC INC, ET17-240-BULK | -10.5 |  | No | Other | Vendor De-listing | 0 |  | Not Applicable as per Item Classification |  | Not Applicable
953-0047 | 953-0047 | EXPIRED, SPA, Enphase Manufacturer Rebate for #321-0196, End Date 06/30/2016, Max Qty. 500, SPAN-CQ2-16-D-100MJh, 2 of 6, 80559 ROBCO ELECTRIC INC, M215-60-2LL-S22-IG | -24 |  | No | Other | Vendor De-listing | 0 |  | Not Applicable as per Item Classification |  | Not Applicable
953-0048 | 953-0048 | EXPIRED, SPA, Enphase Manufacturer Rebate for #321-0194, End Date 06/30/2016, Max Qty. 300, SPAN-CQ2-16-D-100MJh, 3 of 6, 80559 ROBCO ELECTRIC INC, M250-60-2LL-S22 | -6 |  | No | Other | Vendor De-listing | 0 |  | Not Applicable as per Item Classification |  | Not Applicable
953-0049 | 953-0049 | EXPIRED, SPA, Enphase Manufacturer Rebate for #570-1107, End Date 06/30/2016, Max Qty. 10, SPAN-CQ2-16-D-100MJh, 4 of 6, 80559 ROBCO ELECTRIC INC, ENV-S-AM1-120 M | -200 |  | No | Other | Vendor De-listing | 0 |  | Not Applicable as per Item Classification |  | Not Applicable
953-0050 | 953-0050 | EXPIRED, SPA, Enphase Manufacturer Rebate for #570-1108, End Date 06/30/2016, Max Qty. 20, SPAN-CQ2-16-D-100MJh, 5 of 6, 80559 ROBCO ELECTRIC INC, XAM1-120 M | -120 |  | No | Other | Vendor De-listing | 0 |  | Not Applicable as per Item Classification |  | Not Applicable
953-0051 | 953-0051 | EXPIRED, SPA, Enphase Manufacturer Rebate for #360-0217, End Date 06/30/2016, Max Qty. 800, SPAN-CQ2-16-D-100MJh, 6 of 6, 80559 ROBCO ELECTRIC INC, ET10-240-BULK | -5.5 |  | No | Other | Vendor De-listing | 0 |  | Not Applicable as per Item Classification |  | Not Applicable
953-0052 | 953-0052 | EXPIRED, SPA, Enphase Manufacturer Rebate for #360-0219, End Date 06/30/2016, Max Qty. 4800, SPAN-CQ2-16-D-100l95, 1 of 9, 10454 Solar Solution LLC, ET10-208-BULK | -7.8 |  | No | Other | Vendor De-listing | 0 |  | Not Applicable as per Item Classification |  | Not Applicable
953-0053 | 953-0053 | EXPIRED, SPA, Enphase Manufacturer Rebate for #360-0216, End Date 06/30/2016, Max Qty. 240, SPAN-CQ2-16-D-100l95, 2 of 9, 10454 Solar Solution LLC, ET17-240-BULK | -12 |  | No | Other | Vendor De-listing | 0 |  | Not Applicable as per Item Classification |  | Not Applicable
953-0054 | 953-0054 | EXPIRED, SPA, Enphase Manufacturer Rebate for #321-0196, End Date 06/30/2016, Max Qty. 4400, SPAN-CQ2-16-D-100l95, 3 of 9, 10454 Solar Solution LLC, M215-60-2LL-S22-IG | -37.76 |  | No | Other | Vendor De-listing | 0 |  | Not Applicable as per Item Classification |  | Not Applicable
953-0055 | 953-0055 | EXPIRED, SPA, Enphase Manufacturer Rebate for #360-0307, End Date 06/30/2016, Max Qty. 400, SPAN-CQ2-16-D-100l95, 4 of 9, 10454 Solar Solution LLC, ENV-120 M | -236.52 |  | No | Other | Vendor De-listing | 0 |  | Not Applicable as per Item Classification |  | Not Applicable
953-0056 | 953-0056 | EXPIRED, SPA, Enphase Manufacturer Rebate for #321-0194, End Date 06/30/2016, Max Qty. 1000, SPAN-CQ2-16-D-100l95, 5 of 9, 10454 Solar Solution LLC, M250-60-2LL-S22 | -50.94 |  | No | Other | Vendor De-listing | 0 |  | Not Applicable as per Item Classification |  | Not Applicable
953-0057 | 953-0057 | EXPIRED, SPA, Enphase Manufacturer Rebate for #570-1108, End Date 06/30/2016, Max Qty. 150, SPAN-CQ2-16-D-100l95, 6 of 9, 10454 Solar Solution LLC, XAM1-120 M | -171.98 |  | No | Other | Vendor De-listing | 0 |  | Not Applicable as per Item Classification |  | Not Applicable
953-0058 | 953-0058 | EXPIRED, SPA, Enphase Manufacturer Rebate for #570-1106, End Date 06/30/2016, Max Qty. 100, SPAN-CQ2-16-D-100l95, 7 of 9, 10454 Solar Solution LLC, ENV-S-AB-120-A M | -133.98 |  | No | Other | Vendor De-listing | 0 |  | Not Applicable as per Item Classification |  | Not Applicable
953-0059 | 953-0059 | EXPIRED, SPA, Enphase Manufacturer Rebate for #360-0217, End Date 06/30/2016, Max Qty. 4800, SPAN-CQ2-16-D-100l95, 8 of 9, 10454 Solar Solution LLC, ET10-240-BULK | -7.8 |  | No | Other | Vendor De-listing | 0 |  | Not Applicable as per Item Classification |  | Not Applicable
953-0060 | 953-0060 | EXPIRED, SPA, Enphase Manufacturer Rebate for #570-1107, End Date 06/30/2016, Max Qty. 100, SPAN-CQ2-16-D-100l95, 9 of 9, 10454 Solar Solution LLC, ENV-S-AM1-120 M | -149.98 |  | No | Other | Vendor De-listing | 0 |  | Not Applicable as per Item Classification |  | Not Applicable
953-0061 | 953-0061 | EXPIRED, SPA, Enphase Manufacturer Rebate for #570-1106, End Date 06/30/2016, Max Qty. 100, SPAN-CQ2-16-D-100uBW , 1 of 1, 11682 CentroSolar America, Inc, ENV-S-AB-120-A M | -358.42 |  | No | Other | Vendor De-listing | 0 |  | Not Applicable as per Item Classification |  | Not Applicable
953-0062 | 953-0062 | EXPIRED, SPA, Enphase Manufacturer Rebate for #321-0196, End Date 06/30/2016, Max Qty. 3000, SPAN-CQ2-16-D-100Q7c , 1 of 8, 11682 CentroSolar America, Inc, M215-60-2LL-S22-IG | -51.2 |  | No | Other | Vendor De-listing | 0 |  | Not Applicable as per Item Classification |  | Not Applicable
953-0063 | 953-0063 | EXPIRED, SPA, Enphase Manufacturer Rebate for #321-0194, End Date 06/30/2016, Max Qty. 7000, SPAN-CQ2-16-D-100Q7c , 2 of 8, 11682 CentroSolar America, Inc, M250-60-2LL-S22 | -69.16 |  | No | Other | Vendor De-listing | 0 |  | Not Applicable as per Item Classification |  | Not Applicable
953-0064 | 953-0064 | EXPIRED, SPA, Enphase Manufacturer Rebate for #360-0219, End Date 06/30/2016, Max Qty. 240, SPAN-CQ2-16-D-100Q7c , 3 of 8, 11682 CentroSolar America, Inc, ET10-208-BULK | -15.2 |  | No | Other | Vendor De-listing | 0 |  | Not Applicable as per Item Classification |  | Not Applicable
953-0065 | 953-0065 | EXPIRED, SPA, Enphase Manufacturer Rebate for #360-0217, End Date 06/30/2016, Max Qty. 5520, SPAN-CQ2-16-D-100Q7c , 4 of 8, 11682 CentroSolar America, Inc, ET10-240-BULK | -15.2 |  | No | Other | Vendor De-listing | 0 |  | Not Applicable as per Item Classification |  | Not Applicable
953-0066 | 953-0066 | EXPIRED, SPA, Enphase Manufacturer Rebate for #360-0218, End Date 06/30/2016, Max Qty. 240, SPAN-CQ2-16-D-100Q7c , 5 of 8, 11682 CentroSolar America, Inc, ET17-208-BULK | -22 |  | No | Other | Vendor De-listing | 0 |  | Not Applicable as per Item Classification |  | Not Applicable
953-0067 | 953-0067 | EXPIRED, SPA, Enphase Manufacturer Rebate for #360-0216, End Date 06/30/2016, Max Qty. 240, SPAN-CQ2-16-D-100Q7c , 6 of 8, 11682 CentroSolar America, Inc, ET17-240-BULK | -22 |  | No | Other | Vendor De-listing | 0 |  | Not Applicable as per Item Classification |  | Not Applicable
953-0068 | 953-0068 | EXPIRED, SPA, Enphase Manufacturer Rebate for #570-1001, End Date 06/30/2016, Max Qty. 20, SPAN-CQ2-16-D-100Q7c , 7 of 8, 11682 CentroSolar America, Inc, RGM-MTR-01 | -205.52 |  | No | Other | Vendor De-listing | 0 |  | Not Applicable as per Item Classification |  | Not Applicable
953-0069 | 953-0069 | EXPIRED, SPA, Enphase Manufacturer Rebate for #360-0307, End Date 06/30/2016, Max Qty. 20, SPAN-CQ2-16-D-100Q7c , 8 of 8, 11682 CentroSolar America, Inc, ENV-120 M | -330.96 |  | No | Other | Vendor De-listing | 0 |  | Not Applicable as per Item Classification |  | Not Applicable
953-0070 | 953-0070 | SPA, SolarEdge Manufacturer Rebate for #310-0467, End Date 12/31/2016, SolarEdge-Zing SPA, 1 of 10, 80237 Zing Solar, LLC, SE3000A-US-U | -542.72 |  | No | Other | Vendor De-listing | 0 |  | Not Applicable as per Item Classification |  | Not Applicable
953-0071 | 953-0071 | SPA, SolarEdge Manufacturer Rebate for #310-0468, End Date 12/31/2016, SolarEdge-Zing SPA, 2 of 10, 80237 Zing Solar, LLC, SE3800A-US-U | -551.62 |  | No | Other | Vendor De-listing | 0 |  | Not Applicable as per Item Classification |  | Not Applicable
953-0072 | 953-0072 | SPA, SolarEdge Manufacturer Rebate for #310-0469, End Date 12/31/2016, SolarEdge-Zing SPA, 3 of 10, 80237 Zing Solar, LLC, SE5000A-US-U | -586.28 |  | No | Other | Vendor De-listing | 0 |  | Not Applicable as per Item Classification |  | Not Applicable
953-0073 | 953-0073 | SPA, SolarEdge Manufacturer Rebate for #310-0470, End Date 12/31/2016, SolarEdge-Zing SPA, 4 of 10, 80237 Zing Solar, LLC, SE6000A-US-U | -613.16 |  | No | Other | Vendor De-listing | 0 |  | Not Applicable as per Item Classification |  | Not Applicable
953-0074 | 953-0074 | SPA, SolarEdge Manufacturer Rebate for #310-0493, End Date 12/31/2016, SolarEdge-Zing SPA, 5 of 10, 80237 Zing Solar, LLC, SE7600A-US002NNU2 | -664.14 |  | No | Other | Vendor De-listing | 0 |  | Not Applicable as per Item Classification |  | Not Applicable
953-0075 | 953-0075 | SPA, SolarEdge Manufacturer Rebate for #310-0494, End Date 12/31/2016, SolarEdge-Zing SPA, 6 of 10, 80237 Zing Solar, LLC, SE10000A-US-U | -448 |  | No | Other | Vendor De-listing | 0 |  | Not Applicable as per Item Classification |  | Not Applicable
953-0076 | 953-0076 | SPA, SolarEdge Manufacturer Rebate for #310-0495, End Date 12/31/2016, SolarEdge-Zing SPA, 7 of 10, 80237 Zing Solar, LLC, SE11400A-US-U | -412.68 |  | No | Other | Vendor De-listing | 0 |  | Not Applicable as per Item Classification |  | Not Applicable
953-0077 | 953-0077 | SPA, SolarEdge Manufacturer Rebate for #565-0197, End Date 12/31/2016, SolarEdge-Zing SPA, 8 of 10, 80237 Zing Solar, LLC, P300-5NA4ARS | -30.06 |  | No | Other | Vendor De-listing | 0 |  | Not Applicable as per Item Classification |  | Not Applicable
953-0078 | 953-0078 | SPA, SolarEdge Manufacturer Rebate for #565-0205, End Date 12/31/2016, SolarEdge-Zing SPA, 9 of 10, 80237 Zing Solar, LLC, P320-5NC4ARS | -28.46 |  | No | Other | Vendor De-listing | 0 |  | Not Applicable as per Item Classification |  | Not Applicable
953-0079 | 953-0079 | SPA, SolarEdge Manufacturer Rebate for #565-0206, End Date 12/31/2016, SolarEdge-Zing SPA, 10 of 10, 80237 Zing Solar, LLC, P400-5NC4ARM | -28.32 |  | No | Other | Vendor De-listing | 0 |  | Not Applicable as per Item Classification |  | Not Applicable
953-0080 | 953-0080 | EXPIRED, SPA, Enphase Manufacturer Rebate for #321-0194, End Date 06/30/2016, Max Qty. 300, SPAN-CQ2-16-D-1002O9, 1 of 2, 8426 High Definition Solar, M250-60-2LL-S22 | -15.44 |  | No | Other | Vendor De-listing | 0 |  | Not Applicable as per Item Classification |  | Not Applicable
953-0081 | 953-0081 | EXPIRED, SPA, Enphase Manufacturer Rebate for #321-0196, End Date 06/30/2016, Max Qty. 100, SPAN-CQ2-16-D-1002O9, 2 of 2, 8426 High Definition Solar, M215-60-2LL-S22-IG | -9.76 |  | No | Other | Vendor De-listing | 0 |  | Not Applicable as per Item Classification |  | Not Applicable
953-0082 | 953-0082 | EXPIRED, SPA, Enphase Manufacturer Rebate for #570-1097, End Date 09/30/2016, Max Qty. 5, SPAN-CQ3-16-D-100XmG, 1 of 12, 6929 PARADISE ENERGY SOLUTIONS, ENV-C250 M | -200 |  | No | Other | Vendor De-listing | 0 |  | Not Applicable as per Item Classification |  | Not Applicable
953-0083 | 953-0083 | EXPIRED, SPA, Enphase Manufacturer Rebate for #570-1106, End Date 09/30/2016, Max Qty. 10, SPAN-CQ3-16-D-100XmG, 2 of 12, 6930 PARADISE ENERGY SOLUTIONS, ENV-S-AB-120-A M | -150 |  | No | Other | Vendor De-listing | 0 |  | Not Applicable as per Item Classification |  | Not Applicable
953-0084 | 953-0084 | EXPIRED, SPA, Enphase Manufacturer Rebate for #570-1107, End Date 09/30/2016, Max Qty. 20, SPAN-CQ3-16-D-100XmG, 3 of 12, 6931 PARADISE ENERGY SOLUTIONS, ENV-S-AM1-120 M | -190 |  | No | Other | Vendor De-listing | 0 |  | Not Applicable as per Item Classification |  | Not Applicable
953-0085 | 953-0085 | EXPIRED, SPA, Enphase Manufacturer Rebate for #570-1108, End Date 09/30/2016, Max Qty. 10, SPAN-CQ3-16-D-100XmG, 4 of 12, 6932 PARADISE ENERGY SOLUTIONS, XAM1-120 M | -150 |  | No | Other | Vendor De-listing | 0 |  | Not Applicable as per Item Classification |  | Not Applicable
953-0086 | 953-0086 | EXPIRED, SPA, Enphase Manufacturer Rebate for #360-0219, End Date 09/30/2016, Max Qty. 480, SPAN-CQ3-16-D-100XmG, 5 of 12, 6933 PARADISE ENERGY SOLUTIONS, ET10-208-BULK | -11 |  | No | Other | Vendor De-listing | 0 |  | Not Applicable as per Item Classification |  | Not Applicable
953-0087 | 953-0087 | EXPIRED, SPA, Enphase Manufacturer Rebate for #360-0218, End Date 09/30/2016, Max Qty. 120, SPAN-CQ3-16-D-100XmG, 6 of 12, 6934 PARADISE ENERGY SOLUTIONS, ET17-208-BULK | -16 |  | No | Other | Vendor De-listing | 0 |  | Not Applicable as per Item Classification |  | Not Applicable
953-0088 | 953-0088 | EXPIRED, SPA, Enphase Manufacturer Rebate for #360-0216, End Date 09/30/2016, Max Qty. 200, SPAN-CQ3-16-D-100XmG, 7 of 12, 6935 PARADISE ENERGY SOLUTIONS, ET17-240-BULK | -16 |  | No | Other | Vendor De-listing | 0 |  | Not Applicable as per Item Classification |  | Not Applicable
953-0089 | 953-0089 | EXPIRED, SPA, Enphase Manufacturer Rebate for #360-0307, End Date 09/30/2016, Max Qty. 7, SPAN-CQ3-16-D-100XmG, 8 of 12, 6936 PARADISE ENERGY SOLUTIONS, ENV-120 M | -180 |  | No | Other | Vendor De-listing | 0 |  | Not Applicable as per Item Classification |  | Not Applicable
953-0090 | 953-0090 | EXPIRED, SPA, Enphase Manufacturer Rebate for #321-0196, End Date 09/30/2016, Max Qty. 300, SPAN-CQ3-16-D-100XmG, 9 of 12, 6937 PARADISE ENERGY SOLUTIONS, M215-60-2LL-S22-IG | -36 |  | No | Other | Vendor De-listing | 0 |  | Not Applicable as per Item Classification |  | Not Applicable
953-0091 | 953-0091 | EXPIRED, SPA, Enphase Manufacturer Rebate for #321-0194, End Date 09/30/2016, Max Qty. 900, SPAN-CQ3-16-D-100XmG, 10 of 12, 6938 PARADISE ENERGY SOLUTIONS, M250-60-2LL-S22 | -46 |  | No | Other | Vendor De-listing | 0 |  | Not Applicable as per Item Classification |  | Not Applicable
953-0092 | 953-0092 | EXPIRED, SPA, Enphase Manufacturer Rebate for #321-0104, End Date 09/30/2016, Max Qty. 200, SPAN-CQ3-16-D-100XmG, 11 of 12, 6939 PARADISE ENERGY SOLUTIONS, C250-72-2LN-S2 | -28 |  | No | Other | Vendor De-listing | 0 |  | Not Applicable as per Item Classification |  | Not Applicable
953-0093 | 953-0093 | EXPIRED, SPA, Enphase Manufacturer Rebate for #360-0217, End Date 09/30/2016, Max Qty. 800, SPAN-CQ3-16-D-100XmG, 12 of 12, 6940 PARADISE ENERGY SOLUTIONS, ET10-240-BULK | -11 |  | No | Other | Vendor De-listing | 0 |  | Not Applicable as per Item Classification |  | Not Applicable
953-0094 | 953-0094 | EXPIRED, SPA, Enphase Manufacturer Rebate for #360-0307, End Date 09/30/2016, Max Qty. 10, SPAN-CQ3-16-D-100yvc, 1 of 8, 10454 Solar Solution LLC - (DC), ENV-120 M | -236.52 |  | No | Other | Vendor De-listing | 0 |  | Not Applicable as per Item Classification |  | Not Applicable
953-0095 | 953-0095 | EXPIRED, SPA, Enphase Manufacturer Rebate for #360-0216, End Date 09/30/2016, Max Qty. 240, SPAN-CQ3-16-D-100yvc, 2 of 8, 10454 Solar Solution LLC - (DC), ET17-240-BULK(1) | -12 |  | No | Other | Vendor De-listing | 0 |  | Not Applicable as per Item Classification |  | Not Applicable
953-0096 | 953-0096 | EXPIRED, SPA, Enphase Manufacturer Rebate for #321-0196, End Date 09/30/2016, Max Qty. 2400, SPAN-CQ3-16-D-100yvc, 3 of 8, 10454 Solar Solution LLC - (DC), M215-60-2LL-S22-IG | -37.76 |  | No | Other | Vendor De-listing | 0 |  | Not Applicable as per Item Classification |  | Not Applicable
953-0097 | 953-0097 | EXPIRED, SPA, Enphase Manufacturer Rebate for #321-0194, End Date 09/30/2016, Max Qty. 500, SPAN-CQ3-16-D-100yvc, 4 of 8, 10454 Solar Solution LLC - (DC), M250-60-2LL-S22 | -50.94 |  | No | Other | Vendor De-listing | 0 |  | Not Applicable as per Item Classification |  | Not Applicable
953-0098 | 953-0098 | EXPIRED, SPA, Enphase Manufacturer Rebate for #570-1108, End Date 09/30/2016, Max Qty. 20, SPAN-CQ3-16-D-100yvc, 5 of 8, 10454 Solar Solution LLC - (DC), XAM1-120 M | -171.98 |  | No | Other | Vendor De-listing | 0 |  | Not Applicable as per Item Classification |  | Not Applicable
953-0099 | 953-0099 | EXPIRED, SPA, Enphase Manufacturer Rebate for #570-1106, End Date 09/30/2016, Max Qty. 10, SPAN-CQ3-16-D-100yvc, 6 of 8, 10454 Solar Solution LLC - (DC), ENV-S-AB-120-A M | -133.98 |  | No | Other | Vendor De-listing | 0 |  | Not Applicable as per Item Classification |  | Not Applicable
953-0100 | 953-0100 | EXPIRED, SPA, Enphase Manufacturer Rebate for #360-0217, End Date 09/30/2016, Max Qty. 2880, SPAN-CQ3-16-D-100yvc, 7 of 8, 10454 Solar Solution LLC - (DC), ET10-240-BULK(1) | -7.8 |  | No | Other | Vendor De-listing | 0 |  | Not Applicable as per Item Classification |  | Not Applicable
953-0101 | 953-0101 | EXPIRED, SPA, Enphase Manufacturer Rebate for #570-1107, End Date 09/30/2016, Max Qty. 10, SPAN-CQ3-16-D-100yvc, 8 of 8, 10454 Solar Solution LLC - (DC), ENV-S-AM1-120 M | -149.98 |  | No | Other | Vendor De-listing | 0 |  | Not Applicable as per Item Classification |  | Not Applicable
953-0102 | 953-0102 | EXPIRED, SPA, Enphase Manufacturer Rebate for #360-0307, End Date 09/30/2016, Max Qty. 20, SPAN-CQ3-16-D-100AyT, 1 of 10, 88629 American Design and Build, ENV-120 M | -100 |  | No | Other | Vendor De-listing | 0 |  | Not Applicable as per Item Classification |  | Not Applicable
953-0103 | 953-0103 | EXPIRED, SPA, Enphase Manufacturer Rebate for #570-1106, End Date 09/30/2016, Max Qty. 10, SPAN-CQ3-16-D-100AyT, 2 of 10, 88629 American Design and Build, ENV-S-AB-120-A M | -50 |  | No | Other | Vendor De-listing | 0 |  | Not Applicable as per Item Classification |  | Not Applicable
953-0104 | 953-0104 | EXPIRED, SPA, Enphase Manufacturer Rebate for #570-1107, End Date 09/30/2016, Max Qty. 10, SPAN-CQ3-16-D-100AyT, 3 of 10, 88629 American Design and Build, ENV-S-AM1-120 M | -150 |  | No | Other | Vendor De-listing | 0 |  | Not Applicable as per Item Classification |  | Not Applicable
953-0105 | 953-0105 | EXPIRED, SPA, Enphase Manufacturer Rebate for #570-1108, End Date 09/30/2016, Max Qty. 90, SPAN-CQ3-16-D-100AyT, 4 of 10, 88629 American Design and Build, XAM1-120 M | -150 |  | No | Other | Vendor De-listing | 0 |  | Not Applicable as per Item Classification |  | Not Applicable
953-0106 | 953-0106 | EXPIRED, SPA, Enphase Manufacturer Rebate for #360-0218, End Date 09/30/2016, Max Qty. 240, SPAN-CQ3-16-D-100AyT, 5 of 10, 88629 American Design and Build, ET17-208-BULK(1) | -12 |  | No | Other | Vendor De-listing | 0 |  | Not Applicable as per Item Classification |  | Not Applicable
953-0107 | 953-0107 | EXPIRED, SPA, Enphase Manufacturer Rebate for #360-0216, End Date 09/30/2016, Max Qty. 240, SPAN-CQ3-16-D-100AyT, 6 of 10, 88629 American Design and Build, ET17-240-BULK(1) | -12 |  | No | Other | Vendor De-listing | 0 |  | Not Applicable as per Item Classification |  | Not Applicable
953-0108 | 953-0108 | EXPIRED, SPA, Enphase Manufacturer Rebate for #360-0217, End Date 09/30/2016, Max Qty. 3600, SPAN-CQ3-16-D-100AyT, 7 of 10, 88629 American Design and Build, ET10-240-BULK(1) | -11 |  | No | Other | Vendor De-listing | 0 |  | Not Applicable as per Item Classification |  | Not Applicable
953-0109 | 953-0109 | EXPIRED, SPA, Enphase Manufacturer Rebate for #321-0196, End Date 09/30/2016, Max Qty. 1200, SPAN-CQ3-16-D-100AyT, 8 of 10, 88629 American Design and Build, M215-60-2LL-S22-IG | -34 |  | No | Other | Vendor De-listing | 0 |  | Not Applicable as per Item Classification |  | Not Applicable
953-0110 | 953-0110 | EXPIRED, SPA, Enphase Manufacturer Rebate for #360-0219, End Date 09/30/2016, Max Qty. 2000, SPAN-CQ3-16-D-100AyT, 9 of 10, 88629 American Design and Build, ET10-208-BULK(1) | -11 |  | No | Other | Vendor De-listing | 0 |  | Not Applicable as per Item Classification |  | Not Applicable
953-0111 | 953-0111 | EXPIRED, SPA, Enphase Manufacturer Rebate for #321-0194, End Date 09/30/2016, Max Qty. 3000, SPAN-CQ3-16-D-100AyT, 10 of 10, 88629 American Design and Build, M250-60-2LL-S22 | -46 |  | No | Other | Vendor De-listing | 0 |  | Not Applicable as per Item Classification |  | Not Applicable
953-0112 | 953-0112 | EXPIRED, SPA, Enphase Manufacturer Rebate for #321-0194, End Date 09/30/2016, Max Qty. 800, SPAN-CQ3-16-D-100d17, 1 of 3, 8426 High Definition Solar, M250-60-2LL-S22 | -18.94 |  | No | Other | Vendor De-listing | 0 |  | Not Applicable as per Item Classification |  | Not Applicable
953-0113 | 953-0113 | EXPIRED, SPA, Enphase Manufacturer Rebate for #321-0196, End Date 09/30/2016, Max Qty. 800, SPAN-CQ3-16-D-100d17, 2 of 3, 8426 High Definition Solar, M215-60-2LL-S22-IG | -9.86 |  | No | Other | Vendor De-listing | 0 |  | Not Applicable as per Item Classification |  | Not Applicable
953-0114 | 953-0114 | EXPIRED, SPA, Enphase Manufacturer Rebate for #360-0307, End Date 09/30/2016, Max Qty. 200, SPAN-CQ3-16-D-100d17, 3 of 3, 8426 High Definition Solar, ENV-120 M | -80 |  | No | Other | Vendor De-listing | 0 |  | Not Applicable as per Item Classification |  | Not Applicable
953-0115 | 953-0115 | EXPIRED, SPA, Enphase Manufacturer Rebate for #360-0216, End Date 09/30/2016, Max Qty. 150, SPAN-CQ3-16-D-100920, 1 of 7, 80559 ROBCO ELECTRIC INC, ET17-240-BULK(1) | -17 |  | No | Other | Vendor De-listing | 0 |  | Not Applicable as per Item Classification |  | Not Applicable
953-0116 | 953-0116 | EXPIRED, SPA, Enphase Manufacturer Rebate for #321-0196, End Date 09/30/2016, Max Qty. 200, SPAN-CQ3-16-D-100920, 2 of 7, 80559 ROBCO ELECTRIC INC, M215-60-2LL-S22-IG | -36.76 |  | No | Other | Vendor De-listing | 0 |  | Not Applicable as per Item Classification |  | Not Applicable
953-0117 | 953-0117 | EXPIRED, SPA, Enphase Manufacturer Rebate for #321-0194, End Date 09/30/2016, Max Qty. 200, SPAN-CQ3-16-D-100920, 3 of 7, 80559 ROBCO ELECTRIC INC, M250-60-2LL-S22 | -25.94 |  | No | Other | Vendor De-listing | 0 |  | Not Applicable as per Item Classification |  | Not Applicable
953-0118 | 953-0118 | EXPIRED, SPA, Enphase Manufacturer Rebate for #570-1107, End Date 09/30/2016, Max Qty. 10, SPAN-CQ3-16-D-100920, 4 of 7, 80559 ROBCO ELECTRIC INC, ENV-S-AM1-120 M | -259.98 |  | No | Other | Vendor De-listing | 0 |  | Not Applicable as per Item Classification |  | Not Applicable
953-0119 | 953-0119 | EXPIRED, SPA, Enphase Manufacturer Rebate for #570-1108, End Date 09/30/2016, Max Qty. 20, SPAN-CQ3-16-D-100920, 5 of 7, 80559 ROBCO ELECTRIC INC, XAM1-120 M | -191.98 |  | No | Other | Vendor De-listing | 0 |  | Not Applicable as per Item Classification |  | Not Applicable
953-0120 | 953-0120 | EXPIRED, SPA, Enphase Manufacturer Rebate for #360-0217, End Date 09/30/2016, Max Qty. 800, SPAN-CQ3-16-D-100920, 6 of 7, 80559 ROBCO ELECTRIC INC, ET10-240-BULK(1) | -9.8 |  | No | Other | Vendor De-listing | 0 |  | Not Applicable as per Item Classification |  | Not Applicable
953-0121 | 953-0121 | EXPIRED, SPA, Enphase Manufacturer Rebate for #321-0205, End Date 09/30/2016, Max Qty. 800, SPAN-CQ3-16-D-100920, 7 of 7, 80559 ROBCO ELECTRIC INC, S280-60-LL-2-US | -21.36 |  | No | Other | Vendor De-listing | 0 |  | Not Applicable as per Item Classification |  | Not Applicable
953-0122 | 953-0122 | SPA, Enphase Manufacturer Rebate for #360-0217, End Date 01/15/2017, Max Qty. 518, SPAD3XGIAZ, 1 of 2, 2498 GRAPE SOLAR, INC, ET10-240-BULK(1) | -8.8 |  | No | Other | Soligent De-listing | 0 |  | Not Applicable as per Item Classification |  | Not Applicable
953-0123 | 953-0123 | SPA, Enphase Manufacturer Rebate for #570-1106, End Date 01/15/2017, Max Qty. 20, SPAD3XGIAZ, 2 of 2, 2498 GRAPE SOLAR, INC, ENV-S-AB-120-A M | -107.98 |  | No | Other | Soligent De-listing | 0 |  | Not Applicable as per Item Classification |  | Not Applicable
953-0124 | 953-0124 | EXPIREDSPA, Enphase Manufacturer Rebate for #360-0307, End Date 09/30/2016, Max Qty. 40, SPADZRIIAV, 3 of 4, 31367 DC Solar Electric Inc, ENV-120 M | -31.14 |  | No | Other | Vendor De-listing | 0 |  | Not Applicable as per Item Classification |  | Not Applicable
953-0125 | 953-0125 | EXPIREDSPA, Enphase Manufacturer Rebate for #321-0196, End Date 09/30/2016, Max Qty. 100, SPADZRIIAV, 4 of 4, 31367 DC Solar Electric Inc, M215-60-2LL-S22-IG | -16.86 |  | No | Other | Vendor De-listing | 0 |  | Not Applicable as per Item Classification |  | Not Applicable
953-0126 | 953-0126 | EXPIREDSPA, Enphase Manufacturer Rebate for #321-0196, End Date 09/30/2016, Max Qty. 2000, SPAD1PTIAJ, 1 of 8, 30870 Icon Solar Power, M215-60-2LL-S22-IG | -119.72 |  | No | Other | Vendor De-listing | 0 |  | Not Applicable as per Item Classification |  | Not Applicable
953-0127 | 953-0127 | EXPIREDSPA, Enphase Manufacturer Rebate for #321-0194, End Date 09/30/2016, Max Qty. 500, SPAD1PTIAJ, 2 of 8, 30870 Icon Solar Power, M250-60-2LL-S22 | -21.16 |  | No | Other | Vendor De-listing | 0 |  | Not Applicable as per Item Classification |  | Not Applicable
953-0128 | 953-0128 | EXPIREDSPA, Enphase Manufacturer Rebate for #360-0219, End Date 09/30/2016, Max Qty. 240, SPAD1PTIAJ, 3 of 8, 30870 Icon Solar Power, ET10-208-BULK(1) | -23 |  | No | Other | Vendor De-listing | 0 |  | Not Applicable as per Item Classification |  | Not Applicable
953-0129 | 953-0129 | EXPIREDSPA, Enphase Manufacturer Rebate for #360-0217, End Date 09/30/2016, Max Qty. 2640, SPAD1PTIAJ, 4 of 8, 30870 Icon Solar Power, ET10-240-BULK(1) | -27 |  | No | Other | Vendor De-listing | 0 |  | Not Applicable as per Item Classification |  | Not Applicable
953-0130 | 953-0130 | EXPIREDSPA, Enphase Manufacturer Rebate for #360-0218, End Date 09/30/2016, Max Qty. 240, SPAD1PTIAJ, 5 of 8, 30870 Icon Solar Power, ET17-208-BULK(1) | -6.54 |  | No | Other | Vendor De-listing | 0 |  | Not Applicable as per Item Classification |  | Not Applicable
953-0131 | 953-0131 | EXPIREDSPA, Enphase Manufacturer Rebate for #360-0216, End Date 09/30/2016, Max Qty. 240, SPAD1PTIAJ, 6 of 8, 30870 Icon Solar Power, ET17-240-BULK(1) | -6.54 |  | No | Other | Vendor De-listing | 0 |  | Not Applicable as per Item Classification |  | Not Applicable
953-0132 | 953-0132 | EXPIREDSPA, Enphase Manufacturer Rebate for #570-1001, End Date 09/30/2016, Max Qty. 20, SPAD1PTIAJ, 7 of 8, 30870 Icon Solar Power, RGM-MTR-01 | -11.82 |  | No | Other | Vendor De-listing | 0 |  | Not Applicable as per Item Classification |  | Not Applicable
953-0133 | 953-0133 | EXPIREDSPA, Enphase Manufacturer Rebate for #360-0307, End Date 09/30/2016, Max Qty. 20, SPAD1PTIAJ, 8 of 8, 30870 Icon Solar Power, ENV-120 M | -11.82 |  | No | Other | Vendor De-listing | 0 |  | Not Applicable as per Item Classification |  | Not Applicable
953-0134 | 953-0134 | EXPIREDSPA, Enphase Manufacturer Rebate for #360-0217, End Date 09/30/2016, Max Qty. 5520, SPADGJLIAJ, 1 of 10, 11682 CentroSolar America, Inc, ET10-240-BULK(1) | -180 |  | No | Other | Vendor De-listing | 0 |  | Not Applicable as per Item Classification |  | Not Applicable
953-0135 | 953-0135 | EXPIREDSPA, Enphase Manufacturer Rebate for #360-0218, End Date 09/30/2016, Max Qty. 240, SPADGJLIAJ, 2 of 10, 11682 CentroSolar America, Inc, ET17-208-BULK(1) | -235 |  | No | Other | Vendor De-listing | 0 |  | Not Applicable as per Item Classification |  | Not Applicable
953-0136 | 953-0136 | EXPIREDSPA, Enphase Manufacturer Rebate for #360-0216, End Date 09/30/2016, Max Qty. 240, SPADGJLIAJ, 3 of 10, 11682 CentroSolar America, Inc, ET17-240-BULK(1) | -15.4 |  | No | Other | Vendor De-listing | 0 |  | Not Applicable as per Item Classification |  | Not Applicable
953-0137 | 953-0137 | EXPIREDSPA, Enphase Manufacturer Rebate for #570-1001, End Date 09/30/2016, Max Qty. 20, SPADGJLIAJ, 4 of 10, 11682 CentroSolar America, Inc, RGM-MTR-01 | -22.44 |  | No | Other | Vendor De-listing | 0 |  | Not Applicable as per Item Classification |  | Not Applicable
953-0138 | 953-0138 | EXPIREDSPA, Enphase Manufacturer Rebate for #360-0307, End Date 09/30/2016, Max Qty. 20, SPADGJLIAJ, 5 of 10, 11682 CentroSolar America, Inc, ENV-120 M | -22.44 |  | No | Other | Vendor De-listing | 0 |  | Not Applicable as per Item Classification |  | Not Applicable
953-0139 | 953-0139 | EXPIREDSPA, Enphase Manufacturer Rebate for #321-0205, End Date 09/30/2016, Max Qty. 500, SPADGJLIAJ, 6 of 10, 11682 CentroSolar America, Inc, S280-60-LL-2-US | -207.54 |  | No | Other | Vendor De-listing | 0 |  | Not Applicable as per Item Classification |  | Not Applicable
953-0140 | 953-0140 | EXPIREDSPA, Enphase Manufacturer Rebate for #570-1106, End Date 09/30/2016, Max Qty. 80, SPADGJLIAJ, 7 of 10, 11682 CentroSolar America, Inc, ENV-S-AB-120-A M | -330.96 |  | No | Other | Vendor De-listing | 0 |  | Not Applicable as per Item Classification |  | Not Applicable
953-0141 | 953-0141 | EXPIREDSPA, Enphase Manufacturer Rebate for #321-0196, End Date 09/30/2016, Max Qty. 2500, SPADGJLIAJ, 8 of 10, 11682 CentroSolar America, Inc, M215-60-2LL-S22-IG | -53.58 |  | No | Other | Vendor De-listing | 0 |  | Not Applicable as per Item Classification |  | Not Applicable
953-0142 | 953-0142 | EXPIREDSPA, Enphase Manufacturer Rebate for #321-0194, End Date 09/30/2016, Max Qty. 500, SPADGJLIAJ, 9 of 10, 11682 CentroSolar America, Inc, M250-60-2LL-S22 | -358.42 |  | No | Other | Vendor De-listing | 0 |  | Not Applicable as per Item Classification |  | Not Applicable
953-0143 | 953-0143 | EXPIREDSPA, Enphase Manufacturer Rebate for #360-0219, End Date 09/30/2016, Max Qty. 240, SPADGJLIAJ, 10 of 10, 11682 CentroSolar America, Inc, ET10-208-BULK(1) | -51.2 |  | No | Other | Vendor De-listing | 0 |  | Not Applicable as per Item Classification |  | Not Applicable
953-0144 | 953-0144 | EXPIREDSPA, Enphase Manufacturer Rebate for #321-0196, End Date 09/30/2016, Max Qty. 1306, SPADE4SIAR, 1 of 8, 4970 R & R Solar Supply, M215-60-2LL-S22-IG | -69.16 |  | No | Other | Vendor De-listing | 0 |  | Not Applicable as per Item Classification |  | Not Applicable
953-0145 | 953-0145 | EXPIREDSPA, Enphase Manufacturer Rebate for #321-0194, End Date 09/30/2016, Max Qty. 1679, SPADE4SIAR, 2 of 8, 4970 R & R Solar Supply, M250-60-2LL-S22 | -15.4 |  | No | Other | Vendor De-listing | 0 |  | Not Applicable as per Item Classification |  | Not Applicable
953-0146 | 953-0146 | EXPIREDSPA, Enphase Manufacturer Rebate for #321-0205, End Date 09/30/2016, Max Qty. 450, SPADE4SIAR, 3 of 8, 4970 R & R Solar Supply, S280-60-LL-2-US | -27.76 |  | No | Other | Vendor De-listing | 0 |  | Not Applicable as per Item Classification |  | Not Applicable
953-0147 | 953-0147 | EXPIREDSPA, Enphase Manufacturer Rebate for #360-0307, End Date 09/30/2016, Max Qty. 100, SPADE4SIAR, 4 of 8, 4970 R & R Solar Supply, ENV-120 M | -29.62 |  | No | Other | Vendor De-listing | 0 |  | Not Applicable as per Item Classification |  | Not Applicable
953-0148 | 953-0148 | EXPIREDSPA, Enphase Manufacturer Rebate for #570-1106, End Date 09/30/2016, Max Qty. 100, SPADE4SIAR, 5 of 8, 4970 R & R Solar Supply, ENV-S-AB-120-A M | -15.28 |  | No | Other | Vendor De-listing | 0 |  | Not Applicable as per Item Classification |  | Not Applicable
953-0149 | 953-0149 | EXPIREDSPA, Enphase Manufacturer Rebate for #570-1107, End Date 09/30/2016, Max Qty. 5, SPADE4SIAR, 6 of 8, 4970 R & R Solar Supply, ENV-S-AM1-120 M | -29.54 |  | No | Other | Vendor De-listing | 0 |  | Not Applicable as per Item Classification |  | Not Applicable
953-0150 | 953-0150 | EXPIREDSPA, Enphase Manufacturer Rebate for #570-1108, End Date 09/30/2016, Max Qty. 65, SPADE4SIAR, 7 of 8, 4970 R & R Solar Supply, XAM1-120 M | -57 |  | No | Other | Vendor De-listing | 0 |  | Not Applicable as per Item Classification |  | Not Applicable
953-0151 | 953-0151 | EXPIREDSPA, Enphase Manufacturer Rebate for #321-0206, End Date 09/30/2016, Max Qty. 1764, SPADFKCIAR, 8 of 8, 4970 R & R Solar Supply, S230-60-LL-2-US | -70.8 |  | No | Other | Vendor De-listing | 0 |  | Not Applicable as per Item Classification |  | Not Applicable
953-0152 | 953-0152 | EXPIREDSPA, Enphase Manufacturer Rebate for #321-0205, End Date 09/30/2016, Max Qty. 300, SPADZIYIAB, 1 of 8, 80633 Solar Roof Dynamics LLC, S280-60-LL-2-US | -110.2 |  | No | Other | Vendor De-listing | 0 |  | Not Applicable as per Item Classification |  | Not Applicable
953-0153 | 953-0153 | EXPIREDSPA, Enphase Manufacturer Rebate for #321-0196, End Date 09/30/2016, Max Qty. 400, SPADZIYIAB, 2 of 8, 80633 Solar Roof Dynamics LLC, M215-60-2LL-S22-IG | -25.38 |  | No | Other | Vendor De-listing | 0 |  | Not Applicable as per Item Classification |  | Not Applicable
953-0154 | 953-0154 | EXPIREDSPA, Enphase Manufacturer Rebate for #570-1106, End Date 09/30/2016, Max Qty. 30, SPADZIYIAB, 3 of 8, 80633 Solar Roof Dynamics LLC, ENV-S-AB-120-A M | -29.36 |  | No | Other | Vendor De-listing | 0 |  | Not Applicable as per Item Classification |  | Not Applicable
953-0155 | 953-0155 | EXPIREDSPA, Enphase Manufacturer Rebate for #360-0217, End Date 09/30/2016, Max Qty. 500, SPADZIYIAB, 4 of 8, 80633 Solar Roof Dynamics LLC, ET10-240-BULK(1) | -38.56 |  | No | Other | Vendor De-listing | 0 |  | Not Applicable as per Item Classification |  | Not Applicable
953-0156 | 953-0156 | EXPIREDSPA, Enphase Manufacturer Rebate for #360-0307, End Date 09/30/2016, Max Qty. 50, SPADZIYIAB, 5 of 8, 80633 Solar Roof Dynamics LLC, ENV-120 M | -59.98 |  | No | Other | Vendor De-listing | 0 |  | Not Applicable as per Item Classification |  | Not Applicable
953-0157 | 953-0157 | EXPIREDSPA, Enphase Manufacturer Rebate for #360-0216, End Date 09/30/2016, Max Qty. 500, SPADZIYIAB, 6 of 8, 80633 Solar Roof Dynamics LLC, ET17-240-BULK(1) | -7.4 |  | No | Other | Vendor De-listing | 0 |  | Not Applicable as per Item Classification |  | Not Applicable
953-0158 | 953-0158 | EXPIREDSPA, Enphase Manufacturer Rebate for #570-1108, End Date 09/30/2016, Max Qty. 30, SPADZIYIAB, 7 of 8, 80633 Solar Roof Dynamics LLC, XAM1-120 M | -302.52 |  | No | Other | Vendor De-listing | 0 |  | Not Applicable as per Item Classification |  | Not Applicable
953-0159 | 953-0159 | EXPIREDSPA, Enphase Manufacturer Rebate for #321-0194, End Date 09/30/2016, Max Qty. 300, SPADZIYIAB, 8 of 8, 80633 Solar Roof Dynamics LLC, M250-60-2LL-S22 | -9.36 |  | No | Other | Vendor De-listing | 0 |  | Not Applicable as per Item Classification |  | Not Applicable
953-0160 | 953-0160 | EXPIREDSPA, Enphase Manufacturer Rebate for #360-0216, End Date 09/30/2016, Max Qty. 50, SPADU9FIAV, 1 of 5, 82564 Newport Solar, ET17-240-BULK(1) | -176.98 |  | No | Other | Vendor De-listing | 0 |  | Not Applicable as per Item Classification |  | Not Applicable
953-0161 | 953-0161 | EXPIREDSPA, Enphase Manufacturer Rebate for #360-0217, End Date 09/30/2016, Max Qty. 300, SPADU9FIAV, 2 of 5, 82564 Newport Solar, ET10-240-BULK(1) | -44.34 |  | No | Other | Vendor De-listing | 0 |  | Not Applicable as per Item Classification |  | Not Applicable
953-0162 | 953-0162 | EXPIREDSPA, Enphase Manufacturer Rebate for #321-0194, End Date 09/30/2016, Max Qty. 300, SPADU9FIAV, 3 of 5, 82564 Newport Solar, M250-60-2LL-S22 | -17 |  | No | Other | Vendor De-listing | 0 |  | Not Applicable as per Item Classification |  | Not Applicable
953-0163 | 953-0163 | EXPIREDSPA, Enphase Manufacturer Rebate for #321-0205, End Date 09/30/2016, Max Qty. 100, SPADU9FIAV, 4 of 5, 82564 Newport Solar, S280-60-LL-2-US | -11.8 |  | No | Other | Vendor De-listing | 0 |  | Not Applicable as per Item Classification |  | Not Applicable
953-0164 | 953-0164 | EXPIREDSPA, Enphase Manufacturer Rebate for #570-1108, End Date 09/30/2016, Max Qty. 20, SPADU9FIAV, 5 of 5, 82564 Newport Solar, XAM1-120 M | -42.1 |  | No | Other | Vendor De-listing | 0 |  | Not Applicable as per Item Classification |  | Not Applicable
953-0165 | 953-0165 | EXPIREDSPA, Enphase Manufacturer Rebate for #570-1106, End Date 09/30/2016, Max Qty. 50, SPADFGSIAF, 1 of 1, 31367 DC Solar Electric Inc, ENV-S-AB-120-A M | -49.36 |  | No | Other | Vendor De-listing | 0 |  | Not Applicable as per Item Classification |  | Not Applicable
953-0166 | 953-0166 | EXPIRED, SPA, Enphase Manufacturer Rebate for #570-1108, End Date 09/30/2016, Max Qty. 20, SPADU9FIAV, 5 of 5, 82564 Newport Solar, XAM1-120 M | -421.98 |  | No | Other | Vendor De-listing | 0 |  | Not Applicable as per Item Classification |  | Not Applicable
953-0167 | 953-0167 | EXPIRED, SPA, Enphase Manufacturer Rebate for #570-1106, End Date 09/30/2016, Max Qty. 50, SPADFGSIAF, 1 of 1, 31367 DC Solar Electric Inc, ENV-S-AB-120-A M | -79.98 |  | No | Other | Vendor De-listing | 0 |  | Not Applicable as per Item Classification |  | Not Applicable
953-0168 | 953-0168 | SPA, Enphase Manufacturer Rebate for #570-1108, End Date 12/31/2016, Max Qty. 100, SPAD1JMIAL, 1 of 10, 80237 Zing Solar, LLC, XAM1-120 M | -482.78 |  | No | Other | Shippable | 0 |  | Not Applicable as per Item Classification |  | Not Applicable
953-0169 | 953-0169 | SPA, Enphase Manufacturer Rebate for #360-0217, End Date 12/31/2016, Max Qty. 2640, SPAD1JMIAL, 2 of 10, 80237 Zing Solar, LLC, ET10-240-BULK(1) | -18.8 |  | No | Other | Shippable | 0 |  | Not Applicable as per Item Classification |  | Not Applicable
953-0170 | 953-0170 | SPA, Enphase Manufacturer Rebate for #360-0218, End Date 12/31/2016, Max Qty. 240, SPAD1JMIAL, 3 of 10, 80237 Zing Solar, LLC, ET17-208-BULK(1) | -25.5 |  | No | Other | Shippable | 0 |  | Not Applicable as per Item Classification |  | Not Applicable
953-0171 | 953-0171 | SPA, Enphase Manufacturer Rebate for #360-0216, End Date 12/31/2016, Max Qty. 240, SPAD1JMIAL, 4 of 10, 80237 Zing Solar, LLC, ET17-240-BULK(1) | -25.5 |  | No | Other | Shippable | 0 |  | Not Applicable as per Item Classification |  | Not Applicable
953-0172 | 953-0172 | SPA, Enphase Manufacturer Rebate for #321-0196, End Date 12/31/2016, Max Qty. 1000, SPAD1JMIAL, 5 of 10, 80237 Zing Solar, LLC, M215-60-2LL-S22-IG | -65.36 |  | No | Other | Shippable | 0 |  | Not Applicable as per Item Classification |  | Not Applicable
953-0173 | 953-0173 | SPA, Enphase Manufacturer Rebate for #321-0194, End Date 12/31/2016, Max Qty. 4000, SPAD1JMIAL, 6 of 10, 80237 Zing Solar, LLC, M250-60-2LL-S22 | -81.9 |  | No | Other | Shippable | 0 |  | Not Applicable as per Item Classification |  | Not Applicable
953-0174 | 953-0174 | SPA, Enphase Manufacturer Rebate for #360-0219, End Date 12/31/2016, Max Qty. 240, SPAD1JMIAL, 7 of 10, 80237 Zing Solar, LLC, ET10-208-BULK(1) | -18.8 |  | No | Other | Shippable | 0 |  | Not Applicable as per Item Classification |  | Not Applicable
953-0175 | 953-0175 | SPA, Enphase Manufacturer Rebate for #570-1110, End Date 12/31/2016, Max Qty. 50, SPAD1JMIAL, 8 of 10, 80237 Zing Solar, LLC, CELLMODEM-01 | -159.18 |  | No | Other | Shippable | 0 |  | Not Applicable as per Item Classification |  | Not Applicable
953-0176 | 953-0176 | SPA, Enphase Manufacturer Rebate for #570-1106, End Date 12/31/2016, Max Qty. 50, SPAD1JMIAL, 9 of 10, 80237 Zing Solar, LLC, ENV-S-AB-120-A M | -313.98 |  | No | Other | Shippable | 0 |  | Not Applicable as per Item Classification |  | Not Applicable
953-0177 | 953-0177 | SPA, Enphase Manufacturer Rebate for #570-1107, End Date 12/31/2016, Max Qty. 50, SPAD1JMIAL, 10 of 10, 80237 Zing Solar, LLC, ENV-S-AM1-120 M | -489.98 |  | No | Other | Shippable | 0 |  | Not Applicable as per Item Classification |  | Not Applicable
953-0178 | 953-0178 | SPA, Enphase Manufacturer Rebate for #321-0205, End Date 12/31/2016, Max Qty. 300, SPAD10XIAT, 1 of 8, 80633 Solar Roof Dynamics LLC, S280-60-LL-2-US | -29.36 |  | No | Other | Shippable | 0 |  | Not Applicable as per Item Classification |  | Not Applicable
953-0179 | 953-0179 | SPA, Enphase Manufacturer Rebate for #321-0196, End Date 12/31/2016, Max Qty. 400, SPAD10XIAT, 2 of 8, 80633 Solar Roof Dynamics LLC, M215-60-2LL-S22-IG | -33.16 |  | No | Other | Shippable | 0 |  | Not Applicable as per Item Classification |  | Not Applicable
953-0180 | 953-0180 | SPA, Enphase Manufacturer Rebate for #570-1106, End Date 12/31/2016, Max Qty. 30, SPAD10XIAT, 3 of 8, 80633 Solar Roof Dynamics LLC, ENV-S-AB-120-A M | -59.98 |  | No | Other | Shippable | 0 |  | Not Applicable as per Item Classification |  | Not Applicable
953-0181 | 953-0181 | SPA, Enphase Manufacturer Rebate for #360-0217, End Date 12/31/2016, Max Qty. 500, SPAD10XIAT, 4 of 8, 80633 Solar Roof Dynamics LLC, ET10-240-BULK(1) | -7.4 |  | No | Other | Shippable | 0 |  | Not Applicable as per Item Classification |  | Not Applicable
953-0182 | 953-0182 | SPA, Enphase Manufacturer Rebate for #360-0307, End Date 12/31/2016, Max Qty. 50, SPAD10XIAT, 5 of 8, 80633 Solar Roof Dynamics LLC, ENV-120 M | -302.52 |  | No | Other | Shippable | 0 |  | Not Applicable as per Item Classification |  | Not Applicable
953-0183 | 953-0183 | SPA, Enphase Manufacturer Rebate for #360-0216, End Date 12/31/2016, Max Qty. 500, SPAD10XIAT, 6 of 8, 80633 Solar Roof Dynamics LLC, ET17-240-BULK(1) | -9.36 |  | No | Other | Shippable | 0 |  | Not Applicable as per Item Classification |  | Not Applicable
953-0184 | 953-0184 | SPA, Enphase Manufacturer Rebate for #570-1108, End Date 12/31/2016, Max Qty. 30, SPAD10XIAT, 7 of 8, 80633 Solar Roof Dynamics LLC, XAM1-120 M | -176.98 |  | No | Other | Shippable | 0 |  | Not Applicable as per Item Classification |  | Not Applicable
953-0185 | 953-0185 | SPA, Enphase Manufacturer Rebate for #321-0194, End Date 12/31/2016, Max Qty. 300, SPAD10XIAT, 8 of 8, 80633 Solar Roof Dynamics LLC, M250-60-2LL-S22 | -29.5 |  | No | Other | Shippable | 0 |  | Not Applicable as per Item Classification |  | Not Applicable
953-0186 | 953-0186 | SPA, Enphase Manufacturer Rebate for #321-0196, End Date 12/31/2016, Max Qty. 300, SPAD6ANIAL, 1 of 10, 4970 R & R Solar Supply, M215-60-2LL-S22-IG | -26.36 |  | No | Other | Shippable | 0 |  | Not Applicable as per Item Classification |  | Not Applicable
953-0187 | 953-0187 | SPA, Enphase Manufacturer Rebate for #321-0194, End Date 12/31/2016, Max Qty. 600, SPAD6ANIAL, 2 of 10, 4970 R & R Solar Supply, M250-60-2LL-S22 | -13.1 |  | No | Other | Shippable | 0 |  | Not Applicable as per Item Classification |  | Not Applicable
953-0188 | 953-0188 | SPA, Enphase Manufacturer Rebate for #321-0205, End Date 12/31/2016, Max Qty. 1250, SPAD6ANIAL, 3 of 10, 4970 R & R Solar Supply, S280-60-LL-2-US | -21.36 |  | No | Other | Shippable | 0 |  | Not Applicable as per Item Classification |  | Not Applicable
953-0189 | 953-0189 | SPA, Enphase Manufacturer Rebate for #570-1106, End Date 12/31/2016, Max Qty. 80, SPAD6ANIAL, 4 of 10, 4970 R & R Solar Supply, ENV-S-AB-120-A M | -63.98 |  | No | Other | Shippable | 0 |  | Not Applicable as per Item Classification |  | Not Applicable
953-0190 | 953-0190 | SPA, Enphase Manufacturer Rebate for #570-1107, End Date 12/31/2016, Max Qty. 20, SPAD6ANIAL, 5 of 10, 4970 R & R Solar Supply, ENV-S-AM1-120 M | -89.98 |  | No | Other | Shippable | 0 |  | Not Applicable as per Item Classification |  | Not Applicable
953-0191 | 953-0191 | SPA, Enphase Manufacturer Rebate for #570-1108, End Date 12/31/2016, Max Qty. 50, SPAD6ANIAL, 6 of 10, 4970 R & R Solar Supply, XAM1-120 M | -165.98 |  | No | Other | Shippable | 0 |  | Not Applicable as per Item Classification |  | Not Applicable
953-0192 | 953-0192 | SPA, Enphase Manufacturer Rebate for #321-0206, End Date 12/31/2016, Max Qty. 400, SPAD6ANIAL, 7 of 10, 4970 R & R Solar Supply, S230-60-LL-2-US | -30 |  | No | Other | Shippable | 0 |  | Not Applicable as per Item Classification |  | Not Applicable
953-0193 | 953-0193 | SPA, Enphase Manufacturer Rebate for #321-0208, End Date 12/31/2016, Max Qty. 600, SPAD6ANIAL, 8 of 10, 4970 R & R Solar Supply, M250-72-2LL-S22 | -24.1 |  | No | Other | Shippable | 0 |  | Not Applicable as per Item Classification |  | Not Applicable
953-0194 | 953-0194 | SPA, Enphase Manufacturer Rebate for #570-1110, End Date 12/31/2016, Max Qty. 50, SPAD6ANIAL, 9 of 10, 4970 R & R Solar Supply, CELLMODEM-01 | -43.98 |  | No | Other | Shippable | 0 |  | Not Applicable as per Item Classification |  | Not Applicable
953-0195 | 953-0195 | SPA, Enphase Manufacturer Rebate for #360-0307, End Date 12/31/2016, Max Qty. 60, SPAD6ANIAL, 10 of 10, 4970 R & R Solar Supply, ENV-120 M | -36.52 |  | No | Other | Shippable | 0 |  | Not Applicable as per Item Classification |  | Not Applicable
953-0196 | 953-0196 | SPA, Enphase Manufacturer Rebate for #321-0208, End Date 12/31/2016, Max Qty. 4000, SPAD1JMIAL, 11 of 10, 80237 Zing Solar, LLC, M250-72-2LL-S22 | -81.9 |  | No | Other | Shippable | 0 |  | Not Applicable as per Item Classification |  | Not Applicable
953-0197 | 953-0197 | SPA, Enphase Manufacturer Rebate for #321-0208, End Date 12/31/2016, Max Qty. 300, SPAD10XIAT, 9 of 8, 80633 Solar Roof Dynamics LLC, M250-72-2LL-S22 | -29.5 |  | No | Other | Shippable | 0 |  | Not Applicable as per Item Classification |  | Not Applicable
953-0198 | 953-0198 | SPA, Enphase Manufacturer Rebate for #570-1108, End Date 12/31/2016, Max Qty. 250, SPADOVFIAL, 1 of 9, 31367 DC Solar Electric Inc, XAM1-120 M | -165.98 |  | No | Other | Shippable | 0 |  | Not Applicable as per Item Classification |  | Not Applicable
953-0199 | 953-0199 | SPA, Enphase Manufacturer Rebate for #321-0208, End Date 12/31/2016, Max Qty. 50, SPADOVFIAL, 2 of 9, 31367 DC Solar Electric Inc, M250-72-2LL-S22 | -16.3 |  | No | Other | Shippable | 0 |  | Not Applicable as per Item Classification |  | Not Applicable
953-0200 | 953-0200 | SPA, Enphase Manufacturer Rebate for #570-1106, End Date 12/31/2016, Max Qty. 500, SPADOVFIAL, 3 of 9, 31367 DC Solar Electric Inc, ENV-S-AB-120-A M | -79.98 |  | No | Other | Shippable | 0 |  | Not Applicable as per Item Classification |  | Not Applicable
953-0201 | 953-0201 | SPA, Enphase Manufacturer Rebate for #360-0217, End Date 12/31/2016, Max Qty. 200, SPADOVFIAL, 4 of 9, 31367 DC Solar Electric Inc, ET10-240-BULK(1) | -7.8 |  | No | Other | Shippable | 0 |  | Not Applicable as per Item Classification |  | Not Applicable
953-0202 | 953-0202 | SPA, Enphase Manufacturer Rebate for #360-0216, End Date 12/31/2016, Max Qty. 250, SPADOVFIAL, 5 of 9, 31367 DC Solar Electric Inc, ET17-240-BULK(1) | -9 |  | No | Other | Shippable | 0 |  | Not Applicable as per Item Classification |  | Not Applicable
953-0203 | 953-0203 | SPA, Enphase Manufacturer Rebate for #321-0194, End Date 12/31/2016, Max Qty. 100, SPADOVFIAL, 6 of 9, 31367 DC Solar Electric Inc, M250-60-2LL-S22 | -16.3 |  | No | Other | Shippable | 0 |  | Not Applicable as per Item Classification |  | Not Applicable
953-0204 | 953-0204 | SPA, Enphase Manufacturer Rebate for #321-0205, End Date 12/31/2016, Max Qty. 40, SPADOVFIAL, 7 of 9, 31367 DC Solar Electric Inc, S280-60-LL-2-US | -16.86 |  | No | Other | Shippable | 0 |  | Not Applicable as per Item Classification |  | Not Applicable
953-0205 | 953-0205 | SPA, Enphase Manufacturer Rebate for #360-0307, End Date 12/31/2016, Max Qty. 100, SPADOVFIAL, 8 of 9, 31367 DC Solar Electric Inc, ENV-120 M | -119.72 |  | No | Other | Shippable | 0 |  | Not Applicable as per Item Classification |  | Not Applicable
953-0206 | 953-0206 | SPA, Enphase Manufacturer Rebate for #321-0196, End Date 12/31/2016, Max Qty. 100, SPADOVFIAL, 9 of 9, 31367 DC Solar Electric Inc, M215-60-2LL-S22-IG | -15.76 |  | No | Other | Shippable | 0 |  | Not Applicable as per Item Classification |  | Not Applicable
953-0207 | 953-0207 | SPA, Enphase Manufacturer Rebate for #360-0307, End Date 12/31/2016, Max Qty. 20, SPAD2ILIA1, 1 of 11, 88629 American Design and Build, ENV-120 M | -100 |  | No | Other | Shippable | 0 |  | Not Applicable as per Item Classification |  | Not Applicable
953-0208 | 953-0208 | SPA, Enphase Manufacturer Rebate for #570-1106, End Date 12/31/2016, Max Qty. 10, SPAD2ILIA1, 2 of 11, 88629 American Design and Build, ENV-S-AB-120-A M | -50 |  | No | Other | Shippable | 0 |  | Not Applicable as per Item Classification |  | Not Applicable
953-0209 | 953-0209 | SPA, Enphase Manufacturer Rebate for #570-1107, End Date 12/31/2016, Max Qty. 10, SPAD2ILIA1, 3 of 11, 88629 American Design and Build, ENV-S-AM1-120 M | -150 |  | No | Other | Shippable | 0 |  | Not Applicable as per Item Classification |  | Not Applicable
953-0210 | 953-0210 | SPA, Enphase Manufacturer Rebate for #360-0218, End Date 12/31/2016, Max Qty. 240, SPAD2ILIA1, 4 of 11, 88629 American Design and Build, ET17-208-BULK(1) | -12 |  | No | Other | Shippable | 0 |  | Not Applicable as per Item Classification |  | Not Applicable
953-0211 | 953-0211 | SPA, Enphase Manufacturer Rebate for #360-0216, End Date 12/31/2016, Max Qty. 240, SPAD2ILIA1, 5 of 11, 88629 American Design and Build, ET17-240-BULK(1) | -12 |  | No | Other | Shippable | 0 |  | Not Applicable as per Item Classification |  | Not Applicable
953-0212 | 953-0212 | SPA, Enphase Manufacturer Rebate for #360-0217, End Date 12/31/2016, Max Qty. 3600, SPAD2ILIA1, 6 of 11, 88629 American Design and Build, ET10-240-BULK(1) | -11 |  | No | Other | Shippable | 0 |  | Not Applicable as per Item Classification |  | Not Applicable
953-0213 | 953-0213 | SPA, Enphase Manufacturer Rebate for #321-0196, End Date 12/31/2016, Max Qty. 1200, SPAD2ILIA1, 7 of 11, 88629 American Design and Build, M215-60-2LL-S22-IG | -34 |  | No | Other | Shippable | 0 |  | Not Applicable as per Item Classification |  | Not Applicable
953-0214 | 953-0214 | SPA, Enphase Manufacturer Rebate for #360-0219, End Date 12/31/2016, Max Qty. 2000, SPAD2ILIA1, 8 of 11, 88629 American Design and Build, ET10-208-BULK(1) | -11 |  | No | Other | Shippable | 0 |  | Not Applicable as per Item Classification |  | Not Applicable
953-0215 | 953-0215 | SPA, Enphase Manufacturer Rebate for #321-0194, End Date 12/31/2016, Max Qty. 3000, SPAD2ILIA1, 9 of 11, 88629 American Design and Build, M250-60-2LL-S22 | -46 |  | No | Other | Shippable | 0 |  | Not Applicable as per Item Classification |  | Not Applicable
953-0216 | 953-0216 | SPA, Enphase Manufacturer Rebate for #321-0208, End Date 12/31/2016, Max Qty. 120, SPAD2ILIA1, 10 of 11, 88629 American Design and Build, M250-72-2LL-S22 | -46 |  | No | Other | Shippable | 0 |  | Not Applicable as per Item Classification |  | Not Applicable
953-0217 | 953-0217 | SPA, Enphase Manufacturer Rebate for #570-1108, End Date 12/31/2016, Max Qty. 120, SPAD2ILIA1, 11 of 11, 88629 American Design and Build, XAM1-120 M | -250 |  | No | Other | Shippable | 0 |  | Not Applicable as per Item Classification |  | Not Applicable
953-0218 | 953-0218 | SPA, Enphase Manufacturer Rebate for #321-0194, End Date 12/31/2016, Max Qty. 2000, SPADA0IIAH, 1 of 12, 2109 KAITANNA SOLAR LLC, M250-60-2LL-S22 | -56.1 |  | No | Other | Shippable | 0 |  | Not Applicable as per Item Classification |  | Not Applicable
953-0219 | 953-0219 | SPA, Enphase Manufacturer Rebate for #321-0208, End Date 12/31/2016, Max Qty. 1000, SPADA0IIAH, 2 of 12, 2109 KAITANNA SOLAR LLC, M250-72-2LL-S22 | -56.1 |  | No | Other | Shippable | 0 |  | Not Applicable as per Item Classification |  | Not Applicable
953-0220 | 953-0220 | SPA, Enphase Manufacturer Rebate for #360-0307, End Date 12/31/2016, Max Qty. 120, SPADA0IIAH, 3 of 12, 2109 KAITANNA SOLAR LLC, ENV-120 M | -306.52 |  | No | Other | Shippable | 0 |  | Not Applicable as per Item Classification |  | Not Applicable
953-0221 | 953-0221 | SPA, Enphase Manufacturer Rebate for #570-1106, End Date 12/31/2016, Max Qty. 40, SPADA0IIAH, 4 of 12, 2109 KAITANNA SOLAR LLC, ENV-S-AB-120-A M | -163.98 |  | No | Other | Shippable | 0 |  | Not Applicable as per Item Classification |  | Not Applicable
953-0222 | 953-0222 | SPA, Enphase Manufacturer Rebate for #570-1107, End Date 12/31/2016, Max Qty. 80, SPADA0IIAH, 5 of 12, 2109 KAITANNA SOLAR LLC, ENV-S-AM1-120 M | -239.98 |  | No | Other | Shippable | 0 |  | Not Applicable as per Item Classification |  | Not Applicable
953-0223 | 953-0223 | SPA, Enphase Manufacturer Rebate for #570-1108, End Date 12/31/2016, Max Qty. 200, SPADA0IIAH, 6 of 12, 2109 KAITANNA SOLAR LLC, XAM1-120 M | -321.98 |  | No | Other | Shippable | 0 |  | Not Applicable as per Item Classification |  | Not Applicable
953-0224 | 953-0224 | SPA, Enphase Manufacturer Rebate for #360-0219, End Date 12/31/2016, Max Qty. 1680, SPADA0IIAH, 7 of 12, 2109 KAITANNA SOLAR LLC, ET10-208-BULK(1) | -15.8 |  | No | Other | Shippable | 0 |  | Not Applicable as per Item Classification |  | Not Applicable
953-0225 | 953-0225 | SPA, Enphase Manufacturer Rebate for #360-0217, End Date 12/31/2016, Max Qty. 2400, SPADA0IIAH, 8 of 12, 2109 KAITANNA SOLAR LLC, ET10-240-BULK(1) | -15.8 |  | No | Other | Shippable | 0 |  | Not Applicable as per Item Classification |  | Not Applicable
953-0226 | 953-0226 | SPA, Enphase Manufacturer Rebate for #360-0218, End Date 12/31/2016, Max Qty. 840, SPADA0IIAH, 9 of 12, 2109 KAITANNA SOLAR LLC, ET17-208-BULK(1) | -22 |  | No | Other | Shippable | 0 |  | Not Applicable as per Item Classification |  | Not Applicable
953-0227 | 953-0227 | SPA, Enphase Manufacturer Rebate for #360-0216, End Date 12/31/2016, Max Qty. 1680, SPADA0IIAH, 10 of 12, 2109 KAITANNA SOLAR LLC, ET17-240-BULK(1) | -22 |  | No | Other | Shippable | 0 |  | Not Applicable as per Item Classification |  | Not Applicable
953-0228 | 953-0228 | SPA, Enphase Manufacturer Rebate for #321-0196, End Date 12/31/2016, Max Qty. 1000, SPADA0IIAH, 11 of 12, 2109 KAITANNA SOLAR LLC, M215-60-2LL-S22-IG | -41.36 |  | No | Other | Shippable | 0 |  | Not Applicable as per Item Classification |  | Not Applicable
953-0229 | 953-0229 | SPA, Enphase Manufacturer Rebate for #321-0205, End Date 12/31/2016, Max Qty. 600, SPADA0IIAH, 12 of 12, 2109 KAITANNA SOLAR LLC, S280-60-LL-2-US | -75.36 |  | No | Other | Shippable | 0 |  | Not Applicable as per Item Classification |  | Not Applicable
953-0230 | 953-0230 | SPA, Enphase Manufacturer Rebate for #360-0216, End Date 12/31/2016, Max Qty. 150, SPAD1MBIAT, 1 of 8, 80559 ROBCO ELECTRIC INC, ET17-240-BULK(1) | -17 |  | No | Other | Shippable | 0 |  | Not Applicable as per Item Classification |  | Not Applicable
953-0231 | 953-0231 | SPA, Enphase Manufacturer Rebate for #321-0196, End Date 12/31/2016, Max Qty. 50, SPAD1MBIAT, 2 of 8, 80559 ROBCO ELECTRIC INC, M215-60-2LL-S22-IG | -31.36 |  | No | Other | Shippable | 0 |  | Not Applicable as per Item Classification |  | Not Applicable
953-0232 | 953-0232 | SPA, Enphase Manufacturer Rebate for #321-0194, End Date 12/31/2016, Max Qty. 150, SPAD1MBIAT, 3 of 8, 80559 ROBCO ELECTRIC INC, M250-60-2LL-S22 | -11.1 |  | No | Other | Shippable | 0 |  | Not Applicable as per Item Classification |  | Not Applicable
953-0233 | 953-0233 | SPA, Enphase Manufacturer Rebate for #570-1107, End Date 12/31/2016, Max Qty. 10, SPAD1MBIAT, 4 of 8, 80559 ROBCO ELECTRIC INC, ENV-S-AM1-120 M | -259.98 |  | No | Other | Shippable | 0 |  | Not Applicable as per Item Classification |  | Not Applicable
953-0234 | 953-0234 | SPA, Enphase Manufacturer Rebate for #570-1108, End Date 12/31/2016, Max Qty. 20, SPAD1MBIAT, 5 of 8, 80559 ROBCO ELECTRIC INC, XAM1-120 M | -191.98 |  | No | Other | Shippable | 0 |  | Not Applicable as per Item Classification |  | Not Applicable
953-0235 | 953-0235 | SPA, Enphase Manufacturer Rebate for #360-0217, End Date 12/31/2016, Max Qty. 800, SPAD1MBIAT, 6 of 8, 80559 ROBCO ELECTRIC INC, ET10-240-BULK(1) | -9.8 |  | No | Other | Shippable | 0 |  | Not Applicable as per Item Classification |  | Not Applicable
953-0236 | 953-0236 | SPA, Enphase Manufacturer Rebate for #321-0205, End Date 12/31/2016, Max Qty. 500, SPAD1MBIAT, 7 of 8, 80559 ROBCO ELECTRIC INC, S280-60-LL-2-US | -21.36 |  | No | Other | Shippable | 0 |  | Not Applicable as per Item Classification |  | Not Applicable
953-0237 | 953-0237 | EXPIRED, SPA, Enphase Manufacturer Rebate for #321-0208, End Date 12/31/2016, Max Qty. 150, SPAD1MBIAT, 8 of 8, 80559 ROBCO ELECTRIC INC, M250-72-2LL-S22 | -3.1 |  | No | Other | Soligent De-listing | 0 |  | Not Applicable as per Item Classification |  | Not Applicable
953-0238 | 953-0238 | SPA, Enphase Manufacturer Rebate for #321-0194, End Date 12/31/2016, Max Qty. 250, SPADOAFIAD, 1 of 4, 8426 High Definition Solar, M250-60-2LL-S22 | -16.1 |  | No | Other | Shippable | 0 |  | Not Applicable as per Item Classification |  | Not Applicable
953-0239 | 953-0239 | SPA, Enphase Manufacturer Rebate for #321-0196, End Date 12/31/2016, Max Qty. 1000, SPADOAFIAD, 2 of , 8426 High Definition Solar, M215-60-2LL-S22-IG | -19.36 |  | No | Other | Shippable | 0 |  | Not Applicable as per Item Classification |  | Not Applicable
953-0240 | 953-0240 | SPA, Enphase Manufacturer Rebate for #360-0307, End Date 12/31/2016, Max Qty. 200, SPADOAFIAD, 3 of , 8426 High Definition Solar, ENV-120 M | -88.52 |  | No | Other | Shippable | 0 |  | Not Applicable as per Item Classification |  | Not Applicable
953-0241 | 953-0241 | SPA, Enphase Manufacturer Rebate for #321-0208, End Date 12/31/2016, Max Qty. 250, SPADOAFIAD, 4 of , 8426 High Definition Solar, M250-72-2LL-S22 | -16.1 |  | No | Other | Shippable | 0 |  | Not Applicable as per Item Classification |  | Not Applicable
953-0242 | 953-0242 | SPA, Enphase Manufacturer Rebate for #360-0218, End Date 12/31/2016, Max Qty. 720, SPADO0ZIAT, 2 of 11, 10454 Solar Solution LLC - (DC), ET17-208-BULK(1) | -16 |  | No | Other | Shippable | 0 |  | Not Applicable as per Item Classification |  | Not Applicable
953-0243 | 953-0243 | SPA, Enphase Manufacturer Rebate for #360-0307, End Date 12/31/2016, Max Qty. 800, SPADO0ZIAT, 3 of 11, 10454 Solar Solution LLC - (DC), ENV-120 M | -236.52 |  | No | Other | Shippable | 0 |  | Not Applicable as per Item Classification |  | Not Applicable
953-0244 | 953-0244 | SPA, Enphase Manufacturer Rebate for #360-0216, End Date 12/31/2016, Max Qty. 240, SPADO0ZIAT, 4 of 11, 10454 Solar Solution LLC - (DC), ET17-240-BULK(1) | -16 |  | No | Other | Shippable | 0 |  | Not Applicable as per Item Classification |  | Not Applicable
953-0245 | 953-0245 | SPA, Enphase Manufacturer Rebate for #321-0196, End Date 12/31/2016, Max Qty. 6000, SPADO0ZIAT, 5 of 11, 10454 Solar Solution LLC - (DC), M215-60-2LL-S22-IG | -43.36 |  | No | Other | Shippable | 0 |  | Not Applicable as per Item Classification |  | Not Applicable
953-0246 | 953-0246 | SPA, Enphase Manufacturer Rebate for #321-0194, End Date 12/31/2016, Max Qty. 2000, SPADO0ZIAT, 6 of 11, 10454 Solar Solution LLC - (DC), M250-60-2LL-S22 | -54.1 |  | No | Other | Shippable | 0 |  | Not Applicable as per Item Classification |  | Not Applicable
953-0247 | 953-0247 | SPA, Enphase Manufacturer Rebate for #570-1108, End Date 12/31/2016, Max Qty. 320, SPADO0ZIAT, 7 of 11, 10454 Solar Solution LLC - (DC), XAM1-120 M | -301.98 |  | No | Other | Shippable | 0 |  | Not Applicable as per Item Classification |  | Not Applicable
953-0248 | 953-0248 | SPA, Enphase Manufacturer Rebate for #570-1106, End Date 12/31/2016, Max Qty. 10, SPADO0ZIAT, 8 of 11, 10454 Solar Solution LLC - (DC), ENV-S-AB-120-A M | -133.98 |  | No | Other | Shippable | 0 |  | Not Applicable as per Item Classification |  | Not Applicable
953-0249 | 953-0249 | SPA, Enphase Manufacturer Rebate for #360-0217, End Date 12/31/2016, Max Qty. 2880, SPADO0ZIAT, 9 of 11, 10454 Solar Solution LLC - (DC), ET10-240-BULK(1) | -10.8 |  | No | Other | Shippable | 0 |  | Not Applicable as per Item Classification |  | Not Applicable
953-0250 | 953-0250 | SPA, Enphase Manufacturer Rebate for #570-1107, End Date 12/31/2016, Max Qty. 10, SPADO0ZIAT, 10 of 11, 10454 Solar Solution LLC - (DC), ENV-S-AM1-120 M | -149.98 |  | No | Other | Shippable | 0 |  | Not Applicable as per Item Classification |  | Not Applicable
953-0251 | 953-0251 | SPA, Enphase Manufacturer Rebate for #321-0208, End Date 12/31/2016, Max Qty. 1400, SPADO0ZIAT, 11 of 11, 10454 Solar Solution LLC - (DC), M250-72-2LL-S22 | -54.1 |  | No | Other | Shippable | 0 |  | Not Applicable as per Item Classification |  | Not Applicable
953-0252 | 953-0252 | SPA, Enphase Manufacturer Rebate for #360-0219, End Date 12/31/2016, Max Qty. 1680, SPADO0ZIAT, 1 of 11, 10454 Solar Solution LLC - (DC), ET10-208-BULK(1) | -10.8 |  | No | Other | Shippable | 0 |  | Not Applicable as per Item Classification |  | Not Applicable
953-0253 | 953-0253 | SPA, Enphase Manufacturer Rebate for #360-0216, End Date 12/31/2016, Max Qty. 50, SPAD8CPIAT, 1 of 6, 82564 Newport Solar, ET17-240-BULK(1) | -19 |  | No | Other | Shippable | 0 |  | Not Applicable as per Item Classification |  | Not Applicable
953-0254 | 953-0254 | SPA, Enphase Manufacturer Rebate for #360-0217, End Date 12/31/2016, Max Qty. 300, SPAD8CPIAT, 2 of 6, 82564 Newport Solar, ET10-240-BULK(1) | -13.8 |  | No | Other | Shippable | 0 |  | Not Applicable as per Item Classification |  | Not Applicable
953-0255 | 953-0255 | SPA, Enphase Manufacturer Rebate for #321-0194, End Date 12/31/2016, Max Qty. 300, SPAD8CPIAT, 3 of 6, 82564 Newport Solar, M250-60-2LL-S22 | -44.1 |  | No | Other | Shippable | 0 |  | Not Applicable as per Item Classification |  | Not Applicable
953-0256 | 953-0256 | SPA, Enphase Manufacturer Rebate for #321-0205, End Date 12/31/2016, Max Qty. 100, SPAD8CPIAT, 4 of 6, 82564 Newport Solar, S280-60-LL-2-US | -51.36 |  | No | Other | Shippable | 0 |  | Not Applicable as per Item Classification |  | Not Applicable
953-0257 | 953-0257 | SPA, Enphase Manufacturer Rebate for #570-1108, End Date 12/31/2016, Max Qty. 20, SPAD8CPIAT, 5 of 6, 82564 Newport Solar, XAM1-120 M | -421.98 |  | No | Other | Shippable | 0 |  | Not Applicable as per Item Classification |  | Not Applicable
953-0258 | 953-0258 | SPA, Enphase Manufacturer Rebate for #321-0208, End Date 12/31/2016, Max Qty. 300, SPAD8CPIAT, 6 of 6, 82564 Newport Solar, M250-72-2LL-S22 | -44.1 |  | No | Other | Shippable | 0 |  | Not Applicable as per Item Classification |  | Not Applicable
953-0259 | 953-0259 | SPA, Enphase Manufacturer Rebate for #321-0208, End Date 12/31/2016, Max Qty. 150, SPADOOMIAD, 9 of 8, 80559 ROBCO ELECTRIC INC, M250-72-2LL-S22 | -11.1 |  | No | Other | Shippable | 0 |  | Not Applicable as per Item Classification |  | Not Applicable
953-0260 | 953-0260 | SPA, Panasonic Manufacturer Rebate for #110-1032, End Date 12/31/2016, Max Qty. 769, PanasonicSPA_161001_161231_3625ArchElectricInc, 1 of 1, 3625 Arch Electric, Inc., VBHN325SA16 | -45.5 |  | No | Other | Shippable | 0 |  | Not Applicable as per Item Classification |  | Not Applicable
953-0261 | 953-0261 | SPA, Enphase Manufacturer Rebate for #321-0208, End Date 12/31/2016, Eligible Sunnova Partner Pricing or ESPP, 8 of 7, M250-72-2LL-S22 | 0 |  | No | Other | Shippable | 0 |  | Not Applicable as per Item Classification |  | Not Applicable
953-0262 | 953-0262 | SPA, Enphase Manufacturer Rebate for #321-0208, End Date 12/31/2016, Sunnova Channel Partners or SCP, 8 of 7, M250-72-2LL-S22 | 0 |  | No | Other | Shippable | 0 |  | Not Applicable as per Item Classification |  | Not Applicable
953-0263 | 953-0263 | SPA, Enphase Manufacturer Rebate for #321-0205, End Date 12/31/2016, Max Qty. 981, SPADQQAIAT, 1 of 8, 10955 Blue Pacific Solar, S280-60-LL-2-US | -22.26 |  | No | Other | Shippable | 0 |  | Not Applicable as per Item Classification |  | Not Applicable
953-0264 | 953-0264 | SPA, Enphase Manufacturer Rebate for #360-0216, End Date 12/31/2016, Max Qty. 300, SPADQQAIAT, 2 of 8, 10955 Blue Pacific Solar, ET17-240-BULK(1) | -10.2 |  | No | Other | Shippable | 0 |  | Not Applicable as per Item Classification |  | Not Applicable
953-0265 | 953-0265 | SPA, Enphase Manufacturer Rebate for #570-1108, End Date 12/31/2016, Max Qty. 20, SPADQQAIAT, 3 of 8, 10955 Blue Pacific Solar, XAM1-120 M | -134.98 |  | No | Other | Shippable | 0 |  | Not Applicable as per Item Classification |  | Not Applicable
953-0266 | 953-0266 | SPA, Enphase Manufacturer Rebate for #570-1106, End Date 12/31/2016, Max Qty. 53, SPADQQAIAT, 4 of 8, 10955 Blue Pacific Solar, ENV-S-AB-120-A M | -96.58 |  | No | Other | Shippable | 0 |  | Not Applicable as per Item Classification |  | Not Applicable
953-0267 | 953-0267 | SPA, Enphase Manufacturer Rebate for #360-0217, End Date 12/31/2016, Max Qty. 1000, SPADQQAIAT, 5 of 8, 10955 Blue Pacific Solar, ET10-240-BULK(1) | -8.8 |  | No | Other | Shippable | 0 |  | Not Applicable as per Item Classification |  | Not Applicable
953-0268 | 953-0268 | SPA, Enphase Manufacturer Rebate for #321-0194, End Date 12/31/2016, Max Qty. 200, SPADQQAIAT, 6 of 8, 10955 Blue Pacific Solar, M250-60-2LL-S22 | -21.1 |  | No | Other | Shippable | 0 |  | Not Applicable as per Item Classification |  | Not Applicable
953-0269 | 953-0269 | SPA, Enphase Manufacturer Rebate for #321-0208, End Date 12/31/2016, Max Qty. 200, SPADQQAIAT, 7 of 8, 10955 Blue Pacific Solar, M250-72-2LL-S22 | -21.1 |  | No | Other | Shippable | 0 |  | Not Applicable as per Item Classification |  | Not Applicable
953-0270 | 953-0270 | SPA, Enphase Manufacturer Rebate for #321-0196, End Date 12/31/2016, Max Qty. 200, SPADQQAIAT, 8 of 8, 10955 Blue Pacific Solar, M215-60-2LL-S22-IG | -20.06 |  | No | Other | Shippable | 0 |  | Not Applicable as per Item Classification |  | Not Applicable
953-0271 | 953-0271 | SPA, Enphase Manufacturer Rebate for #360-0219, End Date 12/31/2016, Max Qty. 100, SPADQCZIAL, 1 of 2, 80559 ROBCO ELECTRIC INC, ET10-208-BULK(1) | -9.8 |  | No | Other | Shippable | 0 |  | Not Applicable as per Item Classification |  | Not Applicable
953-0272 | 953-0272 | SPA, Enphase Manufacturer Rebate for #360-0218, End Date 12/31/2016, Max Qty. 300, SPADQCZIAL, 2 of 2, 80559 ROBCO ELECTRIC INC, ET17-208-BULK(1) | -17 |  | No | Other | Shippable | 0 |  | Not Applicable as per Item Classification |  | Not Applicable
953-0273 | 953-0273 | SPA, Enphase Manufacturer Rebate for #321-0208, End Date 12/31/2016, Max Qty. 500, SPADQQAIAT, 1 of 10, 11682 CentroSolar America, Inc, M250-72-2LL-S22 | -56.32 |  | No | Other | Shippable | 0 |  | Not Applicable as per Item Classification |  | Not Applicable
953-0274 | 953-0274 | SPA, Enphase Manufacturer Rebate for #360-0217, End Date 12/31/2016, Max Qty. 5520, SPADQQAIAT, 2 of 10, 11682 CentroSolar America, Inc, ET10-240-BULK(1) | -15.2 |  | No | Other | Shippable | 0 |  | Not Applicable as per Item Classification |  | Not Applicable
953-0275 | 953-0275 | SPA, Enphase Manufacturer Rebate for #360-0218, End Date 12/31/2016, Max Qty. 240, SPADQQAIAT, 3 of 10, 11682 CentroSolar America, Inc, ET17-208-BULK(1) | -22.26 |  | No | Other | Shippable | 0 |  | Not Applicable as per Item Classification |  | Not Applicable
953-0276 | 953-0276 | SPA, Enphase Manufacturer Rebate for #360-0216, End Date 12/31/2016, Max Qty. 240, SPADQQAIAT, 4 of 10, 11682 CentroSolar America, Inc, ET17-240-BULK(1) | -22.26 |  | No | Other | Shippable | 0 |  | Not Applicable as per Item Classification |  | Not Applicable
953-0277 | 953-0277 | SPA, Enphase Manufacturer Rebate for #360-0307, End Date 12/31/2016, Max Qty. 20, SPADQQAIAT, 5 of 10, 11682 CentroSolar America, Inc, ENV-120 M | -330.96 |  | No | Other | Shippable | 0 |  | Not Applicable as per Item Classification |  | Not Applicable
953-0278 | 953-0278 | SPA, Enphase Manufacturer Rebate for #321-0205, End Date 12/31/2016, Max Qty. 500, SPADQQAIAT, 6 of 10, 11682 CentroSolar America, Inc, S280-60-LL-2-US | -58.9 |  | No | Other | Shippable | 0 |  | Not Applicable as per Item Classification |  | Not Applicable
953-0279 | 953-0279 | SPA, Enphase Manufacturer Rebate for #570-1106, End Date 12/31/2016, Max Qty. 80, SPADQQAIAT, 7 of 10, 11682 CentroSolar America, Inc, ENV-S-AB-120-A M | -358.42 |  | No | Other | Shippable | 0 |  | Not Applicable as per Item Classification |  | Not Applicable
953-0280 | 953-0280 | SPA, Enphase Manufacturer Rebate for #321-0196, End Date 12/31/2016, Max Qty. 2500, SPADQQAIAT, 8 of 10, 11682 CentroSolar America, Inc, M215-60-2LL-S22-IG | -45.8 |  | No | Other | Shippable | 0 |  | Not Applicable as per Item Classification |  | Not Applicable
953-0281 | 953-0281 | SPA, Enphase Manufacturer Rebate for #321-0194, End Date 12/31/2016, Max Qty. 500, SPADQQAIAT, 9 of 10, 11682 CentroSolar America, Inc, M250-60-2LL-S22 | -56.32 |  | No | Other | Shippable | 0 |  | Not Applicable as per Item Classification |  | Not Applicable
953-0282 | 953-0282 | SPA, Enphase Manufacturer Rebate for #360-0219, End Date 12/31/2016, Max Qty. 240, SPADQQAIAT, 10 of 10, 11682 CentroSolar America, Inc, ET10-208-BULK(1) | -15.2 |  | No | Other | Shippable | 0 |  | Not Applicable as per Item Classification |  | Not Applicable
953-0283 | 953-0283 | SPA, Enphase Manufacturer Rebate for #570-1107, End Date 12/31/2016, Max Qty. 25, SPADLOOIAP, 1 of , 31367 DC Solar Electric Inc, ENV-S-AM1-120 M | -69.48 |  | No | Other | Shippable | 0 |  | Not Applicable as per Item Classification |  | Not Applicable
953-0284 | 953-0284 | SPA, Manufacturer Rebate for # 250-1372, End Date 05/16/2017, Max Qty. 1000, SPANUnirac 11162016 05162017 , 2828 Green Earth Energy | 0 |  | No | Other | Vendor De-listing | 0 |  | Not Applicable as per Item Classification |  | Not Applicable
953-0285 | 953-0285 | SPA, Manufacturer Rebate for # 250-1369, End Date 05/16/2017, Max Qty. 1000, SPANUnirac 11162016 05162017 , 2828 Green Earth Energy | 0 |  | No | Other | Vendor De-listing | 0 |  | Not Applicable as per Item Classification |  | Not Applicable
953-0286 | 953-0286 | SPA, Manufacturer Rebate for # 250-1370, End Date 05/16/2017, Max Qty. 1000, SPANUnirac 11162016 05162017 , 2828 Green Earth Energy | 0 |  | No | Other | Vendor De-listing | 0 |  | Not Applicable as per Item Classification |  | Not Applicable
953-0287 | 953-0287 | SPA, Manufacturer Rebate for # 250-1371, End Date 05/16/2017, Max Qty. 1000, SPANUnirac 11162016 05162017 , 2828 Green Earth Energy | 0 |  | No | Other | Vendor De-listing | 0 |  | Not Applicable as per Item Classification |  | Not Applicable
953-0288 | 953-0288 | SPA, Enphase Manufacturer Rebate for #360-0307, End Date 12/31/2016, Max Qty. 200, SPAD7SKIAZ, 3 of , 8426 High Definition Solar, ENV-120 M |  |  | No | Other | Shippable | 0 |  | Not Applicable as per Item Classification |  | Not Applicable
953-0289 | 953-0289 | SPA, Enphase Manufacturer Rebate for #321-0208, End Date 12/31/2016, Max Qty. 250, SPAD7SKIAZ, 4 of , 8426 High Definition Solar, M250-72-2LL-S22 |  |  | No | Other | Shippable | 0 |  | Not Applicable as per Item Classification |  | Not Applicable
953-0290 | 953-0290 | SPA, Enphase Manufacturer Rebate for # 360-0217 end date 12/31/2016, Max qty 500,SPAD7SKIAZ, 1 0f 3, 8426 High Definition Solar, ET10-240-BULK(1) |  |  | No | Other | Shippable | 0 |  | Not Applicable as per Item Classification |  | Not Applicable
953-0291 | 953-0291 | SPA, Enphase Manufacturer rebate for 360-0219, End date 12/31/2016, Max qty 1000, SPAD30DIAL, 1 of 12, 89950 Urban Solar, ET10-208-BULK | -7.9 |  | No | Other | Shippable | 0 |  | Not Applicable as per Item Classification |  | Not Applicable
953-0292 | 953-0292 | SPA, Enphase Manufacturer rebate for 360-0217, End date 12/31/2016, Max qty 1000, SPAD30DIAL, 2 of 12, 89950 Urban Solar, ET10-240-BULK | -7.9 |  | No | Other | Shippable | 0 |  | Not Applicable as per Item Classification |  | Not Applicable
953-0293 | 953-0293 | SPA, Enphase Manufacturer rebate for 360-0218, End date 12/31/2016, Max qty 1000, SPAD30DIAL, 3 of 12, 89950 Urban Solar, ET17-208-BULK | -9.5 |  | No | Other | Shippable | 0 |  | Not Applicable as per Item Classification |  | Not Applicable
953-0294 | 953-0294 | SPA, Enphase Manufacturer rebate for 360-0216, End date 12/31/2016, Max qty 1000, SPAD30DIAL, 4 of 12, 89950 Urban Solar, ET17-240-BULK | -9.5 |  | No | Other | Shippable | 0 |  | Not Applicable as per Item Classification |  | Not Applicable
953-0295 | 953-0295 | SPA, Enphase Manufacturer rebate for 321-0196, End date 12/31/2016, Max qty 1000, SPAD30DIAL, 5 of 12, 89950 Urban Solar,M215-60-2LL-S22-IG | -67.5 |  | No | Other | Shippable | 0 |  | Not Applicable as per Item Classification |  | Not Applicable
953-0296 | 953-0296 | SPA, Enphase Manufacturer rebate for 321-0205, End date 12/31/2016, Max qty 1000, SPAD30DIAL, 6 of 12, 89950 Urban Solar, S280-60-LL-2-US | -25.68 |  | No | Other | Shippable | 0 |  | Not Applicable as per Item Classification |  | Not Applicable
953-0297 | 953-0297 | SPA, Enphase Manufacturer rebate for 360-0307, End date 12/31/2016, Max qty 1000, SPAD30DIAL, 7 of 12, 89950 Urban Solar, ENV-120 | -143.26 |  | No | Other | Shippable | 0 |  | Not Applicable as per Item Classification |  | Not Applicable
953-0298 | 953-0298 | SPA, Enphase Manufacturer rebate for 570-1107, End date 12/31/2016, Max qty 1000, SPAD30DIAL, 8 of 12, 89950 Urban Solar, ENV-S-AM1-120 | -94.99 |  | No | Other | Shippable | 0 |  | Not Applicable as per Item Classification |  | Not Applicable
953-0299 | 953-0299 | SPA, Enphase Manufacturer rebate for 570-1108, End date 12/31/2016, Max qty 1000, SPAD30DIAL, 9 of 12, 89950 Urban Solar, XAM1-120 | -135.99 |  | No | Other | Shippable | 0 |  | Not Applicable as per Item Classification |  | Not Applicable
953-0300 | 953-0300 | SPA, Enphase Manufacturer rebate for 321-0208, End date 12/31/2016, Max qty 1000, SPAD30DIAL, 10 of 12, 89950 Urban Solar, M250-72-2LL-S22 | -19.05 |  | No | Other | Shippable | 0 |  | Not Applicable as per Item Classification |  | Not Applicable
953-0301 | 953-0301 | SPA, Enphase Manufacturer rebate for 570-1110, End date 12/31/2016, Max qty 1000, SPAD30DIAL, 11 of 12, 89950 Urban Solar,CELLMODEM-01 | -46.99 |  | No | Other | Shippable | 0 |  | Not Applicable as per Item Classification |  | Not Applicable
953-0302 | 953-0302 | SPA, Enphase Manufacturer rebate for 321-0194, End date 12/31/2016, Max qty 1000, SPAD30DIAL, 11 of 12, 89950 Urban Solar, M250-60-2LL-S22 | -19.05 |  | No | Other | Shippable | 0 |  | Not Applicable as per Item Classification |  | Not Applicable
953-0303 | 953-0303 | SPA, Enphase Manufacturer rebate for 360-0217, End date 12/31/2016, MAX Qty 200, SPADGJJIA1 1 0f 3, 6929 PARADISE ENERGY SOLUTIONS, ET17-240-BULK | -8 |  | No | Other | Shippable | 0 |  | Not Applicable as per Item Classification |  | Not Applicable
953-0304 | 953-0304 | SPA, Enphase Manufacturer rebate for 321-0208, End date 12/31/2016, MAX Qty 300 , SPADGJJIA1 2 0f 3, 6929 PARADISE ENERGY SOLUTIONS, M250-72-2LL-S22 | -23 |  | No | Other | Shippable | 0 |  | Not Applicable as per Item Classification |  | Not Applicable
953-0305 | 953-0305 | SPA, Enphase Manufacturer rebate for 570-1106 End date 12/31/2016, MAX Qty 10, SPADGJJIA1 3 0f 3, 6929 PARADISE ENERGY SOLUTIONS, ENV-S-AB-120-A M | -75 |  | No | Other | Shippable | 0 |  | Not Applicable as per Item Classification |  | Not Applicable
953-0306 | 953-0306 | SPA, Enphase Manufacturer Rebate for #321-0196, End Date 06/30/2017, Max Qty. 15, SPADVDOIAZ, 1 of 7 , 80559 ROBCO ELECTRIC INC, M215-60-2LL-S22-IG | -15.68 |  | No | Other | Vendor De-listing | 0 |  | Not Applicable as per Item Classification |  | Not Applicable
953-0307 | 953-0307 | SPA, Enphase Manufacturer Rebate for #570-1107, End Date 06/30/2017, Max Qty. 10, SPADVDOIAZ, 2 of 7 , 80559 ROBCO ELECTRIC INC, ENV-S-AM1-120 | -135 |  | No | Other | Vendor De-listing | 0 |  | Not Applicable as per Item Classification |  | Not Applicable
953-0308 | 953-0308 | SPA, Enphase Manufacturer Rebate for #570-1108, End Date 06/30/2017, Max Qty. 10, SPADVDOIAZ, 3 of 7 , 80559 ROBCO ELECTRIC INC,XAM1-120 | -102.65 |  | No | Other | Vendor De-listing | 0 |  | Not Applicable as per Item Classification |  | Not Applicable
953-0309 | 953-0309 | SPA, Enphase Manufacturer Rebate for #360-0217, End Date 06/30/2017, Max Qty. 800, SPADVDOIAZ, 4 of 7 , 80559 ROBCO ELECTRIC INC, ET10-240-BULK | -4.9 |  | No | Other | Vendor De-listing | 0 |  | Not Applicable as per Item Classification |  | Not Applicable
953-0310 | 953-0310 | SPA, Enphase Manufacturer Rebate for #321-0205, End Date 06/30/2017, Max Qty. 25, SPADVDOIAZ, 5 of 7 , 80559 ROBCO ELECTRIC INC, S280-60-LL-2-US | -8.68 |  | No | Other | Vendor De-listing | 0 |  | Not Applicable as per Item Classification |  | Not Applicable
953-0311 | 953-0311 | SPA, Enphase Manufacturer Rebate for #321-0208, End Date 06/30/2017, Max Qty. 450, SPADVDOIAZ, 6 of 7 , 80559 ROBCO ELECTRIC INC, M250-72-2LL-S22 | -5.55 |  | No | Other | Vendor De-listing | 0 |  | Not Applicable as per Item Classification |  | Not Applicable
953-0312 | 953-0312 | SPA, Enphase Manufacturer Rebate for #360-0216, End Date 06/30/2017, Max Qty. 150, SPADVDOIAZ, 7of 7 , 80559 ROBCO ELECTRIC INC, ET17-240-BULK | -8.5 |  | No | Other | Vendor De-listing | 0 |  | Not Applicable as per Item Classification |  | Not Applicable
953-0313 | 953-0313 | SPA, Enphase Manufacturer Rebate for # 570-1108, End Date 06/30/2017, Max Qty. 0, SPADPFIIAF, 80237 Zing Solar, LLC | -274.79 |  | No | Other | Soligent De-listing | 0 |  | Not Applicable as per Item Classification |  | Not Applicable
953-0314 | 953-0314 | SPA, Enphase Manufacturer Rebate for # 360-0217, End Date 06/30/2017, Max Qty. 0, SPADPFIIAF, 80237 Zing Solar, LLC | -9.4 |  | No | Other | Soligent De-listing | 0 |  | Not Applicable as per Item Classification |  | Not Applicable
953-0315 | 953-0315 | SPA, Enphase Manufacturer Rebate for # 360-0218, End Date 06/30/2017, Max Qty. 0, SPADPFIIAF, 80237 Zing Solar, LLC | -12.55 |  | No | Other | Soligent De-listing | 0 |  | Not Applicable as per Item Classification |  | Not Applicable
953-0316 | 953-0316 | SPA, Enphase Manufacturer Rebate for # 360-0216, End Date 06/30/2017, Max Qty. 0, SPADPFIIAF, 80237 Zing Solar, LLC | -12.55 |  | No | Other | Soligent De-listing | 0 |  | Not Applicable as per Item Classification |  | Not Applicable
953-0317 | 953-0317 | SPA, Enphase Manufacturer Rebate for # 321-0196, End Date 06/30/2017, Max Qty. 0, SPADPFIIAF, 80237 Zing Solar, LLC | -46.99 |  | No | Other | Soligent De-listing | 0 |  | Not Applicable as per Item Classification |  | Not Applicable
953-0318 | 953-0318 | SPA, Enphase Manufacturer Rebate for # 321-0208, End Date 06/30/2017, Max Qty. 0, SPADPFIIAF, 80237 Zing Solar, LLC | -54.34 |  | No | Other | Soligent De-listing | 0 |  | Not Applicable as per Item Classification |  | Not Applicable
953-0319 | 953-0319 | SPA, Enphase Manufacturer Rebate for # 360-0219, End Date 06/30/2017, Max Qty. 0, SPADPFIIAF, 80237 Zing Solar, LLC | -9.17 |  | No | Other | Soligent De-listing | 0 |  | Not Applicable as per Item Classification |  | Not Applicable
953-0320 | 953-0320 | SPA, Enphase Manufacturer Rebate for # 570-1110, End Date 06/30/2017, Max Qty. 0, SPADPFIIAF, 80237 Zing Solar, LLC | -100 |  | No | Other | Soligent De-listing | 0 |  | Not Applicable as per Item Classification |  | Not Applicable
953-0321 | 953-0321 | SPA, Enphase Manufacturer Rebate for #570-1106, End Date 03/31/2017, Max Qty. 50, SPADPFIIAF, 9 of 10, Zing Solar, ENV-S-AB-120-A M | -50 |  | No | Other | Vendor De-listing | 0 |  | Not Applicable as per Item Classification |  | Not Applicable
953-0322 | 953-0322 | SPA, Enphase Manufacturer Rebate for # 570-1107, End Date 06/30/2017, Max Qty. 0, SPADPFIIAF, 80237 Zing Solar, LLC | -300 |  | No | Other | Soligent De-listing | 0 |  | Not Applicable as per Item Classification |  | Not Applicable
953-0323 | 953-0323 | SPA, Enphase Manufacturer Rebate for #360-0307, End Date 06/30/2017, Max Qty. 100, SPAD7V01AJ, 1 of 3 , 8426 High Definition Solar, ENV-120 M | -116.76 |  | No | Other | Vendor De-listing | 0 |  | Not Applicable as per Item Classification |  | Not Applicable
953-0324 | 953-0324 | SPA, Enphase Manufacturer Rebate for #321-0208, End Date 06/30/2017, Max Qty. 100, SPAD7V01AJ, 2 of 3 , 8426 High Definition Solar, M250-72-2LL-S22 | -15.55 |  | No | Other | Vendor De-listing | 0 |  | Not Applicable as per Item Classification |  | Not Applicable
953-0325 | 953-0325 | SPA, Enphase Manufacturer Rebate for #360-0217, End Date 06/30/2017, Max Qty. 100, SPAD7V01AJ, 3 of 3 , 8426 High Definition Solar, ET10-240-BULK(1) | -2.68 |  | No | Other | Soligent De-listing | 0 |  | Not Applicable as per Item Classification |  | Not Applicable
953-0326 | 953-0326 | SPA, Enphase Manufacturer Rebate for #360-0219, End Date 06/30/2017, Max Qty. 1680 ,SPADZNIIAB, 1 of 11, 10454 Solar Solutions, ET17-208-BULK | -5.4 |  | No | Other | Vendor De-listing | 0 |  | Not Applicable as per Item Classification |  | Not Applicable
953-0327 | 953-0327 | SPA, Enphase Manufacturer Rebate for #360-0218, End Date 06/30/2017, Max Qty. 720 ,SPADZNIIAB, 2 of 11, 10454 Solar Solutions, ET17-208-BULK | -8 |  | No | Other | Vendor De-listing | 0 |  | Not Applicable as per Item Classification |  | Not Applicable
953-0328 | 953-0328 | SPA, Enphase Manufacturer Rebate for #360-0307,, End Date 06/30/2017, Max Qty. 800 ,SPADZNIIAB, 3 of 11, 10454 Solar Solutions, ENV-120 M | -136.76 |  | No | Other | Vendor De-listing | 0 |  | Not Applicable as per Item Classification |  | Not Applicable
953-0329 | 953-0329 | SPA, Enphase Manufacturer Rebate for #360-0216, End Date 06/30/2017, Max Qty. 1240 ,SPADZNIIAB, 4 of 11, 10454 Solar Solutions,ET17-240-BULK | -8 |  | No | Other | Vendor De-listing | 0 |  | Not Applicable as per Item Classification |  | Not Applicable
953-0330 | 953-0330 | SPA, Enphase Manufacturer Rebate for #321-0196, End Date 06/30/2017, Max Qty. 6000 ,SPADZNIIAB, 5 of 11, 10454 Solar Solutions, M215-60-2LL-S22-IG | -21.68 |  | No | Other | Vendor De-listing | 0 |  | Not Applicable as per Item Classification |  | Not Applicable
953-0331 | 953-0331 | SPA, Enphase Manufacturer Rebate for #321-0194, End Date 06/30/2017, Max Qty. 1680 ,SPADZNIIAB, 6 of 11, 10454 Solar Solutions, ET10-208-BULK | -27.05 |  | No | Other | Vendor De-listing | 0 |  | Not Applicable as per Item Classification |  | Not Applicable
953-0332 | 953-0332 | SPA, Enphase Manufacturer Rebate for #570-1180, End Date 06/30/2017, Max Qty. 320 ,SPADZNIIAB, 7 of 11, 10454 Solar Solutions, XAM1-120 | -157.65 |  | No | Other | Vendor De-listing | 0 |  | Not Applicable as per Item Classification |  | Not Applicable
953-0333 | 953-0333 | SPA, Enphase Manufacturer Rebate for #570-1106, End Date 06/30/2017, Max Qty. 10 ,SPADZNIIAB, 8 of 11, 10454 Solar Solutions, ENV-S-AB-120-A | -71.76 |  | No | Other | Vendor De-listing | 0 |  | Not Applicable as per Item Classification |  | Not Applicable
953-0334 | 953-0334 | SPA, Enphase Manufacturer Rebate for #570-0217, End Date 06/30/2017, Max Qty. 2880 ,SPADZNIIAB, 9 of 11, 10454 Solar Solutions, ET10-208-BULK | -5.4 |  | No | Other | Vendor De-listing | 0 |  | Not Applicable as per Item Classification |  | Not Applicable
953-0335 | 953-0335 | SPA, Enphase Manufacturer Rebate for #570-1107, End Date 06/30/2017, Max Qty. 10 ,SPADZNIIAB, 10 of 11, 10454 Solar Solutions, ENV-S-AM1-120 | -80 |  | No | Other | Vendor De-listing | 0 |  | Not Applicable as per Item Classification |  | Not Applicable
953-0336 | 953-0336 | SPA, Enphase Manufacturer Rebate for #321-0208, End Date 06/30/2017, Max Qty. 1400 ,SPADZNIIAB, 11 of 11, 10454 Solar Solutions, ET10-208-BULK | -27.05 |  | No | Other | Vendor De-listing | 0 |  | Not Applicable as per Item Classification |  | Not Applicable
953-0337 | 953-0337 | SPA, Enphase Manufacturer Rebate for # 321-0194, End date 06/30/2017, Max qty 1600, SPADYQTIAZ , 1 of 12,American Design/Build 88629,M250-60-2LL-S22 | -28.05 |  | No | Other | Vendor De-listing | 0 |  | Not Applicable as per Item Classification |  | Not Applicable
953-0338 | 953-0338 | SPA, Enphase Manufacturer Rebate for # 321-0208, End date 06/30/2017, Max qty 1000, SPADYQTIAZ , 2 of 12,American Design/Build 88629,M250-72-2LL-S22 | -28.05 |  | No | Other | Vendor De-listing | 0 |  | Not Applicable as per Item Classification |  | Not Applicable
953-0339 | 953-0339 | SPA, Enphase Manufacturer Rebate for # 360-0216, End date 06/30/2017, Max qty 50, SPADYQTIAZ , 3 of 12,American Design/Build 88629,ET17-240-BULK | -9 |  | No | Other | Vendor De-listing | 0 |  | Not Applicable as per Item Classification |  | Not Applicable
953-0340 | 953-0340 | SPA, Enphase Manufacturer Rebate for # 360-0217, End date 06/30/2017, Max qty 300, SPADYQTIAZ , 4 of 12,American Design/Build 88629,ET10-240-BULK | -7.9 |  | No | Other | Vendor De-listing | 0 |  | Not Applicable as per Item Classification |  | Not Applicable
953-0341 | 953-0341 | SPA, Enphase Manufacturer Rebate for # 570-1108, End date 06/30/2017, Max qty 20, SPADYQTIAZ , 6 of 12,American Design/Build 88629,XAM1-120 | -167.65 |  | No | Other | Vendor De-listing | 0 |  | Not Applicable as per Item Classification |  | Not Applicable
953-0342 | 953-0342 | SPA, Enphase Manufacturer Rebate for # 360-0307, End date 06/30/2017, Max qty 120, SPADYQTIAZ , 7 of 12,American Design/Build 88629,ENV-120 | -81.76 |  | No | Other | Vendor De-listing | 0 |  | Not Applicable as per Item Classification |  | Not Applicable
953-0343 | 953-0343 | SPA, Enphase Manufacturer Rebate for # 570-1107, End date 06/30/2017, Max qty 80, SPADYQTIAZ , 8 of 12,American Design/Build 88629,ENV-S-AM1-120 | -100 |  | No | Other | Vendor De-listing | 0 |  | Not Applicable as per Item Classification |  | Not Applicable
953-0344 | 953-0344 | SPA, Enphase Manufacturer Rebate for # 570-1106, End date 3/31/2017, Max qty 40, SPADYQTIAZ , 9 of 12,American Design/Build 88629,ENV-S-AB-120-A | -46.76 |  | No | Other | Vendor De-listing | 0 |  | Not Applicable as per Item Classification |  | Not Applicable
953-0345 | 953-0345 | SPA, Enphase Manufacturer Rebate for # 360-0219, End date 06/30/2017, Max qty 1680, SPADYQTIAZ , 10 of 12,American Design/Build 88629,ET10-208-BULK | -7.9 |  | No | Other | Vendor De-listing | 0 |  | Not Applicable as per Item Classification |  | Not Applicable
953-0346 | 953-0346 | SPA, Enphase Manufacturer Rebate for # 360-0218, End date 06/30/2017, Max qty 840, SPADYQTIAZ , 11 of 12,American Design/Build 88629,ET17-208-BULK | -9 |  | No | Other | Vendor De-listing | 0 |  | Not Applicable as per Item Classification |  | Not Applicable
953-0347 | 953-0347 | SPA, Enphase Manufacturer Rebate for # 321-0196, End date 06/30/2017, Max qty 1200, SPADYQTIAZ , 10 of 12,American Design/Build 88629,M215-60-2LL-S22-IG | -20.68 |  | No | Other | Vendor De-listing | 0 |  | Not Applicable as per Item Classification |  | Not Applicable
953-0348 | 953-0348 | SPA, Enphase Manufacturer Rebate for #321-0208, End Date 06/30/2017, Max Qty. 800,SPADDHAIAN , 1 of 7, R&R Solar -4970, M250-72-2LL-S22 | -15.05 |  | No | Other | Vendor De-listing | 0 |  | Not Applicable as per Item Classification |  | Not Applicable
953-0349 | 953-0349 | SPA, Enphase Manufacturer Rebate for #321-0205, End Date 06/30/2017, Max Qty. 1200,SPADDHAIAN , 2of 7, R&R Solar -4970, S280-60-LL-2-US | -10.68 |  | No | Other | Vendor De-listing | 0 |  | Not Applicable as per Item Classification |  | Not Applicable
953-0350 | 953-0350 | SPA, Enphase Manufacturer Rebate for #570-1106, End Date 06/30/2017, Max Qty. 50,SPADDHAIAN , 4 of 7, R&R Solar -4970, ENV-S-AB-120AM | -39.76 |  | No | Other | Vendor De-listing | 0 |  | Not Applicable as per Item Classification |  | Not Applicable
953-0351 | 953-0351 | SPA, Enphase Manufacturer Rebate for #570-1108, End Date 06/30/2017, Max Qty. 35,SPADDHAIAN , 5of 7, R&R Solar -4970, XAM1-120M | -97.65 |  | No | Other | Vendor De-listing | 0 |  | Not Applicable as per Item Classification |  | Not Applicable
953-0352 | 953-0352 | SPA, Enphase Manufacturer Rebate for #570-1110, End Date 06/30/2017, Max Qty. 50,SPADDHAIAN , 6 of 7, R&R Solar -4970, CELLMODEM-01 | -27 |  | No | Other | Vendor De-listing | 0 |  | Not Applicable as per Item Classification |  | Not Applicable
953-0353 | 953-0353 | SPA, Enphase Manufacturer Rebate for #360-0307, End Date 06/30/2017, Max Qty. 50,SPADDHAIAN , 7 of 7, R&R Solar -4970, ENV-120M | -39.76 |  | No | Other | Vendor De-listing | 0 |  | Not Applicable as per Item Classification |  | Not Applicable
953-0354 | 953-0354 | SPA, Enphase Manufacturer Rebate for # 321-0205, End Date 06/30/2017, Max Qty. 250, SPADEWRIA3, 89152 Integrity Solar | -15.05 |  | No | Other | Vendor De-listing | 0 |  | Not Applicable as per Item Classification |  | Not Applicable
953-0355 | 953-0355 | SPA, Enphase Manufacturer Rebate for # 321-0208, End Date 06/30/2017, Max Qty. 600, SPADEWRIA3, 89152 Integrity Solar | -17.05 |  | No | Other | Vendor De-listing | 0 |  | Not Applicable as per Item Classification |  | Not Applicable
953-0356 | 953-0356 | SPA, Enphase Manufacturer Rebate for # 360-0217, End Date 06/30/2017, Max Qty. 480, SPADEWRIA3, 89152 Integrity Solar | -2.7 |  | No | Other | Vendor De-listing | 0 |  | Not Applicable as per Item Classification |  | Not Applicable
953-0357 | 953-0357 | SPA, Enphase Manufacturer Rebate for # 570-1106, End Date 06/30/2017, Max Qty. 35, SPADEWRIA3, 89152 Integrity Solar | -48.13 |  | No | Other | Vendor De-listing | 0 |  | Not Applicable as per Item Classification |  | Not Applicable
953-0358 | 953-0358 | SPA, Enphase Manufacturer Rebate for # 570-1107, End Date 06/30/2017, Max Qty. 20, SPADEWRIA3, 89152 Integrity Solar | -62.5 |  | No | Other | Vendor De-listing | 0 |  | Not Applicable as per Item Classification |  | Not Applicable
953-0359 | 953-0359 | SPA, Enphase Manufacturer Rebate for # 570-1108, End Date 06/30/2017, Max Qty. 10, SPADEWRIA3, 89152 Integrity Solar | -77.88 |  | No | Other | Vendor De-listing | 0 |  | Not Applicable as per Item Classification |  | Not Applicable
953-0360 | 953-0360 | SPA, Enphase Manufacturer Rebate for # 321-0205, End Date 06/30/2017, Max Qty. 300, SPADFBXIAB, 80633 Solar Roof Dynamics LLC | -12.68 |  | No | Other | Shippable | 0 |  | Not Applicable as per Item Classification |  | Not Applicable
953-0361 | 953-0361 | SPA, Enphase Manufacturer Rebate for # 321-0196, End Date 06/30/2017, Max Qty. 150, SPADFBXIAB, 80633 Solar Roof Dynamics LLC | -16.58 |  | No | Other | Shippable | 0 |  | Not Applicable as per Item Classification |  | Not Applicable
953-0362 | 953-0362 | SPA, Enphase Manufacturer Rebate for # 570-1106, End Date 06/30/2017, Max Qty. 20, SPADFBXIAB, 80633 Solar Roof Dynamics LLC | -34.76 |  | No | Other | Shippable | 0 |  | Not Applicable as per Item Classification |  | Not Applicable
953-0363 | 953-0363 | SPA, Enphase Manufacturer Rebate for # 360-0217, End Date 06/30/2017, Max Qty. 550, SPADFBXIAB, 80633 Solar Roof Dynamics LLC | -3.7 |  | No | Other | Shippable | 0 |  | Not Applicable as per Item Classification |  | Not Applicable
953-0364 | 953-0364 | SPA, Enphase Manufacturer Rebate for # 360-0216, End Date 06/30/2017, Max Qty. 20, SPADFBXIAB, 80633 Solar Roof Dynamics LLC | -4.68 |  | No | Other | Shippable | 0 |  | Not Applicable as per Item Classification |  | Not Applicable
953-0365 | 953-0365 | SPA, Enphase Manufacturer Rebate for # 570-1108, End Date 06/30/2017, Max Qty. 200, SPADFBXIAB, 80633 Solar Roof Dynamics LLC | -95.15 |  | No | Other | Shippable | 0 |  | Not Applicable as per Item Classification |  | Not Applicable
953-0366 | 953-0366 | SPA, Enphase Manufacturer Rebate for # 321-0208, End Date 06/30/2017, Max Qty. 30, SPADFBXIAB, 80633 Solar Roof Dynamics LLC | -14.75 |  | No | Other | Shippable | 0 |  | Not Applicable as per Item Classification |  | Not Applicable
953-0367 | 953-0367 | SPA, Enphase Manufacturer Rebate for # 360-0307, End Date 06/30/2017, Max Qty. 300, SPADFBXIAB, 80633 Solar Roof Dynamics LLC | -111.76 |  | No | Other | Vendor De-listing | 0 |  | Not Applicable as per Item Classification |  | Not Applicable
953-0368 | 953-0368 | SPA, Enphase Manufacturer Rebate for #321-0194, End date 06/30/2017, max qty 500, SPADDRHIAF, 1 of 12, Kaitanna Solar/ 2109, M250-60-2LL-S22 | -29.05 |  | No | Other | Vendor De-listing | 0 |  | Not Applicable as per Item Classification |  | Not Applicable
953-0369 | 953-0369 | SPA, Enphase Manufacturer Rebate for #321-0208, End date 06/30/2017, max qty 600, SPADDRHIAF, 2 of 12, Kaitanna Solar/ 2109, M250-72-2LL-S22 | -29.05 |  | No | Other | Vendor De-listing | 0 |  | Not Applicable as per Item Classification |  | Not Applicable
953-0370 | 953-0370 | SPA, Enphase Manufacturer Rebate for #360-0216, End date 06/30/2017, max qty 50, SPADDRHIAF, 3 of 12, Kaitanna Solar/ 2109, ET17-240-BULK | -11 |  | No | Other | Vendor De-listing | 0 |  | Not Applicable as per Item Classification |  | Not Applicable
953-0371 | 953-0371 | SPA, Enphase Manufacturer Rebate for #360-0217, End date 06/30/2017, max qty 300, SPADDRHIAF, 4 of 12, Kaitanna Solar/ 2109, ET10-240-BULK | -7.9 |  | No | Other | Vendor De-listing | 0 |  | Not Applicable as per Item Classification |  | Not Applicable
953-0372 | 953-0372 | SPA, Enphase Manufacturer Rebate for #321-0205, End date 06/30/2017, max qty 300, SPADDRHIAF, 5 of 12, Kaitanna Solar/ 2109, S280-60-LL-2-US | -35.68 |  | No | Other | Vendor De-listing | 0 |  | Not Applicable as per Item Classification |  | Not Applicable
953-0373 | 953-0373 | SPA, Enphase Manufacturer Rebate for #570-1157, End date 06/30/2017, max qty 50, SPADDRHIAF, 6 of 12, Kaitanna Solar/ 2109, XAM1-120-B M | -167.65 |  | No | Other | Vendor De-listing | 0 |  | Not Applicable as per Item Classification |  | Not Applicable
953-0374 | 953-0374 | SPA, Enphase Manufacturer Rebate for #360-0307, End date 06/30/2017, max qty 30, SPADDRHIAF, 7 of 12, Kaitanna Solar/ 2109, ENV-120 | -171.76 |  | No | Other | Vendor De-listing | 0 |  | Not Applicable as per Item Classification |  | Not Applicable
953-0375 | 953-0375 | SPA, Enphase Manufacturer Rebate for #570-1107, End date 06/30/2017, max qty 30, SPADDRHIAF, 8 of 12, Kaitanna Solar/ 2109, ENV-S-AM1-120 | -125 |  | No | Other | Vendor De-listing | 0 |  | Not Applicable as per Item Classification |  | Not Applicable
953-0376 | 953-0376 | SPA, Enphase Manufacturer Rebate for #570-1106, End date 06/30/2017, max qty 30, SPADDRHIAF, 9 of 12, Kaitanna Solar/ 2109, ENV-S-AB-120-A | -86.76 |  | No | Other | Vendor De-listing | 0 |  | Not Applicable as per Item Classification |  | Not Applicable
953-0377 | 953-0377 | SPA, Enphase Manufacturer Rebate for #360-0219, End date 06/30/2017, max qty 1680, SPADDRHIAF, 10 of 12, Kaitanna Solar/ 2109, ET10-208-BULK | -7.9 |  | No | Other | Vendor De-listing | 0 |  | Not Applicable as per Item Classification |  | Not Applicable
953-0378 | 953-0378 | SPA, Enphase Manufacturer Rebate for #360-0218, End date 06/30/2017, max qty 840, SPADDRHIAF, 11 of 12, Kaitanna Solar/ 2109, ET17-208-BULK | -11 |  | No | Other | Vendor De-listing | 0 |  | Not Applicable as per Item Classification |  | Not Applicable
953-0379 | 953-0379 | SPA, Enphase Manufacturer Rebate for #320-0196, End date 06/30/2017, max qty 500, SPADDRHIAF, 12 of 12, Kaitanna Solar/ 2109, M215-60-2LL-S22-IG | -20.68 |  | No | Other | Vendor De-listing | 0 |  | Not Applicable as per Item Classification |  | Not Applicable
953-0380 | 953-0380 | SPA, Solaredge Manufacturer Rebate for #565-0197, End Date 06/30/2017, Max Qty. , SPASEwesthaven, 1 of 9, 1820 Westhaven, P300. | -9.31 |  | No | Other | Vendor De-listing | 0 |  | Not Applicable as per Item Classification |  | Not Applicable
953-0381 | 953-0381 | SPA, Solaredge Manufacturer Rebate for #565-0206, End Date 06/30/2017, Max Qty. , SPASEwesthaven, 2 of 9, 1820 Westhaven, P400 | -8.31 |  | No | Other | Vendor De-listing | 0 |  | Not Applicable as per Item Classification |  | Not Applicable
953-0382 | 953-0382 | SPA, Solaredge Manufacturer Rebate for #310-0573, End Date 06/30/2017, Max Qty. , SPASEwesthaven, 3 of 9, 1820 Westhaven, SE3000A-US-U | -97.84 |  | No | Other | Vendor De-listing | 0 |  | Not Applicable as per Item Classification |  | Not Applicable
953-0383 | 953-0383 | SPA, Solaredge Manufacturer Rebate for #310-0574, End Date 06/30/2017, Max Qty. , SPASEwesthaven, 4 of 9, 1820 Westhaven, SE3800A-US-U | -110.53 |  | No | Other | Vendor De-listing | 0 |  | Not Applicable as per Item Classification |  | Not Applicable
953-0384 | 953-0384 | SPA, Solaredge Manufacturer Rebate for #310-0469, End Date 06/30/2017, Max Qty. , SPASEwesthaven, 5 of 9, 1820 Westhaven, SE5000A-US-U | -143.32 |  | No | Other | Vendor De-listing | 0 |  | Not Applicable as per Item Classification |  | Not Applicable
953-0385 | 953-0385 | SPA, Solaredge Manufacturer Rebate for #310-0470, End Date 06/30/2017, Max Qty. , SPASEwesthaven, 6 of 9, 1820 Westhaven, SE6000A-US-U | -142.99 |  | No | Other | Vendor De-listing | 0 |  | Not Applicable as per Item Classification |  | Not Applicable
953-0386 | 953-0386 | SPA, Solaredge Manufacturer Rebate for #310-0493, End Date 06/30/2017, Max Qty. , SPASEwesthaven, 7 of 9, 1820 Westhaven,SE7600A-US-U | -196.57 |  | No | Other | Vendor De-listing | 0 |  | Not Applicable as per Item Classification |  | Not Applicable
953-0387 | 953-0387 | SPA, Solaredge Manufacturer Rebate for #310-0494, End Date 06/30/2017, Max Qty. , SPASEwesthaven, 8 of 9, 1820 Westhaven, SE10000A-US-U | -78.7 |  | No | Other | Vendor De-listing | 0 |  | Not Applicable as per Item Classification |  | Not Applicable
953-0388 | 953-0388 | SPA, Solaredge Manufacturer Rebate for #310-0495, End Date 06/30/2017, Max Qty. , SPASEwesthaven, 9 of 9, 1820 Westhaven,SE11400A-US-U | -45.12 |  | No | Other | Vendor De-listing | 0 |  | Not Applicable as per Item Classification |  | Not Applicable
953-0389 | 953-0389 | SPA, PENSA manufacturer rebate for #110-1032, end date 3/31/2017, Max Qty, SPAPensa, 1820 Westhaven, VBHN325SA16 | -17.88 |  | No | Other | Soligent De-listing | 0 |  | Not Applicable as per Item Classification |  | Not Applicable
953-0390 | 953-0390 | SPA, Enphase Manufacturer Rebate for #570-1110, End date 06/30/2017, max qty , Sunnova SCP Kaitanna , 1 of 1, kaitanna 2120, CELLMODEM-01 | -50 |  | No | Other | Vendor De-listing | 0 |  | Not Applicable as per Item Classification |  | Not Applicable
953-0391 | 953-0391 | SPA, Enphase Manufacturer Rebate for # 321-0194, End Date 06/30/2017, Max Qty. 300, SPADNCVIAB, Newport Solar / 82565 | -22.05 |  | No | Other | Vendor De-listing | 0 |  | Not Applicable as per Item Classification |  | Not Applicable
953-0392 | 953-0392 | SPA, Enphase Manufacturer Rebate for # 321-0208, End Date 06/30/2017, Max Qty. 100, SPADNCVIAB, Newport Solar / 82565 | -22.05 |  | No | Other | Vendor De-listing | 0 |  | Not Applicable as per Item Classification |  | Not Applicable
953-0393 | 953-0393 | SPA, Enphase Manufacturer Rebate for # 360-0216, End Date 06/30/2017, Max Qty. 50, SPADNCVIAB, Newport Solar / 82565 | -9.5 |  | No | Other | Vendor De-listing | 0 |  | Not Applicable as per Item Classification |  | Not Applicable
953-0394 | 953-0394 | SPA, Enphase Manufacturer Rebate for # 360-0217, End Date 06/30/2017, Max Qty. 300, SPADNCVIAB, Newport Solar / 82565 | -6.9 |  | No | Other | Vendor De-listing | 0 |  | Not Applicable as per Item Classification |  | Not Applicable
953-0395 | 953-0395 | SPA, Enphase Manufacturer Rebate for # 321-0205, End Date 06/30/2017, Max Qty. 100, SPADNCVIAB, Newport Solar / 82565 | -23.68 |  | No | Other | Vendor De-listing | 0 |  | Not Applicable as per Item Classification |  | Not Applicable
953-0396 | 953-0396 | SPA, Enphase Manufacturer Rebate for # 570-1108, End Date 06/30/2017, Max Qty. 20, SPADNCVIAB, Newport Solar / 82565 | -217.65 |  | No | Other | Vendor De-listing | 0 |  | Not Applicable as per Item Classification |  | Not Applicable
953-0397 | 953-0397 | SPA, Enphase Manufacturer Rebate for # 321-0208, End Date 03/31/2017, Max Qty. 2500, SPADWIPIAZ, 11682 CentroSolar America | -29.16 |  | No | Other | Vendor De-listing | 0 |  | Not Applicable as per Item Classification |  | Not Applicable
953-0398 | 953-0398 | SPA, Enphase Manufacturer Rebate for # 360-0217, End Date 03/31/2017, Max Qty. 5520, SPADWIPIAZ, 11682 CentroSolar America | -7.7 |  | No | Other | Vendor De-listing | 0 |  | Not Applicable as per Item Classification |  | Not Applicable
953-0399 | 953-0399 | SPA, Enphase Manufacturer Rebate for # 360-0218, End Date 03/31/2017, Max Qty. 240, SPADWIPIAZ, 11682 CentroSolar America | -11.22 |  | No | Other | Soligent De-listing | 0 |  | Not Applicable as per Item Classification |  | Not Applicable
953-0400 | 953-0400 | SPA, Enphase Manufacturer Rebate for # 360-0216, End Date 03/31/2017, Max Qty. 240, SPADWIPIAZ, 11682 CentroSolar America | -11.22 |  | No | Other | Vendor De-listing | 0 |  | Not Applicable as per Item Classification |  | Not Applicable
953-0401 | 953-0401 | SPA, Enphase Manufacturer Rebate for # 360-0307, End Date 03/31/2017, Max Qty. 20, SPADWIPIAZ, 11682 CentroSolar America | -165.48 |  | No | Other | Vendor De-listing | 0 |  | Not Applicable as per Item Classification |  | Not Applicable
953-0402 | 953-0402 | SPA, Enphase Manufacturer Rebate for # 321-0205, End Date 03/31/2017, Max Qty. 500, SPADWIPIAZ, 11682 CentroSolar America | -26.79 |  | No | Other | Soligent De-listing | 0 |  | Not Applicable as per Item Classification |  | Not Applicable
953-0403 | 953-0403 | SPA, Enphase Manufacturer Rebate for # 570-1106, End Date 03/31/2017, Max Qty. 80, SPADWIPIAZ, 11682 CentroSolar America | -179.21 |  | No | Other | Soligent De-listing | 0 |  | Not Applicable as per Item Classification |  | Not Applicable
953-0404 | 953-0404 | SPA, Enphase Manufacturer Rebate for # 321-0196, End Date 03/31/2017, Max Qty. 1500, SPADWIPIAZ, 11682 CentroSolar America | -23.9 |  | No | Other | Soligent De-listing | 0 |  | Not Applicable as per Item Classification |  | Not Applicable
953-0405 | 953-0405 | SPA, Enphase Manufacturer Rebate for # 360-0219, End Date 03/31/2017, Max Qty. 240, SPADWIPIAZ, 11682 CentroSolar America | -7.7 |  | No | Other | Soligent De-listing | 0 |  | Not Applicable as per Item Classification |  | Not Applicable
953-0406 | 953-0406 | SPA, Enphase Manufacturer Rebate for #321-0194, End Date 6/30/2017, Eligible Sunnoav Partner Pricing or ESPP, 26808 Syntrol Plumbing, Electrical, Heating and Air, Inc, 9 of 9, M250-72-2LL-S22 | -37.06 |  | No | Other | Vendor De-listing | 0 |  | Not Applicable as per Item Classification |  | Not Applicable
953-0407 | 953-0407 | SPA, Enphase Manufacturer Rebate for #321-0208, End Date 6/30/2017, Eligible Sunnoav Partner Pricing or ESPP, 26808 Syntrol Plumbing, Electrical, Heating and Air, Inc, 3 of 8, M250-72-2LL-S21 | -37.06 |  | No | Other | Vendor De-listing | 0 |  | Not Applicable as per Item Classification |  | Not Applicable
953-0408 | 953-0408 | SPA, Enphase Manufacturer Rebate for #321-0196, End Date 6/30/2017, Eligible Sunnoav Partner Pricing or ESPP, 26808 Syntrol Plumbing, Electrical, Heating and Air, Inc, 1 of 8, M215-60-2LL-S22-IG | -29.17 |  | No | Other | Vendor De-listing | 0 |  | Not Applicable as per Item Classification |  | Not Applicable
953-0409 | 953-0409 | SPA, Enphase Manufacturer Rebate for #321-0205, End Date 6/30/2017, Eligible Sunnoav Partner Pricing or ESPP, 26808 Syntrol Plumbing, Electrical, Heating and Air, Inc, 2 of 8, S280-60-LL-2-US | -21.57 |  | No | Other | Vendor De-listing | 0 |  | Not Applicable as per Item Classification |  | Not Applicable
953-0410 | 953-0410 | SPA, Enphase Manufacturer Rebate for #360-0216, End Date 6/30/2017, Eligible Sunnoav Partner Pricing or ESPP, 26808 Syntrol Plumbing, Electrical, Heating and Air, Inc, 4 of 8, ET17-240-BULK | -12.5 |  | No | Other | Vendor De-listing | 0 |  | Not Applicable as per Item Classification |  | Not Applicable
953-0411 | 953-0411 | SPA, Enphase Manufacturer Rebate for #360-0217 End Date 6/30/2017, Eligible Sunnoav Partner Pricing or ESPP, 26808 Syntrol Plumbing, Electrical, Heating and Air, Inc, 5 of 8, ET10-240-BULK | -9.12 |  | No | Other | Vendor De-listing | 0 |  | Not Applicable as per Item Classification |  | Not Applicable
953-0412 | 953-0412 | SPA, Enphase Manufacturer Rebate for #570-1107, End Date 6/30/2017, Eligible Sunnoav Partner Pricing or ESPP, 26808 Syntrol Plumbing, Electrical, Heating and Air, Inc, 6 of 8, ENV-S-AM1-120 M | -281.42 |  | No | Other | Vendor De-listing | 0 |  | Not Applicable as per Item Classification |  | Not Applicable
953-0413 | 953-0413 | SPA, Enphase Manufacturer Rebate for #570-1110, End Date 6/30/2017, Eligible Sunnoav Partner Pricing or ESPP, 26808 Syntrol Plumbing, Electrical, Heating and Air, Inc, 7 of 8, CELLMODEM-01 | -77.77 |  | No | Other | Vendor De-listing | 0 |  | Not Applicable as per Item Classification |  | Not Applicable
953-0414 | 953-0414 | SPA, Enphase Manufacturer Rebate for #570-1108, End Date 6/30/2017, Eligible Sunnoav Partner Pricing or ESPP, 26808 Syntrol Plumbing, Electrical, Heating and Air, Inc, 8 of 8, XAM1-120 M | -246.06 |  | No | Other | Vendor De-listing | 0 |  | Not Applicable as per Item Classification |  | Not Applicable
953-0415 | 953-0415 | SPA, Enphase Manufacturer Rebate for #321-0196, End Date 12/31/2017, Eligible Sunnova Partner Pricing or ESPP, 89194 Castle Energy LLC, 1 of 8, M215-60-2LL-S22-IG | -28.68 |  | No | Other | Vendor De-listing | 0 |  | Not Applicable as per Item Classification |  | Not Applicable
953-0416 | 953-0416 | SPA, Enphase Manufacturer Rebate for #321-0205, End Date 6/30/2017, Eligible Sunnova Partner Pricing or ESPP, 89194 Castle Energy LLC, 2 of 8, S280-60-LL-2-US | -21.68 |  | No | Other | Vendor De-listing | 0 |  | Not Applicable as per Item Classification |  | Not Applicable
953-0417 | 953-0417 | SPA, Enphase Manufacturer Rebate for #321-0208, End Date 6/30/2017, Eligible Sunnova Partner Pricing or ESPP, 89194 Castle Energy LLC, 3 of 8, M250-72-2LL-S22 | -37.05 |  | No | Other | Vendor De-listing | 0 |  | Not Applicable as per Item Classification |  | Not Applicable
953-0418 | 953-0418 | SPA, Enphase Manufacturer Rebate for #360-0216, End Date 6/30/2017, Eligible Sunnova Partner Pricing or ESPP, 89194 Castle Energy LLC, 4 of 8, ET17-240-BULK | -12.75 |  | No | Other | Vendor De-listing | 0 |  | Not Applicable as per Item Classification |  | Not Applicable
953-0419 | 953-0419 | SPA, Enphase Manufacturer Rebate for #360-0217 End Date 6/30/2017, Eligible Sunnova Partner Pricing or ESPP, 89194 Castle Energy LLC, 5 of 8, ET10-240-BULK | -9.4 |  | No | Other | Vendor De-listing | 0 |  | Not Applicable as per Item Classification |  | Not Applicable
953-0420 | 953-0420 | SPA, Enphase Manufacturer Rebate for #570-1107, End Date 6/30/2017, Eligible Sunnova Partner Pricing or ESPP, 89194 Castle Energy LLC, 6 of 8, ENV-S-AM1-120 M | -283 |  | No | Other | Vendor De-listing | 0 |  | Not Applicable as per Item Classification |  | Not Applicable
953-0421 | 953-0421 | SPA, Enphase Manufacturer Rebate for #570-1110, End Date 6/30/2017, Eligible Sunnova Partner Pricing or ESPP, 89194 Castle Energy LLC, 7 of 8, CELLMODEM-01 | -83 |  | No | Other | Vendor De-listing | 0 |  | Not Applicable as per Item Classification |  | Not Applicable
953-0422 | 953-0422 | SPA, Enphase Manufacturer Rebate for #570-1108, End Date 6/30/2017, Eligible Sunnova Partner Pricing or ESPP, 89194 Castle Energy LLC, 8 of 8, XAM1-120 M | -248.65 |  | No | Other | Vendor De-listing | 0 |  | Not Applicable as per Item Classification |  | Not Applicable
953-0423 | 953-0423 | SPA, Enphase Manufacturer Rebate for #321-0208, End Date 03/31/2017, Max Qty. 1400, SPADVDSIAV, 1 of 1, Grape Solar,M250-60-2LL-S22 | -27.05 |  | No | Other | Soligent De-listing | 0 |  | Not Applicable as per Item Classification |  | Not Applicable
953-0424 | 953-0424 | SPA, Solaredge Manufacturer Rebate for #310-0574, End Date 06/30/2017, Max Qty. , SPASEwesthaven, 4 of 9, 1820 Westhaven, SE3800H-US000NNU2 | -95.14 |  | No | Other | Soligent De-listing | 0 |  | Not Applicable as per Item Classification |  | Not Applicable
953-0425 | 953-0425 | SPA, PENSA manufacturer rebate for #110-1073, end date 3/31/2017, Max Qty, SPAPensa, 1820 Westhaven, VBHN330SA16 | -26.4 |  | No | Other | Soligent De-listing | 0 |  | Not Applicable as per Item Classification |  | Not Applicable
953-0426 | 953-0426 | SPA, Enphase Manufacturer Rebate for #321-0196, End Date 6/30/2017, Eligible Sunnova Partner Pricing or ESPP, 202933 BrightEnergies, 1 of 8, M215-60-2LL-S22-IG | -28.68 |  | No | Other | Vendor De-listing | 0 |  | Not Applicable as per Item Classification |  | Not Applicable
953-0427 | 953-0427 | SPA, Enphase Manufacturer Rebate for #321-0205, End Date 6/30/2017, Eligible Sunnova Partner Pricing or ESPP, 202933 BrightEnergies, 2 of 8, S280-60-LL-2-US | -21.68 |  | No | Other | Vendor De-listing | 0 |  | Not Applicable as per Item Classification |  | Not Applicable
953-0428 | 953-0428 | SPA, Enphase Manufacturer Rebate for #321-0208, End Date 6/30/2017, Eligible Sunnova Partner Pricing or ESPP, 202933 BrightEnergies, 3 of 8, M250-72-2LL-S22 | -37.05 |  | No | Other | Vendor De-listing | 0 |  | Not Applicable as per Item Classification |  | Not Applicable
953-0429 | 953-0429 | SPA, Enphase Manufacturer Rebate for #360-0216, End Date 6/30/2017, Eligible Sunnova Partner Pricing or ESPP, 202933 BrightEnergies, 4 of 8, ET17-240-BULK | -12.75 |  | No | Other | Vendor De-listing | 0 |  | Not Applicable as per Item Classification |  | Not Applicable
953-0430 | 953-0430 | SPA, Enphase Manufacturer Rebate for #360-0217 End Date 6/30/2017, Eligible Sunnova Partner Pricing or ESPP, 202933 BrightEnergies, 5 of 8, ET10-240-BULK | -9.4 |  | No | Other | Vendor De-listing | 0 |  | Not Applicable as per Item Classification |  | Not Applicable
953-0431 | 953-0431 | SPA, Enphase Manufacturer Rebate for #570-1107, End Date 6/30/2017, Eligible Sunnova Partner Pricing or ESPP, 202933 BrightEnergies, 6 of 8, ENV-S-AM1-120 M | -283 |  | No | Other | Vendor De-listing | 0 |  | Not Applicable as per Item Classification |  | Not Applicable
953-0432 | 953-0432 | SPA, Enphase Manufacturer Rebate for #570-1110, End Date 12/31/2017, Eligible Sunnova Partner Pricing or ESPP, 202933 BrightEnergies, 7 of 8, CELLMODEM-01 | -83 |  | No | Other | Vendor De-listing | 0 |  | Not Applicable as per Item Classification |  | Not Applicable
953-0433 | 953-0433 | SPA, Enphase Manufacturer Rebate for #570-1108, End Date 6/30/2017, Eligible Sunnova Partner Pricing or ESPP, 202933 BrightEnergies, 8 of 8, XAM1-120 M | -248.65 |  | No | Other | Vendor De-listing | 0 |  | Not Applicable as per Item Classification |  | Not Applicable
953-0434 | 953-0434 | SPA, Enphase Manufacturer Rebate for #321-0196, End Date 6/30/2017, Eligible Sunnova Partner Pricing or ESPP, 12943 Code Green Solar, 1 of 8, M215-60-2LL-S22-IG | -28.68 |  | No | Other | Vendor De-listing | 0 |  | Not Applicable as per Item Classification |  | Not Applicable
953-0435 | 953-0435 | SPA, Enphase Manufacturer Rebate for #321-0205, End Date 6/30/2017, Eligible Sunnova Partner Pricing or ESPP, 12943 Code Green Solar, 2 of 8, S280-60-LL-2-US | -21.68 |  | No | Other | Vendor De-listing | 0 |  | Not Applicable as per Item Classification |  | Not Applicable
953-0436 | 953-0436 | SPA, Enphase Manufacturer Rebate for #321-0208, End Date 6/30/2017, Eligible Sunnova Partner Pricing or ESPP, 12943 Code Green Solar, 3 of 8, M250-72-2LL-S22 | -37.05 |  | No | Other | Vendor De-listing | 0 |  | Not Applicable as per Item Classification |  | Not Applicable
953-0437 | 953-0437 | SPA, Enphase Manufacturer Rebate for #360-0216, End Date 6/30/2017, Eligible Sunnova Partner Pricing or ESPP, 12943 Code Green Solar, 4 of 8, ET17-240-BULK | -12.75 |  | No | Other | Vendor De-listing | 0 |  | Not Applicable as per Item Classification |  | Not Applicable
953-0438 | 953-0438 | SPA, Enphase Manufacturer Rebate for #360-0217 End Date 6/30/2017, Eligible Sunnova Partner Pricing or ESPP, 12943 Code Green Solar, 5 of 8, ET10-240-BULK | -9.4 |  | No | Other | Vendor De-listing | 0 |  | Not Applicable as per Item Classification |  | Not Applicable
953-0439 | 953-0439 | SPA, Enphase Manufacturer Rebate for #570-1107, End Date 6/30/2017, Eligible Sunnova Partner Pricing or ESPP, 12943 Code Green Solar, 6 of 8, ENV-S-AM1-120 M | -283 |  | No | Other | Vendor De-listing | 0 |  | Not Applicable as per Item Classification |  | Not Applicable
953-0440 | 953-0440 | SPA, Enphase Manufacturer Rebate for #570-1110, End Date 6/30/2017, Eligible Sunnova Partner Pricing or ESPP, 12943 Code Green Solar, 7 of 8, CELLMODEM-01 | -83 |  | No | Other | Vendor De-listing | 0 |  | Not Applicable as per Item Classification |  | Not Applicable
953-0441 | 953-0441 | SPA, Enphase Manufacturer Rebate for #570-1108, End Date 6/30/2017, Eligible Sunnova Partner Pricing or ESPP, 12943 Code Green Solar, 8 of 8, XAM1-120 M | 69 |  | No | Other | Vendor De-listing | 0 |  | Not Applicable as per Item Classification |  | Not Applicable
953-0442 | 953-0442 | SPA, Enphase Manufacturer Rebate for #570-1108, End Date 6/30/2017, Eligible Sunnova Partner Pricing or ESPP, 3144 ASTON SOLAR LLC, 1 of 8, XAM1-120 M | -28.68 |  | No | Other | Vendor De-listing | 0 |  | Not Applicable as per Item Classification |  | Not Applicable
953-0443 | 953-0443 | SPA, Enphase Manufacturer Rebate for #321-0205, End Date 6/30/2017, Eligible Sunnova Partner Pricing or ESPP, 3144 ASTON SOLAR LLC, 2 of 8, S280-60-LL-2-US | -21.68 |  | No | Other | Vendor De-listing | 0 |  | Not Applicable as per Item Classification |  | Not Applicable
953-0444 | 953-0444 | SPA, Enphase Manufacturer Rebate for #321-0208, End Date 6/30/2017, Eligible Sunnova Partner Pricing or ESPP, 3144 ASTON SOLAR LLC, 3 of 8, M250-72-2LL-S22 | -37.05 |  | No | Other | Vendor De-listing | 0 |  | Not Applicable as per Item Classification |  | Not Applicable
953-0445 | 953-0445 | SPA, Enphase Manufacturer Rebate for #360-0216, End Date 6/30/2017, Eligible Sunnova Partner Pricing or ESPP, 3144 ASTON SOLAR LLC, 4 of 8, ET17-240-BULK | -12.75 |  | No | Other | Vendor De-listing | 0 |  | Not Applicable as per Item Classification |  | Not Applicable
953-0446 | 953-0446 | SPA, Enphase Manufacturer Rebate for #360-0217 End Date 6/30/2017, Eligible Sunnova Partner Pricing or ESPP, 3144 ASTON SOLAR LLC, 5 of 8, ET10-240-BULK | -9.4 |  | No | Other | Vendor De-listing | 0 |  | Not Applicable as per Item Classification |  | Not Applicable
953-0447 | 953-0447 | SPA, Enphase Manufacturer Rebate for #570-1107, End Date 6/30/2017, Eligible Sunnova Partner Pricing or ESPP, 3144 ASTON SOLAR LLC, 6 of 8, ENV-S-AM1-120 M | -283 |  | No | Other | Vendor De-listing | 0 |  | Not Applicable as per Item Classification |  | Not Applicable
953-0448 | 953-0448 | SPA, Enphase Manufacturer Rebate for #570-1110, End Date 6/30/2017, Eligible Sunnova Partner Pricing or ESPP, 3144 ASTON SOLAR LLC, 7 of 8, CELLMODEM-01 | -83 |  | No | Other | Vendor De-listing | 0 |  | Not Applicable as per Item Classification |  | Not Applicable
953-0449 | 953-0449 | SPA, Enphase Manufacturer Rebate for #570-1108, End Date 6/30/2017, Eligible Sunnova Partner Pricing or ESPP, 3144 ASTON SOLAR LLC, 8 of 8, XAM1-120 M | -248.65 |  | No | Other | Vendor De-listing | 0 |  | Not Applicable as per Item Classification |  | Not Applicable
953-0450 | 953-0450 | SPA, Enphase Manufacturer Rebate for #321-0196, End Date 6/30/2017, Eligible Sunnova Partner Pricing or ESPP, 28190 Spectrum Energy, Inc., 1 of 8, M215-60-2LL-S22-IG | -28.68 |  | No | Other | Vendor De-listing | 0 |  | Not Applicable as per Item Classification |  | Not Applicable
953-0451 | 953-0451 | SPA, Enphase Manufacturer Rebate for #321-0205, End Date 6/30/2017, Eligible Sunnova Partner Pricing or ESPP, 28190 Spectrum Energy, Inc., 2 of 8, S280-60-LL-2-US | -21.68 |  | No | Other | Vendor De-listing | 0 |  | Not Applicable as per Item Classification |  | Not Applicable
953-0452 | 953-0452 | SPA, Enphase Manufacturer Rebate for #321-0208, End Date 6/30/2017, Eligible Sunnova Partner Pricing or ESPP, 28190 Spectrum Energy, Inc., 3 of 8, M250-72-2LL-S22 | -37.05 |  | No | Other | Vendor De-listing | 0 |  | Not Applicable as per Item Classification |  | Not Applicable
953-0453 | 953-0453 | SPA, Enphase Manufacturer Rebate for #360-0216, End Date 6/30/2017, Eligible Sunnova Partner Pricing or ESPP, 28190 Spectrum Energy, Inc., 4 of 8, ET17-240-BULK | -12.75 |  | No | Other | Vendor De-listing | 0 |  | Not Applicable as per Item Classification |  | Not Applicable
953-0454 | 953-0454 | SPA, Enphase Manufacturer Rebate for #360-0217 End Date 6/30/2017, Eligible Sunnova Partner Pricing or ESPP, 28190 Spectrum Energy, Inc., 5 of 8, ET10-240-BULK | -9.4 |  | No | Other | Vendor De-listing | 0 |  | Not Applicable as per Item Classification |  | Not Applicable
953-0455 | 953-0455 | SPA, Enphase Manufacturer Rebate for #570-1107, End Date 6/30/2017, Eligible Sunnova Partner Pricing or ESPP, 28190 Spectrum Energy, Inc., 6 of 8, ENV-S-AM1-120 M | -283 |  | No | Other | Vendor De-listing | 0 |  | Not Applicable as per Item Classification |  | Not Applicable
953-0456 | 953-0456 | SPA, Enphase Manufacturer Rebate for #570-1110, End Date 6/30/2017, Eligible Sunnova Partner Pricing or ESPP, 28190 Spectrum Energy, Inc., 7 of 8, CELLMODEM-01 | -83 |  | No | Other | Vendor De-listing | 0 |  | Not Applicable as per Item Classification |  | Not Applicable
953-0457 | 953-0457 | SPA, Enphase Manufacturer Rebate for #570-1108, End Date 6/30/2017, Eligible Sunnova Partner Pricing or ESPP, 28190 Spectrum Energy, Inc., 8 of 8, XAM1-120 M | -248.65 |  | No | Other | Vendor De-listing | 0 |  | Not Applicable as per Item Classification |  | Not Applicable
953-0458 | 953-0458 | SPA, Enphase Manufacturer Rebate for #321-0196, End Date 6/30/2017, Eligible Sunnova Partner Pricing or ESPP, 29211 Eznergy NJ LLC, 1 of 8, M215-60-2LL-S22-IG | -28.68 |  | No | Other | Vendor De-listing | 0 |  | Not Applicable as per Item Classification |  | Not Applicable
953-0459 | 953-0459 | SPA, Enphase Manufacturer Rebate for #321-0205, End Date 6/30/2017, Eligible Sunnova Partner Pricing or ESPP, 29211 Eznergy NJ LLC, 2 of 8, S280-60-LL-2-US | -21.68 |  | No | Other | Vendor De-listing | 0 |  | Not Applicable as per Item Classification |  | Not Applicable
953-0460 | 953-0460 | SPA, Enphase Manufacturer Rebate for #321-0208, End Date 6/30/2017, Eligible Sunnova Partner Pricing or ESPP, 29211 Eznergy NJ LLC, 3 of 8, M250-72-2LL-S22 | -37.05 |  | No | Other | Vendor De-listing | 0 |  | Not Applicable as per Item Classification |  | Not Applicable
953-0461 | 953-0461 | SPA, Enphase Manufacturer Rebate for #360-0216, End Date 6/30/2017, Eligible Sunnova Partner Pricing or ESPP, 29211 Eznergy NJ LLC, 4 of 8, ET17-240-BULK | -12.75 |  | No | Other | Vendor De-listing | 0 |  | Not Applicable as per Item Classification |  | Not Applicable
953-0462 | 953-0462 | SPA, Enphase Manufacturer Rebate for #360-0217 End Date 6/30/2017, Eligible Sunnova Partner Pricing or ESPP, 29211 Eznergy NJ LLC, 5 of 8, ET10-240-BULK | -9.4 |  | No | Other | Vendor De-listing | 0 |  | Not Applicable as per Item Classification |  | Not Applicable
953-0463 | 953-0463 | SPA, Enphase Manufacturer Rebate for #570-1107, End Date 6/30/2017, Eligible Sunnova Partner Pricing or ESPP, 29211 Eznergy NJ LLC, 6 of 8, ENV-S-AM1-120 M | -283 |  | No | Other | Vendor De-listing | 0 |  | Not Applicable as per Item Classification |  | Not Applicable
953-0464 | 953-0464 | SPA, Enphase Manufacturer Rebate for #570-1110, End Date 6/30/2017, Eligible Sunnova Partner Pricing or ESPP, 29211 Eznergy NJ LLC, 7 of 8, CELLMODEM-01 | -83 |  | No | Other | Vendor De-listing | 0 |  | Not Applicable as per Item Classification |  | Not Applicable
953-0465 | 953-0465 | SPA, Enphase Manufacturer Rebate for #570-1108, End Date 6/30/2017, Eligible Sunnova Partner Pricing or ESPP, 29211 Eznergy NJ LLC, 8 of 8, XAM1-120 M | -248.65 |  | No | Other | Vendor De-listing | 0 |  | Not Applicable as per Item Classification |  | Not Applicable
953-0466 | 953-0466 | SPA, Enphase Manufacturer Rebate for #321-0196, End Date 6/30/2017, Eligible Sunnova Partner Pricing or ESPP, 6364 AMPERICON INC., 1 of 8, M215-60-2LL-S22-IG | -28.68 |  | No | Other | Vendor De-listing | 0 |  | Not Applicable as per Item Classification |  | Not Applicable
953-0467 | 953-0467 | SPA, Enphase Manufacturer Rebate for #321-0205, End Date 6/30/2017, Eligible Sunnova Partner Pricing or ESPP, 6364 AMPERICON INC., 2 of 8, S280-60-LL-2-US | -21.68 |  | No | Other | Vendor De-listing | 0 |  | Not Applicable as per Item Classification |  | Not Applicable
953-0468 | 953-0468 | SPA, Enphase Manufacturer Rebate for #321-0208, End Date 6/30/2017, Eligible Sunnova Partner Pricing or ESPP, 6364 AMPERICON INC., 3 of 8, M250-72-2LL-S22 | -37.05 |  | No | Other | Vendor De-listing | 0 |  | Not Applicable as per Item Classification |  | Not Applicable
953-0469 | 953-0469 | SPA, Enphase Manufacturer Rebate for #360-0216, End Date 6/30/2017, Eligible Sunnova Partner Pricing or ESPP, 6364 AMPERICON INC., 4 of 8, ET17-240-BULK | -12.75 |  | No | Other | Vendor De-listing | 0 |  | Not Applicable as per Item Classification |  | Not Applicable
953-0470 | 953-0470 | SPA, Enphase Manufacturer Rebate for #360-0217 End Date 6/30/2017, Eligible Sunnova Partner Pricing or ESPP, 6364 AMPERICON INC., 5 of 8, ET10-240-BULK | -9.4 |  | No | Other | Vendor De-listing | 0 |  | Not Applicable as per Item Classification |  | Not Applicable
953-0471 | 953-0471 | SPA, Enphase Manufacturer Rebate for #570-1107, End Date 6/30/2017, Eligible Sunnova Partner Pricing or ESPP, 6364 AMPERICON INC., 6 of 8, ENV-S-AM1-120 M | -283 |  | No | Other | Vendor De-listing | 0 |  | Not Applicable as per Item Classification |  | Not Applicable
953-0472 | 953-0472 | SPA, Enphase Manufacturer Rebate for #570-1110, End Date 6/30/2017, Eligible Sunnova Partner Pricing or ESPP, 6364 AMPERICON INC., 7 of 8, CELLMODEM-01 | -83 |  | No | Other | Vendor De-listing | 0 |  | Not Applicable as per Item Classification |  | Not Applicable
953-0473 | 953-0473 | SPA, Enphase Manufacturer Rebate for #570-1108, End Date 6/30/2017, Eligible Sunnova Partner Pricing or ESPP, 6364 AMPERICON INC., 8 of 8, XAM1-120 M | -248.65 |  | No | Other | Vendor De-listing | 0 |  | Not Applicable as per Item Classification |  | Not Applicable
953-0474 | 953-0474 | SPA, Enphase Manufacturer Rebate for #321-0205, End date 06/30/2017, max qty 300, SPADHYDIAJ, 1 of 9, 10955 Blue Pacific Solar S280-60-LL-2-US | -9.13 |  | No | Other | Vendor De-listing | 0 |  | Not Applicable as per Item Classification |  | Not Applicable
953-0475 | 953-0475 | SPA, Enphase Manufacturer Rebate for #321-0196, End date 06/30/2017, max qty 400, SPADHYDIAJ, 2 of 9, 10955 Blue Pacific Solar, M215-60-2LL-S22-IG | -10.03 |  | No | Other | Vendor De-listing | 0 |  | Not Applicable as per Item Classification |  | Not Applicable
953-0476 | 953-0476 | SPA, Enphase Manufacturer Rebate for #570-1106, End date 06/30/2017, max qty 30, SPADHYDIAJ, 3 of 9, 10955 Blue Pacific Solar, ENV-S-AB-120-A | -34.76 |  | No | Other | Vendor De-listing | 0 |  | Not Applicable as per Item Classification |  | Not Applicable
953-0477 | 953-0477 | SPA, Enphase Manufacturer Rebate for #360-0217, End date 06/30/2017, max qty 500, SPADHYDIAJ, 4 of 9, 10955 Blue Pacific Solar ET10-240-BULK | -4.4 |  | No | Other | Vendor De-listing | 0 |  | Not Applicable as per Item Classification |  | Not Applicable
953-0478 | 953-0478 | SPA, Enphase Manufacturer Rebate for #360-0216, End date 06/30/2017, max qty 500,SPADHYDIAJ, 5 of 9, 10955 Blue Pacific Solar, ET17-240-BULK | -5.1 |  | No | Other | Vendor De-listing | 0 |  | Not Applicable as per Item Classification |  | Not Applicable
953-0479 | 953-0479 | SPA, Enphase Manufacturer Rebate for #570-1108, End date 06/30/2017, max qty 30, SPADHYDIAJ, 6 of 9, 10955 Blue Pacific Solar XAM1-120 | -74.15 |  | No | Other | Vendor De-listing | 0 |  | Not Applicable as per Item Classification |  | Not Applicable
953-0480 | 953-0480 | SPA, Enphase Manufacturer Rebate for #321-0208, End date 06/30/2017, max qty 300, SPADHYDIAJ, 7 of 9, 10955 Blue Pacific Solar, M250-72-2LL-S22 | -10.55 |  | No | Other | Vendor De-listing | 0 |  | Not Applicable as per Item Classification |  | Not Applicable
953-0481 | 953-0481 | SPA, Panasonic Manufacturer Rebate for # 110-1032, End Date 06/30/2017, Max Qty. , Panasonic Nova West Solar , 7401 Nova West Solar | -27.63 |  | No | Other | Vendor De-listing | 0 |  | Not Applicable as per Item Classification |  | Not Applicable
953-0482 | 953-0482 | SPA, Panasonic Manufacturer Rebate for # 110-1073, End Date 06/30/2017, Max Qty. , , 7401 Nova West Solar | -13.2 |  | No | Other | Vendor De-listing | 0 |  | Not Applicable as per Item Classification |  | Not Applicable
953-0483 | 953-0483 | SPA, Enphase Manufacturer Rebate for #360-0217, End date 06/30/2017, max qty 375, SPADLCXIAF, 1 of 5, 8332 DRH ELECTRICAL,ET10-240-BULK | -4.9 |  | No | Other | Vendor De-listing | 0 |  | Not Applicable as per Item Classification |  | Not Applicable
953-0484 | 953-0484 | SPA, Enphase Manufacturer Rebate for #360-0216, End date 06/30/2017, max qty 25, SPADLCXIAF, 1 of 5, 8332 DRH ELECTRICAL,ET17-240-BULK | -9.5 |  | No | Other | Vendor De-listing | 0 |  | Not Applicable as per Item Classification |  | Not Applicable
953-0485 | 953-0485 | SPA, Enphase Manufacturer Rebate for #570-1108, End date 06/30/2017, max qty 10, SPADLCXIAF, 1 of 5, 8332 DRH ELECTRICAL,XAM1-120 | -167.65 |  | No | Other | Vendor De-listing | 0 |  | Not Applicable as per Item Classification |  | Not Applicable
953-0486 | 953-0486 | SPA, Enphase Manufacturer Rebate for #570-1107, End date 06/30/2017, max qty 5, SPADLCXIAF, 1 of 5, 8332 DRH ELECTRICAL,ENV-S-AM1-120 | -200 |  | No | Other | Vendor De-listing | 0 |  | Not Applicable as per Item Classification |  | Not Applicable
953-0487 | 953-0487 | SPA, Enphase Manufacturer Rebate for #321-0196, End date 06/30/2017, max qty 400, SPADLCXIAF, 1 of 5, 8332 DRH ELECTRICAL,M215-60-2LL-S22-IG-US | -10.68 |  | No | Other | Vendor De-listing | 0 |  | Not Applicable as per Item Classification |  | Not Applicable
953-0488 | 953-0488 | SPA, Enphase Love SPA Manufacturer Rebate for #321-0194, End date 03/31/2017, max qty, EnphaseLoveSPA 1 of 3,M250-60-2LL-S22 | -5 |  | No | Other | Shippable | 0 |  | Not Applicable as per Item Classification |  | Not Applicable
953-0489 | 953-0489 | SPA, Enphase Love SPA Manufacturer Rebate for #321-0196, End date 03/31/2017, max qty, EnphaseLoveSPA 2 of 3,M215-60-2LL-S22-IG | -5 |  | No | Other | Shippable | 0 |  | Not Applicable as per Item Classification |  | Not Applicable
953-0490 | 953-0490 | SPA, EnphaseLove SPA Manufacturer Rebate for #321-0208, End date 03/31/2017, max qty, EnphaseLoveSPA 3 of 3,M250-72-2LL-S22 | -5 |  | No | Other | Shippable | 0 |  | Not Applicable as per Item Classification |  | Not Applicable
953-0491 | 953-0491 | SPA, Enphase Manufacturer Rebate for # 321-0196, End Date 06/30/2016, Max Qty. 300, SPADKCKIAL, 4976 R&R Supply | -13.18 |  | No | Other | Soligent De-listing | 0 |  | Not Applicable as per Item Classification |  | Not Applicable
953-0492 | 953-0492 | SPA, Enphase Manufacturer Rebate for #570-1097, End Date 06/30/2017, Max Qty. 5, SPAD7PFIAB, 1 of 16, 6929 Paradise Energy Solutions, ENV-C250 | -129.41 |  | No | Other | Vendor De-listing | 0 |  | Not Applicable as per Item Classification |  | Not Applicable
953-0493 | 953-0493 | SPA, Enphase Manufacturer Rebate for #570-1106, End Date 06/30/2017, Max Qty. 10, SPAD7PFIAB, 2 of 16, 6929 Paradise Energy Solutions, ENV-S-AB-120-A | -91.76 |  | No | Other | Vendor De-listing | 0 |  | Not Applicable as per Item Classification |  | Not Applicable
953-0494 | 953-0494 | SPA, Enphase Manufacturer Rebate for #570-1107, End Date 06/30/2017, Max Qty. 20, SPAD7PFIAB, 3 of 16, 6929 Paradise Energy Solutions, ENV-S-AM1-120 (M) | -125 |  | No | Other | Vendor De-listing | 0 |  | Not Applicable as per Item Classification |  | Not Applicable
953-0495 | 953-0495 | SPA, Enphase Manufacturer Rebate for #570-1108, End Date 06/30/2017, Max Qty. 30, SPAD7PFIAB, 4 of 16, 6929 Paradise Energy Solutions, XAM1-120 | -107.65 |  | No | Other | Vendor De-listing | 0 |  | Not Applicable as per Item Classification |  | Not Applicable
953-0496 | 953-0496 | SPA, Enphase Manufacturer Rebate for #360-0219, End Date 06/30/2017, Max Qty. 480, SPAD7PFIAB, 5 of 16, 6929 Paradise Energy Solutions, ET10-208-BULK | -7.65 |  | No | Other | Vendor De-listing | 0 |  | Not Applicable as per Item Classification |  | Not Applicable
953-0497 | 953-0497 | SPA, Enphase Manufacturer Rebate for #360-0218, End Date 06/30/2017, Max Qty. 120, SPAD7PFIAB, 6 of 16, 6929 Paradise Energy Solutions, ET17-208-BULK | -11 |  | No | Other | Vendor De-listing | 0 |  | Not Applicable as per Item Classification |  | Not Applicable
953-0498 | 953-0498 | SPA, Enphase Manufacturer Rebate for #360-0216, End Date 06/30/2017, Max Qty. 200, SPAD7PFIAB, 7 of 16, 6929 Paradise Energy Solutions, ET17-240-BULK | -11 |  | No | Other | Vendor De-listing | 0 |  | Not Applicable as per Item Classification |  | Not Applicable
953-0499 | 953-0499 | SPA, Enphase Manufacturer Rebate for #360-0307, End Date 06/30/2017, Max Qty. 7, SPAD7PFIAB, 8 of 16, 6929 Paradise Energy Solutions, ENV-120 M | -111.76 |  | No | Other | Vendor De-listing | 0 |  | Not Applicable as per Item Classification |  | Not Applicable
953-0500 | 953-0500 | SPA, Enphase Manufacturer Rebate for #321-0196, End Date 06/30/2017, Max Qty. 300, SPAD7PFIAB, 9 of 16, 6929 Paradise Energy Solutions, M215-60-2LL-S22-IG | -21.68 |  | No | Other | Vendor De-listing | 0 |  | Not Applicable as per Item Classification |  | Not Applicable
953-0501 | 953-0501 | SPA, Enphase Manufacturer Rebate for #321-0194, End Date 06/30/2017, Max Qty. 200, SPAD7PFIAB, 10 of 16, 6929 Paradise Energy Solutions, M250-60-2LL-S22 | -28.05 |  | No | Other | Vendor De-listing | 0 |  | Not Applicable as per Item Classification |  | Not Applicable
953-0502 | 953-0502 | SPA, Enphase Manufacturer Rebate for #321-0104, End Date 06/30/2017, Max Qty. 200, SPAD7PFIAB, 11 of 16, 6929 Paradise Energy Solutions, C250-72-2LN-S2 | -17.3 |  | No | Other | Vendor De-listing | 0 |  | Not Applicable as per Item Classification |  | Not Applicable
953-0503 | 953-0503 | SPA, Enphase Manufacturer Rebate for #360-0217, End Date 06/30/2017, Max Qty. 800, SPAD7PFIAB, 12 of 16, 6929 Paradise Energy Solutions, ET10-240-BULK | -7.65 |  | No | Other | Vendor De-listing | 0 |  | Not Applicable as per Item Classification |  | Not Applicable
953-0504 | 953-0504 | SPA, Enphase Manufacturer Rebate for #321-0208, End Date 06/30/2017, Max Qty. 1000, SPAD7PFIAB, 13 of 16, 6929 Paradise Energy Solutions, M250-72-2LL-S22 | -28.05 |  | No | Other | Vendor De-listing | 0 |  | Not Applicable as per Item Classification |  | Not Applicable
953-0505 | 953-0505 | SPA, Enphase Manufacturer Rebate for #360-0308, End Date 06/30/2017, Max Qty. 480, SPAD7PFIAB, 14 of 16, 6929 Paradise Energy Solutions, ET10-277-BULK | -1066.99 |  | No | Other | Vendor De-listing | 0 |  | Not Applicable as per Item Classification |  | Not Applicable
953-0506 | 953-0506 | SPA, Enphase Manufacturer Rebate for #360-0309, End Date 06/30/2016, Max Qty. 480, SPAD7PFIAB, 15 of 16, 6929 Paradise Energy Solutions, ET17-277-BULK | -1381.99 |  | No | Other | Soligent De-listing | 0 |  | Not Applicable as per Item Classification |  | Not Applicable
953-0507 | 953-0507 | "SPA, Enphase Manufacturer Rebate for #360-0310, End Date 06/30/2017, Max Qty. 480, SPAD7PFIAB, 16 of 16, 6929 Paradise Energy Solutions, ET21-277-192-12AWG | -1121.99 |  | No | Other | Vendor De-listing | 0 |  | Not Applicable as per Item Classification |  | Not Applicable
953-0508 | 953-0508 | SPA, Enphase Manufacturer Rebate for #360-0219, End Date 06/30/2017, Max Qty. 720, SPAN-CQ1-16-D-100kuQ, 1 of 2, 2498 GRAPE SOLAR, ET10-208-BULK | -4.4 |  | No | Other | Shippable | 0 |  | Not Applicable as per Item Classification |  | Not Applicable
953-0509 | 953-0509 | SPA, Enphase Manufacturer Rebate for #570-1106, End Date 06/30/2017, Max Qty. 20, SPAN-CQ1-16-D-100kuQ, 1 of 1, 2498 GRAPE SOLAR, ENV-S-AB-120-A | -61.76 |  | No | Other | Soligent De-listing | 0 |  | Not Applicable as per Item Classification |  | Not Applicable
953-0510 | 953-0510 | SPA, Enphase Manufacturer Rebate for #321-0205, End Date 06/30/2017, Max Qty. 50, SPADF4HIAR, 1 of 9, 31368 DC Solar Electric Inc, M250-60-2LL-S22 | -6.43 |  | No | Other | Vendor De-listing | 0 |  | Not Applicable as per Item Classification |  | Not Applicable
953-0511 | 953-0511 | SPA, Enphase Manufacturer Rebate for #321-0196, End Date 06/30/2017, Max Qty. 50, SPADF4HIAR, 2 of 9, 31368 DC Solar Electric Inc, M250-60-2LL-S23 | -7.88 |  | No | Other | Vendor De-listing | 0 |  | Not Applicable as per Item Classification |  | Not Applicable
953-0512 | 953-0512 | SPA, Enphase Manufacturer Rebate for #570-1106, End date 06/30/2017, max qty 10, SPADF4HIAR, 3 of 9, 31368 DC Solar Electric Inc, ENV-S-AB-120-A | -44.76 |  | No | Other | Vendor De-listing | 0 |  | Not Applicable as per Item Classification |  | Not Applicable
953-0513 | 953-0513 | SPA, Enphase Manufacturer Rebate for #360-0217, End date 06/30/2017, max qty 500, SPADF4HIAR, 4 of 9, 31368 DC Solar Electric Inc, ET10-240-BULK | -3.9 |  | No | Other | Vendor De-listing | 0 |  | Not Applicable as per Item Classification |  | Not Applicable
953-0514 | 953-0514 | SPA, Enphase Manufacturer Rebate for #360-0216, End date 06/30/2017, max qty 100,SPADF4HIAR, 5 of 9, 31368 DC Solar Electric Inc, ET17-240-BULK | -4.5 |  | No | Other | Vendor De-listing | 0 |  | Not Applicable as per Item Classification |  | Not Applicable
953-0515 | 953-0515 | SPA, Enphase Manufacturer Rebate for #570-1108, End date 06/30/2017, max qty 20, SPADF4HIAR, 6 of 9, 31368 DC Solar Electric Inc, XAM1-120 | -89.65 |  | No | Other | Vendor De-listing | 0 |  | Not Applicable as per Item Classification |  | Not Applicable
953-0516 | 953-0516 | SPA, Enphase Manufacturer Rebate for #321-0208, End date 06/30/2017, max qty 400, SPADF4HIAR, 7 of 9, 31368 DC Solar Electric Inc, M250-72-2LL-S22 | 410.95 |  | No | Other | Vendor De-listing | 0 |  | Not Applicable as per Item Classification |  | Not Applicable
953-0517 | 953-0517 | SPA, Enphase Manufacturer Rebate for #570-1110, End Date 03/31/2017, Max Qty. 50, SPADPFIIAF, 10 of 10, Zing Solar, CELLMODEM01 | -96.99 |  | No | Other | Soligent De-listing | 0 |  | Not Applicable as per Item Classification |  | Not Applicable
953-0518 | 953-0518 | SPA, Enphase Manufacturer Rebate for # 321-0194, End Date 03/31/2017, Max Qty. 0, SPADPFIIAF, 80237 Zing Solar, LLC | -54.34 |  | No | Other | Soligent De-listing | 0 |  | Not Applicable as per Item Classification |  | Not Applicable
953-0519 | 953-0519 | SPA, Panasonic Manufacturer Rebate for #110-1073, End date 4/30/2017, max qty 750, PENSA COMM, 1 of 1, 26928:2 AM Sun Solar Inc, VBHN330SA16 | -31.35 |  | No | Other | Vendor De-listing | 0 |  | Not Applicable as per Item Classification |  | Not Applicable
953-0520 | 953-0520 | SPA, EnPhase Manufacturer Rebate for # 570-1106, End Date 06/30/2017, Max Qty. 100, SPADRKDIAD, 30870 Icon Solar Power | -86.76 |  | No | Other | Vendor De-listing | 0 |  | Not Applicable as per Item Classification |  | Not Applicable
953-0521 | 953-0521 | SPA, EnPhase Manufacturer Rebate for # 570-1107, End Date 06/30/2017, Max Qty. 100, SPADRKDIAD, 30870 Icon Solar Power | -100 |  | No | Other | Vendor De-listing | 0 |  | Not Applicable as per Item Classification |  | Not Applicable
953-0522 | 953-0522 | SPA, EnPhase Manufacturer Rebate for # 570-1108, End Date 06/30/2017, Max Qty. 100, SPADRKDIAD, 30870 Icon Solar Power | -167.65 |  | No | Other | Vendor De-listing | 0 |  | Not Applicable as per Item Classification |  | Not Applicable
953-0523 | 953-0523 | SPA, EnPhase Manufacturer Rebate for # 360-0219, End Date 06/30/2017, Max Qty. 480, SPADRKDIAD, 30870 Icon Solar Power | -7.9 |  | No | Other | Vendor De-listing | 0 |  | Not Applicable as per Item Classification |  | Not Applicable
953-0524 | 953-0524 | SPA, EnPhase Manufacturer Rebate for # 360-0218, End Date 06/30/2017, Max Qty. 240, SPADRKDIAD, 30870 Icon Solar Power | -11 |  | No | Other | Vendor De-listing | 0 |  | Not Applicable as per Item Classification |  | Not Applicable
953-0525 | 953-0525 | SPA, EnPhase Manufacturer Rebate for # 360-0216, End Date 06/30/2017, Max Qty. 240, SPADRKDIAD, 30870 Icon Solar Power | -11 |  | No | Other | Vendor De-listing | 0 |  | Not Applicable as per Item Classification |  | Not Applicable
953-0526 | 953-0526 | SPA, EnPhase Manufacturer Rebate for # 360-0307, End Date 06/30/2017, Max Qty. 100, SPADRKDIAD, 30870 Icon Solar Power | -161.76 |  | No | Other | Vendor De-listing | 0 |  | Not Applicable as per Item Classification |  | Not Applicable
953-0527 | 953-0527 | SPA, EnPhase Manufacturer Rebate for # 321-0196, End Date 06/30/2017, Max Qty. 1000, SPADRKDIAD, 30870 Icon Solar Power | -22.68 |  | No | Other | Vendor De-listing | 0 |  | Not Applicable as per Item Classification |  | Not Applicable
953-0528 | 953-0528 | SPA, EnPhase Manufacturer Rebate for # 360-0217, End Date 06/30/2017, Max Qty. 1200, SPADRKDIAD, 30870 Icon Solar Power | -7.9 |  | No | Other | Vendor De-listing | 0 |  | Not Applicable as per Item Classification |  | Not Applicable
953-0529 | 953-0529 | SPA, EnPhase Manufacturer Rebate for # 321-0208, End Date 06/30/2017, Max Qty. 1000, SPADRKDIAD, 30870 Icon Solar Power | -30.05 |  | No | Other | Vendor De-listing | 0 |  | Not Applicable as per Item Classification |  | Not Applicable
953-0530 | 953-0530 | SPA, EnPhase Manufacturer Rebate for # 321-0205, End Date 06/30/2017, Max Qty. 800, SPADRKDIAD, 30870 Icon Solar Power | -35.68 |  | No | Other | Vendor De-listing | 0 |  | Not Applicable as per Item Classification |  | Not Applicable
953-0531 | 953-0531 | SPA, SMA Manufacturer Rebate for # 330-0460, End Date 12/31/2017, Max Qty. No max, CHINOELECTRIC2017V1, Chico Electric 7471 | -224.94 |  | No | Other | Shippable | 0 |  | Not Applicable as per Item Classification |  | Not Applicable
953-0532 | 953-0532 | SPA, SMA Manufacturer Rebate for # 330-0461, End Date 12/31/2017, Max Qty. No max, TBD, Chico Electric 7471 | -243.5 |  | No | Other | Shippable | 0 |  | Not Applicable as per Item Classification |  | Not Applicable
953-0533 | 953-0533 | SPA, SMA Manufacturer Rebate for # 330-0462, End Date 12/31/2017, Max Qty. No max, TBD, Chico Electric 7471 | -259.71 |  | No | Other | Shippable | 0 |  | Not Applicable as per Item Classification |  | Not Applicable
953-0534 | 953-0534 | SPA, SMA Manufacturer Rebate for # 330-0463, End Date 12/31/2017, Max Qty. No max, TBD, Chico Electric 7471 | -196.77 |  | No | Other | Shippable | 0 |  | Not Applicable as per Item Classification |  | Not Applicable
953-0535 | 953-0535 | SPA, SMA Manufacturer Rebate for # 330-0515, End Date 12/31/2017, Max Qty. No max, CHINOELECTRIC2017V1, Chico Electric 7471 | -209.88 |  | No | Other | Shippable | 0 |  | Not Applicable as per Item Classification |  | Not Applicable
953-0536 | 953-0536 | SPA, SMA Manufacturer Rebate for # 330-0522, End Date 12/31/2017, Max Qty. No max, CHINOELECTRIC2017V1, Chico Electric 7471 | -175.8 |  | No | Other | Shippable | 0 |  | Not Applicable as per Item Classification |  | Not Applicable
953-0537 | 953-0537 | SPA, Enphase Manufacturer Rebate for #321-0196, End Date 6/30/2017, Sunnova Channel Partners or SCP, 21948 Sunlectric Inc, 1 of 8, M215-60-2LL-S22-IG | -15.68 |  | No | Other | Vendor De-listing | 0 |  | Not Applicable as per Item Classification |  | Not Applicable
953-0538 | 953-0538 | SPA, Enphase Manufacturer Rebate for #321-0208, End Date 6/30/2017, Sunnova Channel Partners or SCP, 21949 Sunlectric Inc, 3 of 8, M250-72-2LL-S22 | -24.05 |  | No | Other | Vendor De-listing | 0 |  | Not Applicable as per Item Classification |  | Not Applicable
953-0539 | 953-0539 | SPA, Enphase Manufacturer Rebate for #360-0216, End Date 6/30/2017, Sunnova Channel Partners or SCP, 21950 Sunlectric Inc, 4 of 8, ET17-240-BULK | -8.5 |  | No | Other | Vendor De-listing | 0 |  | Not Applicable as per Item Classification |  | Not Applicable
953-0540 | 953-0540 | SPA, Enphase Manufacturer Rebate for #360-0217 End Date 6/30/2017 Sunnova Channel Partners or SCP, 21951 Sunlectric Inc, 5 of 8, ET10-240-BULK | -4.9 |  | No | Other | Vendor De-listing | 0 |  | Not Applicable as per Item Classification |  | Not Applicable
953-0541 | 953-0541 | SPA, SMA Manufacturer Rebate for # 310-0563, End Date 06/30/2017, Max Qty. No max, CivicSolar_SMA_Q2_SPA, 3105 CivicSolar | -150.43 |  | No | Other | Vendor De-listing | 0 |  | Not Applicable as per Item Classification |  | Not Applicable
953-0542 | 953-0542 | SPA, SMA Manufacturer Rebate for # 310-0564, End Date 06/30/2017, Max Qty. No max, CivicSolar_SMA_Q2_SPA, 3105 CivicSolar | -154.56 |  | No | Other | Vendor De-listing | 0 |  | Not Applicable as per Item Classification |  | Not Applicable
953-0543 | 953-0543 | SPA, SMA Manufacturer Rebate for # 310-0547, End Date 06/30/2017, Max Qty. No max, CivicSolar_SMA_Q2_SPA, 3105 CivicSolar | -164.32 |  | No | Other | Vendor De-listing | 0 |  | Not Applicable as per Item Classification |  | Not Applicable
953-0544 | 953-0544 | SPA, SMA Manufacturer Rebate for # 310-0548, End Date 06/30/2017, Max Qty. No max, CivicSolar_SMA_Q2_SPA, 3105 CivicSolar | -177.04 |  | No | Other | Vendor De-listing | 0 |  | Not Applicable as per Item Classification |  | Not Applicable
953-0545 | 953-0545 | SPA, SMA Manufacturer Rebate for # 310-0565, End Date 06/30/2017, Max Qty. No max, CivicSolar_SMA_Q2_SPA, 3105 CivicSolar | -202.01 |  | No | Other | Vendor De-listing | 0 |  | Not Applicable as per Item Classification |  | Not Applicable
953-0546 | 953-0546 | SPA, SMA Manufacturer Rebate for # 310-0566, End Date 06/30/2017, Max Qty. No max, CivicSolar_SMA_Q2_SPA, 3105 CivicSolar | -83.42 |  | No | Other | Vendor De-listing | 0 |  | Not Applicable as per Item Classification |  | Not Applicable
953-0547 | 953-0547 | SPA, SMA Manufacturer Rebate for # 330-0460, End Date 06/30/2017, Max Qty. No max, CivicSolar_SMA_Q2_SPA, 3105 CivicSolar | -373.07 |  | No | Other | Vendor De-listing | 0 |  | Not Applicable as per Item Classification |  | Not Applicable
953-0548 | 953-0548 | SPA, SMA Manufacturer Rebate for # 330-0461, End Date 06/30/2017, Max Qty. No max, CivicSolar_SMA_Q2_SPA, 3105 CivicSolar | -402.24 |  | No | Other | Vendor De-listing | 0 |  | Not Applicable as per Item Classification |  | Not Applicable
953-0549 | 953-0549 | SPA, SMA Manufacturer Rebate for # 330-0462, End Date 06/30/2017, Max Qty. No max, CivicSolar_SMA_Q2_SPA, 3105 CivicSolar | -429.36 |  | No | Other | Vendor De-listing | 0 |  | Not Applicable as per Item Classification |  | Not Applicable
953-0550 | 953-0550 | SPA, SMA Manufacturer Rebate for # 330-0463, End Date 06/30/2017, Max Qty. No max, CivicSolar_SMA_Q2_SPA, 3105 CivicSolar | -388.87 |  | No | Other | Vendor De-listing | 0 |  | Not Applicable as per Item Classification |  | Not Applicable
953-0551 | 953-0551 | SPA, SMA Manufacturer Rebate for # 330-0515, End Date 06/30/2017, Max Qty. No max, CivicSolar_SMA_Q2_SPA, 3105 CivicSolar | -415.4 |  | No | Other | Vendor De-listing | 0 |  | Not Applicable as per Item Classification |  | Not Applicable
953-0552 | 953-0552 | SPA, SMA Manufacturer Rebate for # 330-0522, End Date 06/30/2017, Max Qty. No max, CivicSolar_SMA_Q2_SPA, 3105 CivicSolar | -511.56 |  | No | Other | Vendor De-listing | 0 |  | Not Applicable as per Item Classification |  | Not Applicable
953-0553 | 953-0553 | SPA, SMA Manufacturer Rebate for # 330-0482, End Date 06/30/2017, Max Qty. No max, CivicSolar_SMA_Q2_SPA, 3105 CivicSolar | -729.64 |  | No | Other | Vendor De-listing | 0 |  | Not Applicable as per Item Classification |  | Not Applicable
953-0554 | 953-0554 | SPA, QuickMount Manufacturer Rebate for #210-1010, End date 4/28/2017, max qty 720, 0163, 1 of 1, 1238 GIGAWATT INC. DBA GOGREENSOLAR.COM, (QMSE LAG A) | -3.14 |  | No | Other | Soligent De-listing | 0 |  | Not Applicable as per Item Classification |  | Not Applicable
953-0555 | 953-0555 | SPA, Enphase Manufacturer Rebate for # 360-0328, End Date 06/30/2017, Max Qty. 480, SPADU7QIAH, 30870 Icon Solar Power | -3.25 |  | No | Other | Vendor De-listing | 0 |  | Not Applicable as per Item Classification |  | Not Applicable
953-0556 | 953-0556 | SPA, Enphase Manufacturer Rebate for # 360-0329, End Date 06/30/2017, Max Qty. 240, SPADU7QIAH, 30870 Icon Solar Power | -4.75 |  | No | Other | Vendor De-listing | 0 |  | Not Applicable as per Item Classification |  | Not Applicable
953-0557 | 953-0557 | SPA, Enphase Manufacturer Rebate for # 570-1142, End Date 06/30/2017, Max Qty. 20, SPADU7QIAH, 30870 Icon Solar Power | -125 |  | No | Other | Vendor De-listing | 0 |  | Not Applicable as per Item Classification |  | Not Applicable
953-0558 | 953-0558 | SPA, Enphase Manufacturer Rebate for # 321-0212, End Date 06/30/2017, Max Qty. 800, SPADU7QIAH, 30870 Icon Solar Power | -40.68 |  | No | Other | Vendor De-listing | 0 |  | Not Applicable as per Item Classification |  | Not Applicable
953-0559 | 953-0559 | SPA, Enphase Manufacturer Rebate for # 570-1143, End Date 06/30/2017, Max Qty. 20, SPADU7QIAH, 30870 Icon Solar Power | -207.65 |  | No | Other | Vendor De-listing | 0 |  | Not Applicable as per Item Classification |  | Not Applicable
953-0560 | 953-0560 | SPA, Enphase Manufacturer Rebate for #321-0196, End Date 6/30/2017, Eligible Sunnova Partner Pricing or ESPP, 203240 Statewide Solar, 1 of 8, M215-60-2LL-S22-IG | -25.68 |  | No | Other | Vendor De-listing | 0 |  | Not Applicable as per Item Classification |  | Not Applicable
953-0561 | 953-0561 | SPA, Enphase Manufacturer Rebate for #321-0205, End Date 6/30/2017, Eligible Sunnova Partner Pricing or ESPP, 203240 Statewide Solar, 2 of 8, S280-60-LL-2-US | -11.68 |  | No | Other | Shippable | 0 |  | Not Applicable as per Item Classification |  | Not Applicable
953-0562 | 953-0562 | SPA, Enphase Manufacturer Rebate for #321-0208, End Date 6/30/2017, Eligible Sunnova Partner Pricing or ESPP, 203240 Statewide Solar, 3 of 8, M250-72-2LL-S22 | -35.05 |  | No | Other | Vendor De-listing | 0 |  | Not Applicable as per Item Classification |  | Not Applicable
953-0563 | 953-0563 | SPA, Enphase Manufacturer Rebate for #360-0216, End Date 6/30/2017, Eligible Sunnova Partner Pricing or ESPP, 203240 Statewide Solar, 4 of 8, ET17-240-BULK | -12.5 |  | No | Other | Vendor De-listing | 0 |  | Not Applicable as per Item Classification |  | Not Applicable
953-0564 | 953-0564 | SPA, Enphase Manufacturer Rebate for #360-0217 End Date 6/30/2017, Eligible Sunnova Partner Pricing or ESPP, 203240 Statewide Solar, 5 of 8, ET10-240-BULK | -8.9 |  | No | Other | Vendor De-listing | 0 |  | Not Applicable as per Item Classification |  | Not Applicable
953-0565 | 953-0565 | SPA, Enphase Manufacturer Rebate for #570-1107, End Date 6/30/2017, Eligible Sunnova Partner Pricing or ESPP, 203240 Statewide Solar, 6 of 8, ENV-S-AM1-120 M | -275 |  | No | Other | Vendor De-listing | 0 |  | Not Applicable as per Item Classification |  | Not Applicable
953-0566 | 953-0566 | SPA, Enphase Manufacturer Rebate for #570-1110, End Date 6/30/2017, Eligible Sunnova Partner Pricing or ESPP, 203240 Statewide Solar, 7 of 8, CELLMODEM-01 | -75 |  | No | Other | Vendor De-listing | 0 |  | Not Applicable as per Item Classification |  | Not Applicable
953-0567 | 953-0567 | SPA, Enphase Manufacturer Rebate for #570-1108, End Date 6/30/2017, Eligible Sunnova Partner Pricing or ESPP, 203240 Statewide Solar, 8 of 8, XAM1-120 M | -237.65 |  | No | Other | Vendor De-listing | 0 |  | Not Applicable as per Item Classification |  | Not Applicable
953-0568 | 953-0568 | SPA, Enphase Manufacturer Rebate for # 570-1106, End Date 06/30/2017, Max Qty. 20, SPADM4SIAH, 2498 Grape Solar Inc | -61.76 |  | No | Other | Vendor De-listing | 0 |  | Not Applicable as per Item Classification |  | Not Applicable
953-0569 | 953-0569 | SPA, Enphase Manufacturer Rebate for # 360-0219, End Date 06/30/2017, Max Qty. 720, SPADM4SIAH, 2498 Grape Solar Inc | -4.4 |  | No | Other | Vendor De-listing | 0 |  | Not Applicable as per Item Classification |  | Not Applicable
953-0570 | 953-0570 | SPA, Enphase Manufacturer Rebate for # 321-0208, End Date 06/30/2017, Max Qty. 1400, SPADM4SIAH, 2498 Grape Solar Inc | -27.05 |  | No | Other | Vendor De-listing | 0 |  | Not Applicable as per Item Classification |  | Not Applicable
953-0571 | 953-0571 | SPA, Enphase Manufacturer Rebate for # 321-0208, End Date 06/30/2017, Max Qty. 1000, SPADSBXIA5, 8426 High Definition Solar | -17.17 |  | No | Other | Vendor De-listing | 0 |  | Not Applicable as per Item Classification |  | Not Applicable
953-0572 | 953-0572 | SPA, Enphase Manufacturer Rebate for # 360-0217, End Date 06/30/2017, Max Qty. 1000, SPADSBXIA5, 8426 High Definition Solar | -1.4 |  | No | Other | Vendor De-listing | 0 |  | Not Applicable as per Item Classification |  | Not Applicable
953-0573 | 953-0573 | SPA, Enphase Manufacturer Rebate for # 570-1106, End Date 06/30/2017, Max Qty. 100, SPADSBXIA5, 8426 High Definition Solar | -46.76 |  | No | Other | Vendor De-listing | 0 |  | Not Applicable as per Item Classification |  | Not Applicable
953-0574 | 953-0574 | SPA, Enphase Manufacturer Rebate for # 360-0217, End Date 06/30/2017, Max Qty. 375, SPADWY3IAP, 8332 DRH ELECTRICAL | -4.9 |  | No | Other | Vendor De-listing | 0 |  | Not Applicable as per Item Classification |  | Not Applicable
953-0575 | 953-0575 | SPA, Enphase Manufacturer Rebate for # 360-0216, End Date 06/30/2017, Max Qty. 25, SPADWY3IAP, 8333 DRH ELECTRICAL | -9.5 |  | No | Other | Vendor De-listing | 0 |  | Not Applicable as per Item Classification |  | Not Applicable
953-0576 | 953-0576 | SPA, Enphase Manufacturer Rebate for # 570-1108, End Date 06/30/2017, Max Qty. 10, SPADWY3IAP, 8334 DRH ELECTRICAL | -167.65 |  | No | Other | Vendor De-listing | 0 |  | Not Applicable as per Item Classification |  | Not Applicable
953-0577 | 953-0577 | SPA, Enphase Manufacturer Rebate for # 570-1107, End Date 06/30/2017, Max Qty. 5, SPADWY3IAP, 8335 DRH ELECTRICAL | -200 |  | No | Other | Vendor De-listing | 0 |  | Not Applicable as per Item Classification |  | Not Applicable
953-0578 | 953-0578 | SPA, Enphase Manufacturer Rebate for # 321-0196, End Date 06/30/2017, Max Qty. 400, SPADWY3IAP, 8336 DRH ELECTRICAL | -10.68 |  | No | Other | Vendor De-listing | 0 |  | Not Applicable as per Item Classification |  | Not Applicable
953-0579 | 953-0579 | SPA, Enphase Manufacturer Rebate for # 480-0002, End Date 06/30/2017, Max Qty. 5, SPADWY3IAP, 8337 DRH ELECTRICAL | -216.67 |  | No | Other | Vendor De-listing | 0 |  | Not Applicable as per Item Classification |  | Not Applicable
953-0580 | 953-0580 | SPA, Enphase Manufacturer Rebate for # 321-0208, End Date 6/31/2017, Max Qty. 336, SPADXKQIAX, 80633 Solar Roof Dynamics LLC | -29.05 |  | No | Other | Vendor De-listing | 0 |  | Not Applicable as per Item Classification |  | Not Applicable
953-0581 | 953-0581 | SPA, Enphase Manufacturer Rebate for # 321-0205, End Date 6/31/2017, Max Qty. 100, SPADXKQIAX, 80633 Solar Roof Dynamics LLC | -18.68 |  | No | Other | Vendor De-listing | 0 |  | Not Applicable as per Item Classification |  | Not Applicable
953-0582 | 953-0582 | SPA, Enphase Manufacturer Rebate for # 321-0213, End Date 6/31/2017, Max Qty. 150, SPADXKQIAX, 80633 Solar Roof Dynamics LLC | -7.68 |  | No | Other | Vendor De-listing | 0 |  | Not Applicable as per Item Classification |  | Not Applicable
953-0583 | 953-0583 | SPA, Enphase Manufacturer Rebate for # 570-1106, End Date 6/31/2017, Max Qty. 20, SPADXKQIAX, 80633 Solar Roof Dynamics LLC | -51.76 |  | No | Other | Vendor De-listing | 0 |  | Not Applicable as per Item Classification |  | Not Applicable
953-0584 | 953-0584 | SPA, Enphase Manufacturer Rebate for # 360-0217, End Date 6/31/2017, Max Qty. 480, SPADXKQIAX, 80633 Solar Roof Dynamics LLC | -4.4 |  | No | Other | Vendor De-listing | 0 |  | Not Applicable as per Item Classification |  | Not Applicable
953-0585 | 953-0585 | SPA, Enphase Manufacturer Rebate for # 360-0307, End Date 6/31/2017, Max Qty. 20, SPADXKQIAX, 80633 Solar Roof Dynamics LLC | -111.76 |  | No | Other | Vendor De-listing | 0 |  | Not Applicable as per Item Classification |  | Not Applicable
953-0586 | 953-0586 | SPA, Enphase Manufacturer Rebate for # 360-0216, End Date 6/31/2017, Max Qty. 200, SPADXKQIAX, 80633 Solar Roof Dynamics LLC | -7 |  | No | Other | Vendor De-listing | 0 |  | Not Applicable as per Item Classification |  | Not Applicable
953-0587 | 953-0587 | SPA, Enphase Manufacturer Rebate for # 570-1108, End Date 6/31/2017, Max Qty. 30, SPADXKQIAX, 80633 Solar Roof Dynamics LLC | -127.65 |  | No | Other | Vendor De-listing | 0 |  | Not Applicable as per Item Classification |  | Not Applicable
953-0588 | 953-0588 | SPA, Enphase Manufacturer Rebate for # 570-1142, End Date 6/31/2017, Max Qty. 50, SPADXKQIAX, 80633 Solar Roof Dynamics LLC | -80 |  | No | Other | Vendor De-listing | 0 |  | Not Applicable as per Item Classification |  | Not Applicable
953-0589 | 953-0589 | SPA, Enphase Manufacturer Rebate for # 321-0212, End Date 6/31/2017, Max Qty. 100, SPADXKQIAX, 80633 Solar Roof Dynamics LLC | -20.68 |  | No | Other | Vendor De-listing | 0 |  | Not Applicable as per Item Classification |  | Not Applicable
953-0590 | 953-0590 | SPA, Panasonic Manufacturer Rebate for # 110-1073, End Date 12/31/2017, Max Qty. No max, PanasonicQuick, Quick Systems / 121030 | -18.15 |  | No | Other | Vendor De-listing | 0 |  | Not Applicable as per Item Classification |  | Not Applicable
953-0591 | 953-0591 | SPA, Panasonic Manufacturer Rebate for # 110-1032, End Date 12/31/2017, Max Qty. No max, PanasonicQuick, Quick Systems / 121030 | -13.08 |  | No | Other | Vendor De-listing | 0 |  | Not Applicable as per Item Classification |  | Not Applicable
953-0592 | 953-0592 | SPA, Enphase Manufacturer Rebate for #321-0196, End Date 09/30/2017, No Max Qty., Spring Fever, All Customers | -20 |  | No | Other | Vendor De-listing | 0 |  | Not Applicable as per Item Classification |  | Not Applicable
953-0593 | 953-0593 | SPA, Enphase Manufacturer Rebate for #321-0208, End Date 09/30/2017, No Max Qty., Spring Fever, All Customers | -20 |  | No | Other | Vendor De-listing | 0 |  | Not Applicable as per Item Classification |  | Not Applicable
953-0594 | 953-0594 | SPA, Panasonic Manufacturer Rebate for # 110-1073, End Date 06/31/17, Max Qty. , SPASEPENSA, 1820 Westhaven Inc DBA Westhaven Solar | -8.25 |  | No | Other | Vendor De-listing | 0 |  | Not Applicable as per Item Classification |  | Not Applicable
953-0595 | 953-0595 | SPA, Enphase Manufacturer Rebate for # 360-0329, End Date 06/30/2017, Max Qty. 10, SPADGRKIAT, 80559 ROBCO ELECTRIC INC | -3 |  | No | Other | Vendor De-listing | 0 |  | Not Applicable as per Item Classification |  | Not Applicable
953-0596 | 953-0596 | SPA, Enphase Manufacturer Rebate for # 360-0328, End Date 06/30/2017, Max Qty. 200, SPADGRKIAT, 80559 ROBCO ELECTRIC INC | -1.25 |  | No | Other | Vendor De-listing | 0 |  | Not Applicable as per Item Classification |  | Not Applicable
953-0597 | 953-0597 | SPA, Enphase Manufacturer Rebate for # 570-1142, End Date 06/30/2017, Max Qty. 5, SPADGRKIAT, 80559 ROBCO ELECTRIC INC | -135 |  | No | Other | Vendor De-listing | 0 |  | Not Applicable as per Item Classification |  | Not Applicable
953-0598 | 953-0598 | SPA, Enphase Manufacturer Rebate for # 321-0212, End Date 06/30/2017, Max Qty. 200, SPADGRKIAT, 80559 ROBCO ELECTRIC INC | -19.18 |  | No | Other | Vendor De-listing | 0 |  | Not Applicable as per Item Classification |  | Not Applicable
953-0599 | 953-0599 | SPA, Enphase Manufacturer Rebate for # 570-1143, End Date 06/30/2017, Max Qty. 5, SPADGRKIAT, 80559 ROBCO ELECTRIC INC | -102.65 |  | No | Other | Vendor De-listing | 0 |  | Not Applicable as per Item Classification |  | Not Applicable
953-0600 | 953-0600 | SPA, Enphase Manufacturer Rebate for # 321-0213, End Date 06/30/2017, Max Qty. 15, SPADGRKIAT, 80559 ROBCO ELECTRIC INC | -10.68 |  | No | Other | Vendor De-listing | 0 |  | Not Applicable as per Item Classification |  | Not Applicable
953-0601 | 953-0601 | SPA, Enphase Manufacturer Rebate for # 570-1107, End Date 06/30/2017, Max Qty. 1, SPADGRKIAT, 80559 ROBCO ELECTRIC INC | -135 |  | No | Other | Vendor De-listing | 0 |  | Not Applicable as per Item Classification |  | Not Applicable
953-0602 | 953-0602 | SPA, Enphase Manufacturer Rebate for # 570-1108, End Date 06/30/2017, Max Qty. 10, SPADGRKIAT, 80559 ROBCO ELECTRIC INC | -102.65 |  | No | Other | Vendor De-listing | 0 |  | Not Applicable as per Item Classification |  | Not Applicable
953-0603 | 953-0603 | SPA, Enphase Manufacturer Rebate for # 360-0217, End Date 06/30/2017, Max Qty. 200, SPADGRKIAT, 80559 ROBCO ELECTRIC INC | -4.9 |  | No | Other | Vendor De-listing | 0 |  | Not Applicable as per Item Classification |  | Not Applicable
953-0604 | 953-0604 | SPA, Enphase Manufacturer Rebate for # 321-0205, End Date 06/30/2017, Max Qty. 25, SPADGRKIAT, 80559 ROBCO ELECTRIC INC | -13.68 |  | No | Other | Vendor De-listing | 0 |  | Not Applicable as per Item Classification |  | Not Applicable
953-0605 | 953-0605 | SPA, Enphase Manufacturer Rebate for # 321-0208, End Date 06/30/2017, Max Qty. 100, SPADGRKIAT, 80559 ROBCO ELECTRIC INC | -9.05 |  | No | Other | Vendor De-listing | 0 |  | Not Applicable as per Item Classification |  | Not Applicable
953-0606 | 953-0606 | SPA, Enphase Manufacturer Rebate for # 360-0216, End Date 06/30/2017, Max Qty. 10, SPADGRKIAT, 80559 ROBCO ELECTRIC INC | -8.5 |  | No | Other | Vendor De-listing | 0 |  | Not Applicable as per Item Classification |  | Not Applicable
953-0607 | 953-0607 | SPA, Panasonic Manufacturer Rebate for # 110-1073, End Date 06/31/17, Max Qty. , SPASEPENSA, 1820 Westhaven | -26.4 |  | No | Other | Soligent De-listing | 0 |  | Not Applicable as per Item Classification |  | Not Applicable
953-0608 | 953-0608 | SPA, Enphase Manufacturer Rebate for # 570-1110, End Date 06/30/2017, Max Qty. 50, SPADHIHIAL, 80237 Zing Solar, LLC | -100 |  | No | Other | Vendor De-listing | 0 |  | Not Applicable as per Item Classification |  | Not Applicable
953-0609 | 953-0609 | SPA, Enphase Manufacturer Rebate for # 570-1107, End Date 06/30/2017, Max Qty. 50, SPADHIHIAL, 80237 Zing Solar, LLC | -300 |  | No | Other | Vendor De-listing | 0 |  | Not Applicable as per Item Classification |  | Not Applicable
953-0610 | 953-0610 | SPA, Enphase Manufacturer Rebate for # 360-0219, End Date 06/30/2017, Max Qty. 240, SPADHIHIAL, 80237 Zing Solar, LLC | -9.17 |  | No | Other | Vendor De-listing | 0 |  | Not Applicable as per Item Classification |  | Not Applicable
953-0611 | 953-0611 | SPA, Enphase Manufacturer Rebate for # 360-0217, End Date 06/30/2017, Max Qty. 2640, SPADHIHIAL, 80237 Zing Solar, LLC | -9.17 |  | No | Other | Vendor De-listing | 0 |  | Not Applicable as per Item Classification |  | Not Applicable
953-0612 | 953-0612 | SPA, Enphase Manufacturer Rebate for # 360-0218, End Date 06/30/2017, Max Qty. 240, SPADHIHIAL, 80237 Zing Solar, LLC | -12.55 |  | No | Other | Vendor De-listing | 0 |  | Not Applicable as per Item Classification |  | Not Applicable
953-0613 | 953-0613 | SPA, Enphase Manufacturer Rebate for # 360-0216, End Date 06/30/2017, Max Qty. 240, SPADHIHIAL, 80237 Zing Solar, LLC | -12.55 |  | No | Other | Vendor De-listing | 0 |  | Not Applicable as per Item Classification |  | Not Applicable
953-0614 | 953-0614 | SPA, Enphase Manufacturer Rebate for # 321-0196, End Date 06/30/2017, Max Qty. 1000, SPADHIHIAL, 80237 Zing Solar, LLC | -46.99 |  | No | Other | Vendor De-listing | 0 |  | Not Applicable as per Item Classification |  | Not Applicable
953-0615 | 953-0615 | SPA, Enphase Manufacturer Rebate for # 321-0208, End Date 06/30/2017, Max Qty. 4000, SPADHIHIAL, 80237 Zing Solar, LLC | -54.34 |  | No | Other | Vendor De-listing | 0 |  | Not Applicable as per Item Classification |  | Not Applicable
953-0616 | 953-0616 | SPA, Enphase Manufacturer Rebate for # 570-1108, End Date 06/30/2017, Max Qty. 120, SPADHIHIAL, 80237 Zing Solar, LLC | -274.79 |  | No | Other | Vendor De-listing | 0 |  | Not Applicable as per Item Classification |  | Not Applicable
953-0617 | 953-0617 | SPA, Enphase Manufacturer Rebate for # 321-0205, End Date 06/30/2017, Max Qty. 200, SPADM2WIAX, 10955 Blue Pacific Solar | -9.13 |  | No | Other | Vendor De-listing | 0 |  | Not Applicable as per Item Classification |  | Not Applicable
953-0618 | 953-0618 | SPA, Enphase Manufacturer Rebate for # 321-0196, End Date 06/30/2017, Max Qty. 200, SPADM2WIAX, 10955 Blue Pacific Solar | -10.03 |  | No | Other | Vendor De-listing | 0 |  | Not Applicable as per Item Classification |  | Not Applicable
953-0619 | 953-0619 | SPA, Enphase Manufacturer Rebate for # 570-1106, End Date 06/30/2017, Max Qty. 53, SPADM2WIAX, 10955 Blue Pacific Solar | -53.06 |  | No | Other | Vendor De-listing | 0 |  | Not Applicable as per Item Classification |  | Not Applicable
953-0620 | 953-0620 | SPA, Enphase Manufacturer Rebate for # 360-0217, End Date 06/30/2017, Max Qty. 1000, SPADM2WIAX, 10955 Blue Pacific Solar | -4.4 |  | No | Other | Vendor De-listing | 0 |  | Not Applicable as per Item Classification |  | Not Applicable
953-0621 | 953-0621 | SPA, Enphase Manufacturer Rebate for # 360-0216, End Date 06/30/2017, Max Qty. 300, SPADM2WIAX, 10955 Blue Pacific Solar | -5.1 |  | No | Other | Vendor De-listing | 0 |  | Not Applicable as per Item Classification |  | Not Applicable
953-0622 | 953-0622 | SPA, Enphase Manufacturer Rebate for # 570-1108, End Date 06/30/2017, Max Qty. 20, SPADM2WIAX, 10955 Blue Pacific Solar | -74.15 |  | No | Other | Vendor De-listing | 0 |  | Not Applicable as per Item Classification |  | Not Applicable
953-0623 | 953-0623 | SPA, Enphase Manufacturer Rebate for # 321-0208, End Date 06/30/2017, Max Qty. 200, SPADM2WIAX, 10955 Blue Pacific Solar | -10.55 |  | No | Other | Vendor De-listing | 0 |  | Not Applicable as per Item Classification |  | Not Applicable
953-0624 | 953-0624 | SPA, Enphase Manufacturer Rebate for # 321-0212, End Date 06/30/2017, Max Qty. 100, SPADJSTIA1, 10955 Blue Pacific Solar | -11.13 |  | No | Other | Vendor De-listing | 0 |  | Not Applicable as per Item Classification |  | Not Applicable
953-0625 | 953-0625 | SPA, Enphase Manufacturer Rebate for # 570-1143, End Date 06/30/2017, Max Qty. 20, SPADJSTIA1, 10955 Blue Pacific Solar | -75.15 |  | No | Other | Vendor De-listing | 0 |  | Not Applicable as per Item Classification |  | Not Applicable
953-0626 | 953-0626 | SPA, Enphase Manufacturer Rebate for # 570-1142, End Date 06/30/2017, Max Qty. 20, SPADJSTIA1, 10955 Blue Pacific Solar | -59.78 |  | No | Other | Vendor De-listing | 0 |  | Not Applicable as per Item Classification |  | Not Applicable
953-0627 | 953-0627 | SPA, SMA Manufacturer Rebate for # 310-0563, End Date 12/31/2017, Max Qty. 300, Uptown Solar, 82101 USNO Constracting Services, Inc DBA Uptown Solar | -104.77 |  | No | Other | Shippable | 0 |  | Not Applicable as per Item Classification |  | Not Applicable
953-0628 | 953-0628 | SPA, SMA Manufacturer Rebate for # 310-0564, End Date 12/31/2017, Max Qty. 300, Uptown Solar, 82101 USNO Constracting Services, Inc DBA Uptown Solar | -106.09 |  | No | Other | Shippable | 0 |  | Not Applicable as per Item Classification |  | Not Applicable
953-0629 | 953-0629 | SPA, SMA Manufacturer Rebate for # 310-0547, End Date 12/31/2017, Max Qty. 300, Uptown Solar, 82101 USNO Constracting Services, Inc DBA Uptown Solar | -146.06 |  | No | Other | Shippable | 0 |  | Not Applicable as per Item Classification |  | Not Applicable
953-0630 | 953-0630 | SPA, SMA Manufacturer Rebate for # 310-0548, End Date 12/31/2017, Max Qty. 300, Uptown Solar, 82101 USNO Constracting Services, Inc DBA Uptown Solar | -161.1 |  | No | Other | Shippable | 0 |  | Not Applicable as per Item Classification |  | Not Applicable
953-0631 | 953-0631 | SPA, SMA Manufacturer Rebate for # 310-0565, End Date 12/31/2017, Max Qty. 300, Uptown Solar, 82101 USNO Constracting Services, Inc DBA Uptown Solar | -189.91 |  | No | Other | Shippable | 0 |  | Not Applicable as per Item Classification |  | Not Applicable
953-0632 | 953-0632 | SPA, SMA Manufacturer Rebate for # 310-0566, End Date 12/31/2017, Max Qty. 300, Uptown Solar, 82101 USNO Constracting Services, Inc DBA Uptown Solar | -275.66 |  | No | Other | Shippable | 0 |  | Not Applicable as per Item Classification |  | Not Applicable
953-0633 | 953-0633 | SPA, SMA Manufacturer Rebate for # 565-0213, End Date 12/31/2017, Max Qty. 1000, Uptown Solar, 82101 USNO Constracting Services, Inc DBA Uptown Solar | -2.87 |  | No | Other | Shippable | 0 |  | Not Applicable as per Item Classification |  | Not Applicable
953-0634 | 953-0634 | SPA, SMA Manufacturer Rebate for # 570-1146, End Date 12/31/2017, Max Qty. 500, Uptown Solar, 82101 USNO Constracting Services, Inc DBA Uptown Solar | -8.07 |  | No | Other | Shippable | 0 |  | Not Applicable as per Item Classification |  | Not Applicable
953-0635 | 953-0635 | SPA, Enphase Manufacturer Rebate for # 360-0330, End Date 06/30/2017, Max Qty. 100, SPAD2E6IAD, 80559 ROBCO ELECTRIC INC | -0.63 |  | No | Other | Vendor De-listing | 0 |  | Not Applicable as per Item Classification |  | Not Applicable
953-0636 | 953-0636 | SPA, SMA Manufacturer Rebate for # 310-0415, End Date 06/30/2017, Max Qty. No max, CivicSolar_SMA_Q2_SPA, 3105 CivicSolar | -153.74 |  | No | Other | Vendor De-listing | 0 |  | Not Applicable as per Item Classification |  | Not Applicable
953-0637 | 953-0637 | SPA, SMA Manufacturer Rebate for # 310-0421, End Date 06/30/2017, Max Qty. No max, CivicSolar_SMA_Q2_SPA, 3105 CivicSolar | -163.56 |  | No | Other | Vendor De-listing | 0 |  | Not Applicable as per Item Classification |  | Not Applicable
953-0638 | 953-0638 | SPA, SMA Manufacturer Rebate for # 310-0402, End Date 06/30/2017, Max Qty. No max, CivicSolar_SMA_Q2_SPA, 3105 CivicSolar | -178.48 |  | No | Other | Vendor De-listing | 0 |  | Not Applicable as per Item Classification |  | Not Applicable
953-0639 | 953-0639 | SPA, Enphase Manufacturer Rebate for # 570-1106, End Date 06/30/2017, Max Qty. 80, SPADUA51AD, 11682 CentroSolar America, Inc | -183.98 |  | No | Other | Vendor De-listing | 0 |  | Not Applicable as per Item Classification |  | Not Applicable
953-0640 | 953-0640 | SPA, Enphase Manufacturer Rebate for # 321-0196, End Date 06/30/2017, Max Qty. 1500, SPADUA51AD, 11683 CentroSolar America, Inc | -22.9 |  | No | Other | Vendor De-listing | 0 |  | Not Applicable as per Item Classification |  | Not Applicable
953-0641 | 953-0641 | SPA, Enphase Manufacturer Rebate for # 360-0219, End Date 06/30/2017, Max Qty. 240, SPADUA51AD, 11684 CentroSolar America, Inc | -7.6 |  | No | Other | Vendor De-listing | 0 |  | Not Applicable as per Item Classification |  | Not Applicable
953-0642 | 953-0642 | SPA, Enphase Manufacturer Rebate for # 321-0208, End Date 06/30/2017, Max Qty. 2500, SPADUA51AD, 11685 CentroSolar America, Inc | -29.16 |  | No | Other | Vendor De-listing | 0 |  | Not Applicable as per Item Classification |  | Not Applicable
953-0643 | 953-0643 | SPA, Enphase Manufacturer Rebate for # 360-0217, End Date 06/30/2017, Max Qty. 5520, SPADUA51AD, 11686 CentroSolar America, Inc | -7.6 |  | No | Other | Vendor De-listing | 0 |  | Not Applicable as per Item Classification |  | Not Applicable
953-0644 | 953-0644 | SPA, Enphase Manufacturer Rebate for # 360-0218, End Date 06/30/2017, Max Qty. 240, SPADUA51AD, 11687 CentroSolar America, Inc | -11.13 |  | No | Other | Vendor De-listing | 0 |  | Not Applicable as per Item Classification |  | Not Applicable
953-0645 | 953-0645 | SPA, Enphase Manufacturer Rebate for # 360-0216, End Date 06/30/2017, Max Qty. 240, SPADUA51AD, 11688 CentroSolar America, Inc | -11.13 |  | No | Other | Vendor De-listing | 0 |  | Not Applicable as per Item Classification |  | Not Applicable
953-0646 | 953-0646 | SPA, Enphase Manufacturer Rebate for # 360-0307, End Date 06/30/2017, Max Qty. 20, SPADUA51AD, 11689 CentroSolar America, Inc | -183.98 |  | No | Other | Vendor De-listing | 0 |  | Not Applicable as per Item Classification |  | Not Applicable
953-0647 | 953-0647 | SPA, Enphase Manufacturer Rebate for # 321-0205, End Date 06/30/2017, Max Qty. 500, SPADUA51AD, 11690 CentroSolar America, Inc | -26.68 |  | No | Other | Vendor De-listing | 0 |  | Not Applicable as per Item Classification |  | Not Applicable
953-0648 | 953-0648 | SPA, Enphase Manufacturer Rebate for # 360-0328, End Date 06/30/2017, Max Qty. 3600, SPADKFJIAD, 88629 American Design and Build | -3.25 |  | No | Other | Soligent De-listing | 0 |  | Not Applicable as per Item Classification |  | Not Applicable
953-0649 | 953-0649 | SPA, Enphase Manufacturer Rebate for # 360-0329, End Date 06/30/2017, Max Qty. 1200, SPADKFJIAD, 88629 American Design and Build | -4 |  | No | Other | Vendor De-listing | 0 |  | Not Applicable as per Item Classification |  | Not Applicable
953-0650 | 953-0650 | SPA, Enphase Manufacturer Rebate for # 321-0212, End Date 06/30/2017, Max Qty. 2000, SPADKFJIAD, 88629 American Design and Build | -40.68 |  | No | Other | Vendor De-listing | 0 |  | Not Applicable as per Item Classification |  | Not Applicable
953-0651 | 953-0651 | SPA, Enphase Manufacturer Rebate for # 570-1142, End Date 06/30/2017, Max Qty. 50, SPADKFJIAD, 88629 American Design and Build | -150 |  | No | Other | Vendor De-listing | 0 |  | Not Applicable as per Item Classification |  | Not Applicable
953-0652 | 953-0652 | SPA, Enphase Manufacturer Rebate for # 570-1143, End Date 06/30/2017, Max Qty. 80, SPADKFJIAD, 88629 American Design and Build | -157.65 |  | No | Other | Vendor De-listing | 0 |  | Not Applicable as per Item Classification |  | Not Applicable
953-0653 | 953-0653 | SPA, Enphase Manufacturer Rebate for # 360-0328, End Date 06/30/2017, Max Qty. 300, SPADXXFIAH, 82564 Newport Solar | -2.25 |  | No | Other | Vendor De-listing | 0 |  | Not Applicable as per Item Classification |  | Not Applicable
953-0654 | 953-0654 | SPA, Enphase Manufacturer Rebate for # 360-0329, End Date 06/30/2017, Max Qty. 100, SPADXXFIAH, 82564 Newport Solar | -3 |  | No | Other | Vendor De-listing | 0 |  | Not Applicable as per Item Classification |  | Not Applicable
953-0655 | 953-0655 | SPA, Enphase Manufacturer Rebate for # 321-0212, End Date 06/30/2017, Max Qty. 200, SPADXXFIAH, 82564 Newport Solar | -31.68 |  | No | Other | Vendor De-listing | 0 |  | Not Applicable as per Item Classification |  | Not Applicable
953-0656 | 953-0656 | SPA, Enphase Manufacturer Rebate for # 570-1143, End Date 06/30/2017, Max Qty. 15, SPADXXFIAH, 82564 Newport Solar | -218.65 |  | No | Other | Vendor De-listing | 0 |  | Not Applicable as per Item Classification |  | Not Applicable
953-0657 | 953-0657 | SPA, Enphase Manufacturer Rebate for # 360-0216, End Date 07/15/2017, Max Qty. 800, SPADJ5FIAV, 4271 Halcyon Solar Construction | -8 |  | No | Other | Vendor De-listing | 0 |  | Not Applicable as per Item Classification |  | Not Applicable
953-0658 | 953-0658 | SPA, Enphase Manufacturer Rebate for # 570-1106, End Date 06/30/2017, Max Qty. 20, SPADJ5FIAV, 4271 Halcyon Solar Construction | -76.76 |  | No | Other | Vendor De-listing | 0 |  | Not Applicable as per Item Classification |  | Not Applicable
953-0659 | 953-0659 | SPA, Enphase Manufacturer Rebate for # 360-0328, End Date 06/30/2017, Max Qty. 2400, SPADJ3FIAB, 82181 Alder Energy Systems | -2.25 |  | No | Other | Vendor De-listing | 0 |  | Not Applicable as per Item Classification |  | Not Applicable
953-0660 | 953-0660 | SPA, Enphase Manufacturer Rebate for # 360-0329, End Date 06/30/2017, Max Qty. 1200, SPADJ3FIAB, 82181 Alder Energy Systems | -3 |  | No | Other | Vendor De-listing | 0 |  | Not Applicable as per Item Classification |  | Not Applicable
953-0661 | 953-0661 | SPA, Enphase Manufacturer Rebate for # 570-1142, End Date 06/30/2017, Max Qty. 40, SPADJ3FIAB, 82181 Alder Energy Systems | -75 |  | No | Other | Vendor De-listing | 0 |  | Not Applicable as per Item Classification |  | Not Applicable
953-0662 | 953-0662 | SPA, Enphase Manufacturer Rebate for # 321-0212, End Date 06/30/2017, Max Qty. 1000, SPADJ3FIAB, 82181 Alder Energy Systems | -20.68 |  | No | Other | Vendor De-listing | 0 |  | Not Applicable as per Item Classification |  | Not Applicable
953-0663 | 953-0663 | SPA, Enphase Manufacturer Rebate for # 570-1143, End Date 06/30/2017, Max Qty. 40, SPADJ3FIAB, 82181 Alder Energy Systems | -92.65 |  | No | Other | Vendor De-listing | 0 |  | Not Applicable as per Item Classification |  | Not Applicable
953-0664 | 953-0664 | SPA, Solar Edge Manufacturer Rebate for # 310-0574, SE3000H-US000NNU2 End Date 06/30/2017, Max Qty. , SPASEwesthaven, 1820 Westhaven Inc | -95.14 |  | No | Other | Vendor De-listing | 0 |  | Not Applicable as per Item Classification |  | Not Applicable
953-0665 | 953-0665 | SPA, SolarWorld Manufacturer Rebate for # 110-1042, End Date 07/30/2017, Max Qty. 416, SWBrandborg, 90036 Brandborg and Associates Inc. dba SBS Solar | -44.85 |  | No | Other | Vendor De-listing | 0 |  | Not Applicable as per Item Classification |  | Not Applicable
953-0666 | 953-0666 | SPA, SolarWorld Manufacturer Rebate for # 110-1081, End Date 06/30/2017, Max Qty. 840, SWWholeSunDesigns, 82467 Whole Sun Designs Inc. | -8.7 |  | No | Other | Vendor De-listing | 0 |  | Not Applicable as per Item Classification |  | Not Applicable
953-0667 | 953-0667 | SPA, Enphase Manufacturer Rebate for # 360-0328, End Date 06/30/2017, Max Qty. 500, SPADCB6IAJ , 2109 Kaitanna Solar | -2.25 |  | No | Other | Vendor De-listing | 0 |  | Not Applicable as per Item Classification |  | Not Applicable
953-0668 | 953-0668 | SPA, Enphase Manufacturer Rebate for # 360-0329, End Date 06/30/2017, Max Qty. 500, SPADCB6IAJ , 2109 Kaitanna Solar | -3 |  | No | Other | Vendor De-listing | 0 |  | Not Applicable as per Item Classification |  | Not Applicable
953-0669 | 953-0669 | SPA, Enphase Manufacturer Rebate for # 321-0212, End Date 06/30/2017, Max Qty. 1000, SPADCB6IAJ , 2109 Kaitanna Solar | -25.68 |  | No | Other | Vendor De-listing | 0 |  | Not Applicable as per Item Classification |  | Not Applicable
953-0670 | 953-0670 | SPA, Enphase Manufacturer Rebate for # 570-1143, End Date 06/30/2017, Max Qty. 30, SPADCB6IAJ , 2109 Kaitanna Solar | -167.65 |  | No | Other | Vendor De-listing | 0 |  | Not Applicable as per Item Classification |  | Not Applicable
953-0671 | 953-0671 | SPA, Enphase Manufacturer Rebate for # 570-1142, End Date 06/30/2017, Max Qty. 30, SPADCB6IAJ , 2109 Kaitanna Solar | -125 |  | No | Other | Vendor De-listing | 0 |  | Not Applicable as per Item Classification |  | Not Applicable
953-0672 | 953-0672 | SPA, ENPHASE Manufacturer Rebate for # 570-1142, End Date 06/30/2017, Max Qty. 10, SPAD2VKIAD, 80254 Island Pacific Energy LLC | -201 |  | No | Other | Vendor De-listing | 0 |  | Not Applicable as per Item Classification |  | Not Applicable
953-0673 | 953-0673 | SPA, ENPHASE Manufacturer Rebate for # 321-0212, End Date 06/30/2017, Max Qty. 120, SPAD2VKIAD, 80254 Island Pacific Energy LLC | -21.68 |  | No | Other | Vendor De-listing | 0 |  | Not Applicable as per Item Classification |  | Not Applicable
953-0674 | 953-0674 | SPA, ENPHASE Manufacturer Rebate for # 570-1143, End Date 06/30/2017, Max Qty. 10, SPAD2VKIAD, 80254 Island Pacific Energy LLC | -167.65 |  | No | Other | Vendor De-listing | 0 |  | Not Applicable as per Item Classification |  | Not Applicable
953-0675 | 953-0675 | SPA, ENPHASE Manufacturer Rebate for # 570-1108, End Date 06/30/2017, Max Qty. 300, SPAD2VKIAD, 80254 Island Pacific Energy LLC | -142.65 |  | No | Other | Vendor De-listing | 0 |  | Not Applicable as per Item Classification |  | Not Applicable
953-0676 | 953-0676 | SPA, ENPHASE Manufacturer Rebate for # 321-0205, End Date 06/30/2017, Max Qty. 300, SPAD2VKIAD, 80254 Island Pacific Energy LLC | -13.68 |  | No | Other | Vendor De-listing | 0 |  | Not Applicable as per Item Classification |  | Not Applicable
953-0677 | 953-0677 | SPA, ENPHASE Manufacturer Rebate for # 360-0216, End Date 06/30/2017, Max Qty. 300, SPAD2VKIAD, 80254 Island Pacific Energy LLC | -9.5 |  | No | Other | Vendor De-listing | 0 |  | Not Applicable as per Item Classification |  | Not Applicable
953-0678 | 953-0678 | SPA, ENPHASE Manufacturer Rebate for # 360-0217, End Date 06/30/2017, Max Qty. 1000, SPAD2VKIAD, 80254 Island Pacific Energy LLC | -7.9 |  | No | Other | Vendor De-listing | 0 |  | Not Applicable as per Item Classification |  | Not Applicable
953-0679 | 953-0679 | SPA, ENPHASE Manufacturer Rebate for # 360-0328, End Date 06/30/2017, Max Qty. 240, SPAD2VKIAD, 80254 Island Pacific Energy LLC | -2.75 |  | No | Other | Vendor De-listing | 0 |  | Not Applicable as per Item Classification |  | Not Applicable
953-0680 | 953-0680 | SPA, ENPHASE Manufacturer Rebate for # 360-0329, End Date 06/30/2017, Max Qty. 240, SPAD2VKIAD, 80254 Island Pacific Energy LLC | -2.5 |  | No | Other | Vendor De-listing | 0 |  | Not Applicable as per Item Classification |  | Not Applicable
953-0681 | 953-0681 | SPA, ENPHASE Manufacturer Rebate for # 480-0002, End Date 06/30/2017, Max Qty. 40, SPAD2VKIAD, 80254 Island Pacific Energy LLC | -416.67 |  | No | Other | Vendor De-listing | 0 |  | Not Applicable as per Item Classification |  | Not Applicable
953-0682 | 953-0682 | SPA, ENPHASE Manufacturer Rebate for # 570-1110, End Date 06/30/2017, Max Qty. 50, SPADHGXIAD, 6929 Paradise Energy | -63.5 |  | No | Other | Vendor De-listing | 0 |  | Not Applicable as per Item Classification |  | Not Applicable
953-0683 | 953-0683 | SPA, ENPHASE Manufacturer Rebate for # 570-1142, End Date 06/30/2017, Max Qty. 40, SPADHGXIAD, 6930 Paradise Energy | -100 |  | No | Other | Vendor De-listing | 0 |  | Not Applicable as per Item Classification |  | Not Applicable
953-0684 | 953-0684 | SPA, ENPHASE Manufacturer Rebate for # 321-0212, End Date 06/30/2017, Max Qty. 1200, SPADHGXIAD, 6931 Paradise Energy | -31.68 |  | No | Other | Vendor De-listing | 0 |  | Not Applicable as per Item Classification |  | Not Applicable
953-0685 | 953-0685 | SPA, ENPHASE Manufacturer Rebate for # 570-1143, End Date 06/30/2017, Max Qty. 60, SPADHGXIAD, 6932 Paradise Energy | -142.65 |  | No | Other | Vendor De-listing | 0 |  | Not Applicable as per Item Classification |  | Not Applicable
953-0686 | 953-0686 | SPA, ENPHASE Manufacturer Rebate for # 570-1108, End Date 06/30/2017, Max Qty. 80, SPADHGXIAD, 6933 Paradise Energy | -142.65 |  | No | Other | Vendor De-listing | 0 |  | Not Applicable as per Item Classification |  | Not Applicable
953-0687 | 953-0687 | SPA, ENPHASE Manufacturer Rebate for # 321-0205, End Date 06/30/2017, Max Qty. 400, SPADHGXIAD, 6934 Paradise Energy | -29.68 |  | No | Other | Vendor De-listing | 0 |  | Not Applicable as per Item Classification |  | Not Applicable
953-0688 | 953-0688 | SPA, ENPHASE Manufacturer Rebate for # 321-0205, End Date 06/30/2017, Max Qty. 400, SPADHGXIAD, 6934 Paradise Energy | -91.76 |  | No | Other | Vendor De-listing | 0 |  | Not Applicable as per Item Classification |  | Not Applicable
953-0689 | 953-0689 | SPA, ENPHASE Manufacturer Rebate for # 570-1107, End Date 06/30/2017, Max Qty. 20, SPADHGXIAD, 6936 Paradise Energy | -125 |  | No | Other | Vendor De-listing | 0 |  | Not Applicable as per Item Classification |  | Not Applicable
953-0690 | 953-0690 | SPA, ENPHASE Manufacturer Rebate for # 360-0219, End Date 06/30/2017, Max Qty. 480, SPADHGXIAD, 6937 Paradise Energy | -7.65 |  | No | Other | Vendor De-listing | 0 |  | Not Applicable as per Item Classification |  | Not Applicable
953-0691 | 953-0691 | SPA, ENPHASE Manufacturer Rebate for # 360-0218, End Date 06/30/2017, Max Qty. 120, SPADHGXIAD, 6938 Paradise Energy | -11 |  | No | Other | Vendor De-listing | 0 |  | Not Applicable as per Item Classification |  | Not Applicable
953-0692 | 953-0692 | SPA, ENPHASE Manufacturer Rebate for # 360-0216, End Date 06/30/2017, Max Qty. 200, SPADHGXIAD, 6939 Paradise Energy | -11 |  | No | Other | Vendor De-listing | 0 |  | Not Applicable as per Item Classification |  | Not Applicable
953-0693 | 953-0693 | SPA, ENPHASE Manufacturer Rebate for # 360-0307, End Date 06/30/2017, Max Qty. 7, SPADHGXIAD, 6940 Paradise Energy | -111.76 |  | No | Other | Vendor De-listing | 0 |  | Not Applicable as per Item Classification |  | Not Applicable
953-0694 | 953-0694 | SPA, ENPHASE Manufacturer Rebate for # 321-0196, End Date 06/30/2017, Max Qty. 300, SPADHGXIAD, 6941 Paradise Energy | -21.68 |  | No | Other | Vendor De-listing | 0 |  | Not Applicable as per Item Classification |  | Not Applicable
953-0695 | 953-0695 | SPA, ENPHASE Manufacturer Rebate for # 360-0217, End Date 06/30/2017, Max Qty. 800, SPADHGXIAD, 6942 Paradise Energy | -7.65 |  | No | Other | Vendor De-listing | 0 |  | Not Applicable as per Item Classification |  | Not Applicable
953-0696 | 953-0696 | SPA, ENPHASE Manufacturer Rebate for # 321-0208, End Date 06/30/2017, Max Qty. 1000, SPADHGXIAD, 6943 Paradise Energy | -28.05 |  | No | Other | Vendor De-listing | 0 |  | Not Applicable as per Item Classification |  | Not Applicable
953-0697 | 953-0697 | SPA, ENPHASE Manufacturer Rebate for # 360-0328, End Date 06/30/2017, Max Qty. 2400, SPADHGXIAD, 6944 Paradise Energy | -2.75 |  | No | Other | Vendor De-listing | 0 |  | Not Applicable as per Item Classification |  | Not Applicable
953-0698 | 953-0698 | SPA, ENPHASE Manufacturer Rebate for # 360-0329, End Date 06/30/2017, Max Qty. 1200, SPADHGXIAD, 6945 Paradise Energy | -3.5 |  | No | Other | Vendor De-listing | 0 |  | Not Applicable as per Item Classification |  | Not Applicable
953-0699 | 953-0699 | SPA, Enphase Manufacturer Rebate for # 321-0212, End Date 06/30/2017, Max Qty. 400, SPADA5RIAX, 4271 HALCYON SOLAR CONSTRUCTION | -15.68 |  | No | Other | Soligent De-listing | 0 |  | Not Applicable as per Item Classification |  | Not Applicable
953-0700 | 953-0700 | SPA, Enphase Manufacturer Rebate for # 321-0208, End Date 06/30/2017, Max Qty. 200, SPADJTPIAD, Acct: 5175 Rooftop Solar | -14.05 |  | No | Other | Vendor De-listing | 0 |  | Not Applicable as per Item Classification |  | Not Applicable
953-0701 | 953-0701 | SPA, Enphase Manufacturer Rebate for # 321-0205, End Date 07/01/2017, Max Qty. 200, SPADJTPIAD, Acct: 5175 Rooftop Solar | -10.68 |  | No | Other | Vendor De-listing | 0 |  | Not Applicable as per Item Classification |  | Not Applicable
953-0702 | 953-0702 | SPA, Enphase Manufacturer Rebate for # 360-0217, End Date 07/02/2017, Max Qty. 200, SPADJTPIAD, Acct: 5175 Rooftop Solar | -2.9 |  | No | Other | Vendor De-listing | 0 |  | Not Applicable as per Item Classification |  | Not Applicable
953-0703 | 953-0703 | SPA, Enphase Manufacturer Rebate for # 360-0216, End Date 07/03/2017, Max Qty. 200, SPADJTPIAD, Acct: 5175 Rooftop Solar | -4.5 |  | No | Other | Vendor De-listing | 0 |  | Not Applicable as per Item Classification |  | Not Applicable
953-0704 | 953-0704 | SPA, Enphase Manufacturer Rebate for # 321-0212, End Date 07/04/2017, Max Qty. 400, SPADJTPIAD, Acct: 5175 Rooftop Solar | -15.68 |  | No | Other | Vendor De-listing | 0 |  | Not Applicable as per Item Classification |  | Not Applicable
953-0705 | 953-0705 | SPA, Enphase Manufacturer Rebate for # 570-1106, End Date 07/05/2017, Max Qty. 50, SPADJTPIAD, Acct: 5175 Rooftop Solar | -21.76 |  | No | Other | Vendor De-listing | 0 |  | Not Applicable as per Item Classification |  | Not Applicable
953-0706 | 953-0706 | SPA, Enphase Manufacturer Rebate for # 570-1157, End Date 07/06/2017, Max Qty. 50, SPADJTPIAD, Acct: 5175 Rooftop Solar | -82.65 |  | No | Other | Vendor De-listing | 0 |  | Not Applicable as per Item Classification |  | Not Applicable
953-0707 | 953-0707 | SPA, Enphase Manufacturer Rebate for # 360-0208, End Date 06/30/2017, Max Qty. 1000, SPADDHSIAH, 88629 American Design and Build | -41.55 |  | No | Other | Vendor De-listing | 0 |  | Not Applicable as per Item Classification |  | Not Applicable
953-0708 | 953-0708 | SPA, Solaredge Manufacturer Rebate for # 310-0576, End Date 06/30/2017, Max Qty. , SPASEwesthaven, 1820 Westhaven Inc DBA Westhaven Solar | -197.62 |  | No | Other | Vendor De-listing | 0 |  | Not Applicable as per Item Classification |  | Not Applicable
953-0709 | 953-0709 | SPA, Enphase Manufacturer Rebate for # 321-0208, End Date 06/30/2017, Max Qty. 4000, SPAD6EVIAL, 10454 Solar Solutions | -45.05 |  | No | Other | Vendor De-listing | 0 |  | Not Applicable as per Item Classification |  | Not Applicable
953-0710 | 953-0710 | SPA, Enphase Manufacturer Rebate for # 360-0219, End Date 10/29/2017, Max Qty. 280, SPADMXJIAR, 120936 Rectify LLC dba Rectify Solar | -6.9 |  | No | Other | Vendor De-listing | 0 |  | Not Applicable as per Item Classification |  | Not Applicable
953-0711 | 953-0711 | SPA, Enphase Manufacturer Rebate for # 321-0208, End Date 10/29/2017, Max Qty. 320, SPADMXJIAR, 120936 Rectify LLC dba Rectify Solar | -25.05 |  | No | Other | Vendor De-listing | 0 |  | Not Applicable as per Item Classification |  | Not Applicable
953-0712 | 953-0712 | SPA, Panasonic 330W Manufacturer Rebate for # 110-1073, End Date 09/30/2017, Max Qty. 758, PENSAHESOLAR, 11779 Hesolar LLC | -29.7 |  | No | Other | Shippable | 0 |  | Not Applicable as per Item Classification |  | Not Applicable
953-0713 | 953-0713 | SPA, Panasonic 315kW BOB Manufacturer Rebate for # 110-1083, End Date 09/30/2017, Max Qty. 794, PENSAHESOLAR, 11779 Hesolar LLC | -12.6 |  | No | Other | Shippable | 0 |  | Not Applicable as per Item Classification |  | Not Applicable
953-0714 | 953-0714 | SPA, Enphase Manufacturer Rebate for # 360-0328, End Date 06/30/2017, Max Qty. 1000, SPADCG6IAJ, 121482 Solar City, Inc. dba The LeverEdge | -2.05 |  | No | Other | Vendor De-listing | 0 |  | Not Applicable as per Item Classification |  | Not Applicable
953-0715 | 953-0715 | SPA, Enphase Manufacturer Rebate for # 360-0329, End Date 06/30/2017, Max Qty. 500, SPADCG6IAJ, 121482 Solar City, Inc. dba The LeverEdge | -2.73 |  | No | Other | Vendor De-listing | 0 |  | Not Applicable as per Item Classification |  | Not Applicable
953-0716 | 953-0716 | SPA, Enphase Manufacturer Rebate for # 570-1142, End Date 06/30/2017, Max Qty. 50, SPADCG6IAJ, 121482 Solar City, Inc. dba The LeverEdge | 87.6 |  | No | Other | Vendor De-listing | 0 |  | Not Applicable as per Item Classification |  | Not Applicable
953-0717 | 953-0717 | SPA, Enphase Manufacturer Rebate for # 321-0212, End Date 06/30/2017, Max Qty. 1000, SPADCG6IAJ, 121482 Solar City, Inc. dba The LeverEdge | 8.52 |  | No | Other | Vendor De-listing | 0 |  | Not Applicable as per Item Classification |  | Not Applicable
953-0718 | 953-0718 | SPA, Enphase Manufacturer Rebate for # 570-1143, End Date 07/15/2017, Max Qty. 50, SPADCG6IAJ, 121482 Solar City, Inc. dba The LeverEdge | 95.75 |  | No | Other | Vendor De-listing | 0 |  | Not Applicable as per Item Classification |  | Not Applicable
953-0719 | 953-0719 | SPA, Enphase Manufacturer Rebate for # 321-0208, End Date 06/30/2017, Max Qty. 1000, SPADCG6IAJ, 121482 Solar City, Inc. dba The LeverEdge | -32.16 |  | No | Other | Vendor De-listing | 0 |  | Not Applicable as per Item Classification |  | Not Applicable
953-0720 | 953-0720 | SPA, Enphase Manufacturer Rebate for # 360-0217, End Date 06/30/2017, Max Qty. 1000, SPADCG6IAJ, 121482 Solar City, Inc. dba The LeverEdge | -3.09 |  | No | Other | Vendor De-listing | 0 |  | Not Applicable as per Item Classification |  | Not Applicable
953-0721 | 953-0721 | SPA, Enphase Manufacturer Rebate for # 360-0216, End Date 06/30/2017, Max Qty. 500, SPADCG6IAJ, 121482 Solar City, Inc. dba The LeverEdge | -4.09 |  | No | Other | Vendor De-listing | 0 |  | Not Applicable as per Item Classification |  | Not Applicable
953-0722 | 953-0722 | SPA, Enphase Manufacturer Rebate for # 570-1106, End Date 06/30/2017, Max Qty. 50, SPADCG6IAJ, 121482 Solar City, Inc. dba The LeverEdge | -53.81 |  | No | Other | Vendor De-listing | 0 |  | Not Applicable as per Item Classification |  | Not Applicable
953-0723 | 953-0723 | SPA, Enphase Manufacturer Rebate for # 570-1108, End Date 06/30/2017, Max Qty. 50, SPADCG6IAJ, 121482 Solar City, Inc. dba The LeverEdge | -80.72 |  | No | Other | Vendor De-listing | 0 |  | Not Applicable as per Item Classification |  | Not Applicable
953-0724 | 953-0724 | SPA, Panasonic Manufacturer Rebate for # 110-1073, End Date 09/30/2017, Max Qty. 175kw / qrtr, PENSASPANOVAWEST, 7401 NOVA WEST SOLAR | -17.8 |  | No | Other | Shippable | 0 |  | Not Applicable as per Item Classification |  | Not Applicable
953-0725 | 953-0725 | SPA, Manufacturer Rebate for # 110-1083, End Date 09/30/2017, Max Qty. 175kw / qrtr, PENSASPANOVAWEST, 7401 NOVA WEST SOLAR | -18.08 |  | No | Other | Shippable | 0 |  | Not Applicable as per Item Classification |  | Not Applicable
953-0726 | 953-0726 | SPA, Panasonic Manufacturer Rebate for # 110-1073, End Date 09/30/2017, Max Qty. , PENSASPAWESTHAVEN, 1820 Westhaven Inc DBA Westhaven Solar | -21.45 |  | No | Other | Shippable | 0 |  | Not Applicable as per Item Classification |  | Not Applicable
953-0727 | 953-0727 | SPA, Panasonic Manufacturer Rebate for # 110-1083, End Date 09/30/2017, Max Qty. , PENSASPAWESTHAVEN, 1820 Westhaven Inc DBA Westhaven Solar | -22.06 |  | No | Other | Shippable | 0 |  | Not Applicable as per Item Classification |  | Not Applicable
953-0728 | 953-0728 | SPA, Enphase Manufacturer Rebate for # 321-0212, End Date 09/30/2017, Max Qty. 400, SPADCBJIAX , 4271 HALCYON SOLAR CONSTRUCTION | -15.68 |  | No | Other | Vendor De-listing | 0 |  | Not Applicable as per Item Classification |  | Not Applicable
953-0729 | 953-0729 | SPA, Enphase Manufacturer Rebate for # 360-0216, End Date 09/30/2017, Max Qty. 800, SPADCBJIAX , 4271 HALCYON SOLAR CONSTRUCTION | -8 |  | No | Other | Vendor De-listing | 0 |  | Not Applicable as per Item Classification |  | Not Applicable
953-0730 | 953-0730 | SPA, Enphase Manufacturer Rebate for # 570-1106, End Date 09/30/2017, Max Qty. 20, SPADCBJIAX , 4271 HALCYON SOLAR CONSTRUCTION | -76.76 |  | No | Other | Vendor De-listing | 0 |  | Not Applicable as per Item Classification |  | Not Applicable
953-0731 | 953-0731 | SPA, ENPHASE Manufacturer Rebate for # 570-1142, End Date 09/30/2017, Max Qty. 50, SPADPBNIA1 , 121482 Solar City, Inc. dba The LeverEdge | 77.94 |  | No | Other | Vendor De-listing | 0 |  | Not Applicable as per Item Classification |  | Not Applicable
953-0732 | 953-0732 | SPA, ENPHASE Manufacturer Rebate for # 321-0212, End Date 09/30/2017, Max Qty. 1000, SPADPBNIA1 , 121482 Solar City, Inc. dba The LeverEdge | 5.91 |  | No | Other | Vendor De-listing | 0 |  | Not Applicable as per Item Classification |  | Not Applicable
953-0733 | 953-0733 | SPA, ENPHASE Manufacturer Rebate for # 321-0214, End Date 09/30/2017, Max Qty. 200, SPADPBNIA1 , 121482 Solar City, Inc. dba The LeverEdge | -0.45 |  | No | Other | Vendor De-listing | 0 |  | Not Applicable as per Item Classification |  | Not Applicable
953-0734 | 953-0734 | SPA, ENPHASE Manufacturer Rebate for # 570-1143, End Date 09/30/2017, Max Qty. 50, SPADPBNIA1 , 121482 Solar City, Inc. dba The LeverEdge | 83.82 |  | No | Other | Vendor De-listing | 0 |  | Not Applicable as per Item Classification |  | Not Applicable
953-0735 | 953-0735 | SPA, ENPHASE Manufacturer Rebate for # 570-1108, End Date 09/30/2017, Max Qty. 50, SPADPBNIA1 , 121482 Solar City, Inc. dba The LeverEdge | -92.65 |  | No | Other | Vendor De-listing | 0 |  | Not Applicable as per Item Classification |  | Not Applicable
953-0736 | 953-0736 | SPA, ENPHASE Manufacturer Rebate for # 570-1106, End Date 09/30/2017, Max Qty. 50, SPADPBNIA1 , 121482 Solar City, Inc. dba The LeverEdge | -61.76 |  | No | Other | Vendor De-listing | 0 |  | Not Applicable as per Item Classification |  | Not Applicable
953-0737 | 953-0737 | SPA, ENPHASE Manufacturer Rebate for # 360-0216, End Date 09/30/2017, Max Qty. 500, SPADPBNIA1 , 121482 Solar City, Inc. dba The LeverEdge | -4.5 |  | No | Other | Vendor De-listing | 0 |  | Not Applicable as per Item Classification |  | Not Applicable
953-0738 | 953-0738 | SPA, ENPHASE Manufacturer Rebate for # 360-0217, End Date 09/30/2017, Max Qty. 1000, SPADPBNIA1 , 121482 Solar City, Inc. dba The LeverEdge | -3.4 |  | No | Other | Vendor De-listing | 0 |  | Not Applicable as per Item Classification |  | Not Applicable
953-0739 | 953-0739 | SPA, ENPHASE Manufacturer Rebate for # 321-0208, End Date 09/30/2017, Max Qty. 1000, SPADPBNIA1 , 121482 Solar City, Inc. dba The LeverEdge | -34.05 |  | No | Other | Vendor De-listing | 0 |  | Not Applicable as per Item Classification |  | Not Applicable
953-0740 | 953-0740 | SPA, ENPHASE Manufacturer Rebate for # 360-0328, End Date 09/30/2017, Max Qty. 1000, SPADPBNIA1 , 121482 Solar City, Inc. dba The LeverEdge | -2.25 |  | No | Other | Vendor De-listing | 0 |  | Not Applicable as per Item Classification |  | Not Applicable
953-0741 | 953-0741 | SPA, ENPHASE Manufacturer Rebate for # 360-0329, End Date 09/30/2017, Max Qty. 500, SPADPBNIA1 , 121482 Solar City, Inc. dba The LeverEdge | -0.5 |  | No | Other | Vendor De-listing | 0 |  | Not Applicable as per Item Classification |  | Not Applicable
953-0742 | 953-0742 | SPA, Enphase Manufacturer Rebate for # 360-0328, End Date 09/30/2017, Max Qty. 3600, SPADPLGIAP, 88629 American Design and Build | -3.25 |  | No | Other | Vendor De-listing | 0 |  | Not Applicable as per Item Classification |  | Not Applicable
953-0743 | 953-0743 | SPA, Enphase Manufacturer Rebate for # 360-0329, End Date 09/30/2017, Max Qty. 1200, SPADPLGIAP, 88629 American Design and Build | -4 |  | No | Other | Vendor De-listing | 0 |  | Not Applicable as per Item Classification |  | Not Applicable
953-0744 | 953-0744 | SPA, Enphase Manufacturer Rebate for # 321-0212, End Date 09/30/2017, Max Qty. 2000, SPADPLGIAP, 88629 American Design and Build | -40.68 |  | No | Other | Vendor De-listing | 0 |  | Not Applicable as per Item Classification |  | Not Applicable
953-0745 | 953-0745 | SPA, Enphase Manufacturer Rebate for # 570-1142, End Date 09/30/2017, Max Qty. 50, SPADPLGIAP, 88629 American Design and Build | -150 |  | No | Other | Vendor De-listing | 0 |  | Not Applicable as per Item Classification |  | Not Applicable
953-0746 | 953-0746 | SPA, Enphase Manufacturer Rebate for # 570-1143, End Date 09/30/2017, Max Qty. 80, SPADPLGIAP, 88629 American Design and Build | -157.65 |  | No | Other | Vendor De-listing | 0 |  | Not Applicable as per Item Classification |  | Not Applicable
953-0747 | 953-0747 | SPA, Enphase Manufacturer Rebate for # 321-0214, End Date 09/30/2017, Max Qty. 2000, SPADPLGIAP, 88629 American Design and Build | -21.95 |  | No | Other | Vendor De-listing | 0 |  | Not Applicable as per Item Classification |  | Not Applicable
953-0748 | 953-0748 | SPA, Enphase Manufacturer Rebate for # 570-1157, End Date 09/30/2017, Max Qty. 60, SPADPLGIAP, 88629 American Design and Build | -157.65 |  | No | Other | Vendor De-listing | 0 |  | Not Applicable as per Item Classification |  | Not Applicable
953-0749 | 953-0749 | SPA, Enphase Manufacturer Rebate for # 321-0208, End Date 09/30/2017, Max Qty. 3000, SPADPLGIAP, 88629 American Design and Build | -42.05 |  | No | Other | Vendor De-listing | 0 |  | Not Applicable as per Item Classification |  | Not Applicable
953-0750 | 953-0750 | SPA, Enphase Manufacturer Rebate for # 360-0219, End Date 09/30/2017, Max Qty. 2000, SPADPLGIAP, 88629 American Design and Build | -7.9 |  | No | Other | Vendor De-listing | 0 |  | Not Applicable as per Item Classification |  | Not Applicable
953-0751 | 953-0751 | SPA, Enphase Manufacturer Rebate for # 360-0217, End Date 09/30/2017, Max Qty. 3600, SPADPLGIAP, 88629 American Design and Build | -7.9 |  | No | Other | Vendor De-listing | 0 |  | Not Applicable as per Item Classification |  | Not Applicable
953-0752 | 953-0752 | SPA, Enphase Manufacturer Rebate for # 570-1106, End Date 09/30/2017, Max Qty. 10, SPADPLGIAP, 88629 American Design and Build | -61.76 |  | No | Other | Vendor De-listing | 0 |  | Not Applicable as per Item Classification |  | Not Applicable
953-0753 | 953-0753 | SPA, Enphase Manufacturer Rebate for # 570-1107, End Date 09/30/2017, Max Qty. 10, SPADPLGIAP, 88629 American Design and Build | -120 |  | No | Other | Vendor De-listing | 0 |  | Not Applicable as per Item Classification |  | Not Applicable
953-0754 | 953-0754 | SPA, Enphase Manufacturer Rebate for # 360-0216, End Date 09/30/2017, Max Qty. 240, SPADPLGIAP, 88629 American Design and Build | -9 |  | No | Other | Vendor De-listing | 0 |  | Not Applicable as per Item Classification |  | Not Applicable
953-0755 | 953-0755 | SPA, Enphase Manufacturer Rebate for # 360-0218, End Date 09/30/2017, Max Qty. 240, SPADPLGIAP, 88629 American Design and Build | -9 |  | No | Other | Vendor De-listing | 0 |  | Not Applicable as per Item Classification |  | Not Applicable
953-0756 | 953-0756 | SPA, Enphase Manufacturer Rebate for # 360-0328, End Date 09/30/2017, Max Qty. 300, SPADP7HIAX, 82564 Newport Solar | -2.25 |  | No | Other | Vendor De-listing | 0 |  | Not Applicable as per Item Classification |  | Not Applicable
953-0757 | 953-0757 | SPA, Enphase Manufacturer Rebate for # 360-0329, End Date 09/30/2017, Max Qty. 100, SPADP7HIAX, 82564 Newport Solar | -3 |  | No | Other | Vendor De-listing | 0 |  | Not Applicable as per Item Classification |  | Not Applicable
953-0758 | 953-0758 | SPA, Enphase Manufacturer Rebate for # 321-0212, End Date 09/30/2017, Max Qty. 200, SPADP7HIAX, 82564 Newport Solar | -30.68 |  | No | Other | Vendor De-listing | 0 |  | Not Applicable as per Item Classification |  | Not Applicable
953-0759 | 953-0759 | SPA, Enphase Manufacturer Rebate for # 570-1143, End Date 09/30/2017, Max Qty. 15, SPADP7HIAX, 82564 Newport Solar | -217.65 |  | No | Other | Vendor De-listing | 0 |  | Not Applicable as per Item Classification |  | Not Applicable
953-0760 | 953-0760 | SPA, Enphase Manufacturer Rebate for # 321-0214, End Date 09/30/2017, Max Qty. 250, SPADP7HIAX, 82564 Newport Solar | -12.95 |  | No | Other | Vendor De-listing | 0 |  | Not Applicable as per Item Classification |  | Not Applicable
953-0761 | 953-0761 | SPA, Enphase Manufacturer Rebate for # 570-1157, End Date 09/30/2017, Max Qty. 20, SPADP7HIAX, 82564 Newport Solar | -217.65 |  | No | Other | Vendor De-listing | 0 |  | Not Applicable as per Item Classification |  | Not Applicable
953-0762 | 953-0762 | SPA, Enphase Manufacturer Rebate for # 321-0208, End Date 09/30/2017, Max Qty. 400, SPADP7HIAX, 82564 Newport Solar | -22.05 |  | No | Other | Vendor De-listing | 0 |  | Not Applicable as per Item Classification |  | Not Applicable
953-0763 | 953-0763 | SPA, Enphase Manufacturer Rebate for # 360-0217, End Date 09/30/2017, Max Qty. 300, SPADP7HIAX, 82564 Newport Solar | -6.9 |  | No | Other | Vendor De-listing | 0 |  | Not Applicable as per Item Classification |  | Not Applicable
953-0764 | 953-0764 | SPA, Enphase Manufacturer Rebate for # 360-0216, End Date 09/30/2017, Max Qty. 50, SPADP7HIAX, 82564 Newport Solar | -9.5 |  | No | Other | Vendor De-listing | 0 |  | Not Applicable as per Item Classification |  | Not Applicable
953-0765 | 953-0765 | SPA, Enphase Manufacturer Rebate for # 321-0205, End Date 09/30/2017, Max Qty. 100, SPADP7HIAX, 82564 Newport Solar | -0.68 |  | No | Other | Vendor De-listing | 0 |  | Not Applicable as per Item Classification |  | Not Applicable
953-0766 | 953-0766 | SPA, Enphase Manufacturer Rebate for # 360-0328, End Date 09/30/2017, Max Qty. 500, SPADP5UIAH, 2109 KAITANNA SOLAR LLC | -2.25 |  | No | Other | Vendor De-listing | 0 |  | Not Applicable as per Item Classification |  | Not Applicable
953-0767 | 953-0767 | SPA, Enphase Manufacturer Rebate for # 360-0329, End Date 09/30/2017, Max Qty. 500, SPADP5UIAH, 2109 KAITANNA SOLAR LLC | -0.5 |  | No | Other | Vendor De-listing | 0 |  | Not Applicable as per Item Classification |  | Not Applicable
953-0768 | 953-0768 | SPA, Enphase Manufacturer Rebate for # 321-0212, End Date 09/30/2017, Max Qty. 1000, SPADP5UIAH, 2109 KAITANNA SOLAR LLC | -10.09 |  | No | Other | Vendor De-listing | 0 |  | Not Applicable as per Item Classification |  | Not Applicable
953-0769 | 953-0769 | SPA, Enphase Manufacturer Rebate for # 570-1142, End Date 09/30/2017, Max Qty. 30, SPADP5UIAH, 2109 KAITANNA SOLAR LLC | 2.94 |  | No | Other | Vendor De-listing | 0 |  | Not Applicable as per Item Classification |  | Not Applicable
953-0770 | 953-0770 | SPA, Enphase Manufacturer Rebate for # 570-1143, End Date 09/30/2017, Max Qty. 30, SPADP5UIAH, 2109 KAITANNA SOLAR LLC | -157.65 |  | No | Other | Vendor De-listing | 0 |  | Not Applicable as per Item Classification |  | Not Applicable
953-0771 | 953-0771 | SPA, Enphase Manufacturer Rebate for # 321-0214, End Date 09/30/2017, Max Qty. 1000, SPADP5UIAH, 2109 KAITANNA SOLAR LLC | -9.45 |  | No | Other | Vendor De-listing | 0 |  | Not Applicable as per Item Classification |  | Not Applicable
953-0772 | 953-0772 | SPA, Enphase Manufacturer Rebate for # 570-1157, End Date 09/30/2017, Max Qty. 50, SPADP5UIAH, 2109 KAITANNA SOLAR LLC | -167.65 |  | No | Other | Vendor De-listing | 0 |  | Not Applicable as per Item Classification |  | Not Applicable
953-0773 | 953-0773 | SPA, Enphase Manufacturer Rebate for # 321-0208, End Date 09/30/2017, Max Qty. 600, SPADP5UIAH, 2109 KAITANNA SOLAR LLC | -33.05 |  | No | Other | Vendor De-listing | 0 |  | Not Applicable as per Item Classification |  | Not Applicable
953-0774 | 953-0774 | SPA, Enphase Manufacturer Rebate for # 360-0219, End Date 09/30/2017, Max Qty. 1680, SPADP5UIAH, 2109 KAITANNA SOLAR LLC | -7.9 |  | No | Other | Vendor De-listing | 0 |  | Not Applicable as per Item Classification |  | Not Applicable
953-0775 | 953-0775 | SPA, Enphase Manufacturer Rebate for # 360-0217, End Date 09/30/2017, Max Qty. 2400, SPADP5UIAH, 2109 KAITANNA SOLAR LLC | -7.9 |  | No | Other | Vendor De-listing | 0 |  | Not Applicable as per Item Classification |  | Not Applicable
953-0776 | 953-0776 | SPA, Enphase Manufacturer Rebate for # 570-1106, End Date 09/30/2017, Max Qty. 30, SPADP5UIAH, 2109 KAITANNA SOLAR LLC | -86.76 |  | No | Other | Vendor De-listing | 0 |  | Not Applicable as per Item Classification |  | Not Applicable
953-0777 | 953-0777 | SPA, Enphase Manufacturer Rebate for # 570-1107, End Date 09/30/2017, Max Qty. 100, SPADP5UIAH, 2109 KAITANNA SOLAR LLC | -125 |  | No | Other | Vendor De-listing | 0 |  | Not Applicable as per Item Classification |  | Not Applicable
953-0778 | 953-0778 | SPA, Enphase Manufacturer Rebate for # 360-0216, End Date 09/30/2017, Max Qty. 1680, SPADP5UIAH, 2109 KAITANNA SOLAR LLC | -11 |  | No | Other | Vendor De-listing | 0 |  | Not Applicable as per Item Classification |  | Not Applicable
953-0779 | 953-0779 | SPA, Enphase Manufacturer Rebate for # 360-0218, End Date 09/30/2017, Max Qty. 840, SPADP5UIAH, 2109 KAITANNA SOLAR LLC | -11 |  | No | Other | Vendor De-listing | 0 |  | Not Applicable as per Item Classification |  | Not Applicable
953-0780 | 953-0780 | SPA, Enphase Manufacturer Rebate for # 360-0307, End Date 09/30/2017, Max Qty. 30, SPADP5UIAH, 2109 KAITANNA SOLAR LLC | -171.76 |  | No | Other | Vendor De-listing | 0 |  | Not Applicable as per Item Classification |  | Not Applicable
953-0781 | 953-0781 | SPA, Enphase Manufacturer Rebate for # 321-0196, End Date 09/30/2017, Max Qty. 500, SPADP5UIAH, 2109 KAITANNA SOLAR LLC | -26.68 |  | No | Other | Vendor De-listing | 0 |  | Not Applicable as per Item Classification |  | Not Applicable
953-0782 | 953-0782 | SPA, Enphase Manufacturer Rebate for # 570-1110, End Date 09/30/2017, Max Qty. 50, SPADP5UIAH, 2109 KAITANNA SOLAR LLC | -14.71 |  | No | Other | Vendor De-listing | 0 |  | Not Applicable as per Item Classification |  | Not Applicable
953-0783 | 953-0783 | SPA, Enphase Manufacturer Rebate for # 360-0328, End Date 09/30/2017, Max Qty. 2400, SPADPN4IAP, 30870 Icon Solar Power | -3.25 |  | No | Other | Vendor De-listing | 0 |  | Not Applicable as per Item Classification |  | Not Applicable
953-0784 | 953-0784 | SPA, Manufacturer Rebate for # 360-0329, End Date 09/30/2017, Max Qty. 960, SPADPN4IAP, 30870 Icon Solar Power | -4.5 |  | No | Other | Vendor De-listing | 0 |  | Not Applicable as per Item Classification |  | Not Applicable
953-0785 | 953-0785 | SPA, Enphase Manufacturer Rebate for # 570-1142, End Date 09/30/2017, Max Qty. 40, SPADPN4IAP, 30870 Icon Solar Power | -27.94 |  | No | Other | Vendor De-listing | 0 |  | Not Applicable as per Item Classification |  | Not Applicable
953-0786 | 953-0786 | SPA, Manufacturer Rebate for # 321-0214, End Date 09/30/2017, Max Qty. 2000, SPADPN4IAP, 30870 Icon Solar Power | -21.95 |  | No | Other | Vendor De-listing | 0 |  | Not Applicable as per Item Classification |  | Not Applicable
953-0787 | 953-0787 | SPA, Enphase Manufacturer Rebate for # 321-0212, End Date 09/30/2017, Max Qty. 800, SPADPN4IAP, 30870 Icon Solar Power | -19.09 |  | No | Other | Vendor De-listing | 0 |  | Not Applicable as per Item Classification |  | Not Applicable
953-0788 | 953-0788 | SPA, Manufacturer Rebate for # 570-1142, End Date 09/30/2017, Max Qty. 40, SPADPN4IAP, 30870 Icon Solar Power | -90 |  | No | Other | Soligent De-listing | 0 |  | Not Applicable as per Item Classification |  | Not Applicable
953-0789 | 953-0789 | SPA, Manufacturer Rebate for # 570-1143, End Date 09/30/2017, Max Qty. 60, SPADPN4IAP, 30870 Icon Solar Power | -207.65 |  | No | Other | Vendor De-listing | 0 |  | Not Applicable as per Item Classification |  | Not Applicable
953-0790 | 953-0790 | SPA, Manufacturer Rebate for # 321-0196, End Date 09/30/2017, Max Qty. 300, SPADPN4IAP, 30870 Icon Solar Power | -22.68 |  | No | Other | Vendor De-listing | 0 |  | Not Applicable as per Item Classification |  | Not Applicable
953-0791 | 953-0791 | SPA, Manufacturer Rebate for # 360-0219, End Date 09/30/2017, Max Qty. 480, SPADPN4IAP, 30870 Icon Solar Power | -7.9 |  | No | Other | Vendor De-listing | 0 |  | Not Applicable as per Item Classification |  | Not Applicable
953-0792 | 953-0792 | SPA, Enphase Manufacturer Rebate for # 360-0217, End Date 09/30/2017, Max Qty. 1200, SPADPN4IAP, 30870 Icon Solar Power | -7.9 |  | No | Other | Vendor De-listing | 0 |  | Not Applicable as per Item Classification |  | Not Applicable
953-0793 | 953-0793 | SPA, Manufacturer Rebate for # 360-0218, End Date 09/30/2017, Max Qty. 240, SPADPN4IAP, 30870 Icon Solar Power | -11 |  | No | Other | Vendor De-listing | 0 |  | Not Applicable as per Item Classification |  | Not Applicable
953-0794 | 953-0794 | SPA, Manufacturer Rebate for # 360-0216, End Date 09/30/2017, Max Qty. 240, SPADPN4IAP, 30870 Icon Solar Power | -11 |  | No | Other | Vendor De-listing | 0 |  | Not Applicable as per Item Classification |  | Not Applicable
953-0795 | 953-0795 | SPA, Manufacturer Rebate for # 321-0205, End Date 09/30/2017, Max Qty. 200, SPADPN4IAP, 30870 Icon Solar Power | -35.68 |  | No | Other | Vendor De-listing | 0 |  | Not Applicable as per Item Classification |  | Not Applicable
953-0796 | 953-0796 | SPA, Enphase Manufacturer Rebate for # 321-0208, End Date 09/30/2017, Max Qty. 200, SPADPN4IAP, 30870 Icon Solar Power | -30.05 |  | No | Other | Vendor De-listing | 0 |  | Not Applicable as per Item Classification |  | Not Applicable
953-0797 | 953-0797 | SPA, Manufacturer Rebate for # 360-0307, End Date 09/30/2017, Max Qty. 100, SPADPN4IAP, 30870 Icon Solar Power | -161.76 |  | No | Other | Vendor De-listing | 0 |  | Not Applicable as per Item Classification |  | Not Applicable
953-0798 | 953-0798 | SPA, Manufacturer Rebate for # 570-1106, End Date 09/30/2017, Max Qty. 100, SPADPN4IAP, 30870 Icon Solar Power | -86.76 |  | No | Other | Vendor De-listing | 0 |  | Not Applicable as per Item Classification |  | Not Applicable
953-0799 | 953-0799 | SPA, Manufacturer Rebate for # 570-1107, End Date 09/30/2017, Max Qty. 100, SPADPN4IAP, 30870 Icon Solar Power | -100 |  | No | Other | Vendor De-listing | 0 |  | Not Applicable as per Item Classification |  | Not Applicable
953-0800 | 953-0800 | SPA, Manufacturer Rebate for # 570-1108, End Date 09/30/2017, Max Qty. 100, SPADPN4IAP, 30870 Icon Solar Power | -167.65 |  | No | Other | Vendor De-listing | 0 |  | Not Applicable as per Item Classification |  | Not Applicable
953-0801 | 953-0801 | SPA, Manufacturer Rebate for # 360-0329, End Date 09/30/2017, Max Qty. 960, SPADPN4IAP, 30870 Icon Solar Power | -4.75 |  | No | Other | Vendor De-listing | 0 |  | Not Applicable as per Item Classification |  | Not Applicable
953-0802 | 953-0802 | SPA, Manufacturer Rebate for # 360-0328, End Date 09/30/2017, Max Qty. 2400, SPADPN4IAP, 30870 Icon Solar Power | -3.25 |  | No | Other | Vendor De-listing | 0 |  | Not Applicable as per Item Classification |  | Not Applicable
953-0803 | 953-0803 | SPA, Solaredge Manufacturer Rebate for # 310-0574, End Date 06/30/2018, Max Qty. , SPASEWESTHAVEN, 1820 Westhaven Inc DBA Westhaven Solar | -110.53 |  | No | Other | Shippable | 0 |  | Not Applicable as per Item Classification |  | Not Applicable
953-0804 | 953-0804 | SPA, Solaredge Manufacturer Rebate for # 310-0576, End Date 06/30/2018, Max Qty. , SPASEWESTHAVEN, 1820 Westhaven Inc DBA Westhaven Solar | -217.05 |  | No | Other | Shippable | 0 |  | Not Applicable as per Item Classification |  | Not Applicable
953-0805 | 953-0805 | SPA, Solaredge Manufacturer Rebate for # 310-0470, End Date 06/30/2018, Max Qty. , SPASEWESTHAVEN, 1820 Westhaven Inc DBA Westhaven Solar | -219.07 |  | No | Other | Shippable | 0 |  | Not Applicable as per Item Classification |  | Not Applicable
953-0806 | 953-0806 | SPA, Solaredge Manufacturer Rebate for # 310-0493, End Date 06/30/2018, Max Qty. , SPASEWESTHAVEN, 1820 Westhaven Inc DBA Westhaven Solar | -227.14 |  | No | Other | Shippable | 0 |  | Not Applicable as per Item Classification |  | Not Applicable
953-0807 | 953-0807 | SPA, Solaredge Manufacturer Rebate for # 310-0494, End Date 06/30/2018, Max Qty. , SPASEWESTHAVEN, 1820 Westhaven Inc DBA Westhaven Solar | -161.11 |  | No | Other | Shippable | 0 |  | Not Applicable as per Item Classification |  | Not Applicable
953-0808 | 953-0808 | SPA, Solaredge Manufacturer Rebate for # 310-0495, End Date 06/30/2018, Max Qty. , SPASEWESTHAVEN, 1820 Westhaven Inc DBA Westhaven Solar | -166.15 |  | No | Other | Shippable | 0 |  | Not Applicable as per Item Classification |  | Not Applicable
953-0809 | 953-0809 | SPA, Solaredge Manufacturer Rebate for # 565-0205, End Date 06/30/2018, Max Qty. , SPASEWESTHAVEN, 1820 Westhaven Inc DBA Westhaven Solar | -11.34 |  | No | Other | Shippable | 0 |  | Not Applicable as per Item Classification |  | Not Applicable
953-0810 | 953-0810 | SPA, Solaredge Manufacturer Rebate for # 565-0206, End Date 06/30/2018, Max Qty. , SPASEWESTHAVEN, 1820 Westhaven Inc DBA Westhaven Solar | -11.61 |  | No | Other | Shippable | 0 |  | Not Applicable as per Item Classification |  | Not Applicable
953-0811 | 953-0811 | SPA, Solaredge Manufacturer Rebate for # 565-0211, End Date 06/30/2018, Max Qty. , SPASEWESTHAVEN, 1820 Westhaven Inc DBA Westhaven Solar | -11.61 |  | No | Other | Shippable | 0 |  | Not Applicable as per Item Classification |  | Not Applicable
953-0812 | 953-0812 | SPA, Enphase Manufacturer Rebate for # 570-1110, End Date 09/30/2017, Max Qty. 25, SPAD7WHIAZ, 80237 Zing Solar, LLC | -100 |  | No | Other | Vendor De-listing | 0 |  | Not Applicable as per Item Classification |  | Not Applicable
953-0813 | 953-0813 | SPA, Enphase Manufacturer Rebate for # 570-1107, End Date 09/30/2017, Max Qty. 25, SPAD7WHIAZ, 80237 Zing Solar, LLC | -300 |  | No | Other | Vendor De-listing | 0 |  | Not Applicable as per Item Classification |  | Not Applicable
953-0814 | 953-0814 | SPA, Enphase Manufacturer Rebate for # 321-0196, End Date 09/30/2017, Max Qty. 500, SPAD7WHIAZ, 80237 Zing Solar, LLC | -46.99 |  | No | Other | Vendor De-listing | 0 |  | Not Applicable as per Item Classification |  | Not Applicable
953-0815 | 953-0815 | SPA, Enphase Manufacturer Rebate for # 321-0208, End Date 09/30/2017, Max Qty. 1000, SPAD7WHIAZ, 80237 Zing Solar, LLC | -54.34 |  | No | Other | Vendor De-listing | 0 |  | Not Applicable as per Item Classification |  | Not Applicable
953-0816 | 953-0816 | SPA, ENPHASE Manufacturer Rebate for # 570-1142, End Date 09/30/2017, Max Qty. 30, SPADPIHIAP , 82181 Alder Energy Systems | 77.94 |  | No | Other | Vendor De-listing | 0 |  | Not Applicable as per Item Classification |  | Not Applicable
953-0817 | 953-0817 | SPA, ENPHASE Manufacturer Rebate for # 321-0212, End Date 09/30/2017, Max Qty. 600, SPADPIHIAP , 82181 Alder Energy Systems | -10.09 |  | No | Other | Vendor De-listing | 0 |  | Not Applicable as per Item Classification |  | Not Applicable
953-0818 | 953-0818 | SPA, ENPHASE Manufacturer Rebate for # 321-0214, End Date 09/30/2017, Max Qty. 2000, SPADPIHIAP , 82181 Alder Energy Systems | -9.45 |  | No | Other | Vendor De-listing | 0 |  | Not Applicable as per Item Classification |  | Not Applicable
953-0819 | 953-0819 | SPA, ENPHASE Manufacturer Rebate for # 570-1143, End Date 09/30/2017, Max Qty. 40, SPADPIHIAP , 82181 Alder Energy Systems | 83.82 |  | No | Other | Vendor De-listing | 0 |  | Not Applicable as per Item Classification |  | Not Applicable
953-0820 | 953-0820 | SPA, ENPHASE Manufacturer Rebate for # 360-0328, End Date 09/30/2017, Max Qty. 2400, SPADPIHIAP , 82181 Alder Energy Systems | -2.25 |  | No | Other | Vendor De-listing | 0 |  | Not Applicable as per Item Classification |  | Not Applicable
953-0821 | 953-0821 | SPA, ENPHASE Manufacturer Rebate for # 360-0329, End Date 09/30/2017, Max Qty. 1200, SPADPIHIAP , 82181 Alder Energy Systems | -0.5 |  | No | Other | Vendor De-listing | 0 |  | Not Applicable as per Item Classification |  | Not Applicable
953-0822 | 953-0822 | SPA, ENPHASE Manufacturer Rebate for # 570-1142, End Date 09/30/2017, Max Qty. 5, SPADXJSIAL, Integrity | 79.08 |  | No | Other | Vendor De-listing | 0 |  | Not Applicable as per Item Classification |  | Not Applicable
953-0823 | 953-0823 | SPA, ENPHASE Manufacturer Rebate for # 321-0212, End Date 09/30/2017, Max Qty. 100, SPADXJSIAL, Integrity | 10.23 |  | No | Other | Vendor De-listing | 0 |  | Not Applicable as per Item Classification |  | Not Applicable
953-0824 | 953-0824 | SPA, ENPHASE Manufacturer Rebate for # 570-1143, End Date 09/30/2017, Max Qty. 5, SPADXJSIAL, Integrity | 98.59 |  | No | Other | Vendor De-listing | 0 |  | Not Applicable as per Item Classification |  | Not Applicable
953-0825 | 953-0825 | SPA, ENPHASE Manufacturer Rebate for # 570-1107, End Date 09/30/2017, Max Qty. 20, SPADXJSIAL, Integrity | -62.5 |  | No | Other | Vendor De-listing | 0 |  | Not Applicable as per Item Classification |  | Not Applicable
953-0826 | 953-0826 | SPA, ENPHASE Manufacturer Rebate for # 570-1106, End Date 09/30/2017, Max Qty. 35, SPADXJSIAL, Integrity | -48.13 |  | No | Other | Vendor De-listing | 0 |  | Not Applicable as per Item Classification |  | Not Applicable
953-0827 | 953-0827 | SPA, ENPHASE Manufacturer Rebate for # 360-0217, End Date 09/30/2017, Max Qty. 1000, SPADXJSIAL, Integrity | -4.9 |  | No | Other | Vendor De-listing | 0 |  | Not Applicable as per Item Classification |  | Not Applicable
953-0828 | 953-0828 | SPA, ENPHASE Manufacturer Rebate for # 570-1157, End Date 09/30/2017, Max Qty. 10, SPADXJSIAL, Integrity | -77.88 |  | No | Other | Vendor De-listing | 0 |  | Not Applicable as per Item Classification |  | Not Applicable
953-0829 | 953-0829 | SPA, Enphase Manufacturer Rebate for # 570-1142, End Date 09/30/2017, Max Qty. 50, SPAD2STIAT, 80633 Solar Roof Dynamics LLC | 72.94 |  | No | Other | Vendor De-listing | 0 |  | Not Applicable as per Item Classification |  | Not Applicable
953-0830 | 953-0830 | SPA, Enphase Manufacturer Rebate for # 321-0208, End Date 09/30/2017, Max Qty. 336, SPAD2STIAT, 80633 Solar Roof Dynamics LLC | -34.05 |  | No | Other | Vendor De-listing | 0 |  | Not Applicable as per Item Classification |  | Not Applicable
953-0831 | 953-0831 | SPA, Enphase Manufacturer Rebate for # 570-1106, End Date 09/30/2017, Max Qty. 20, SPAD2STIAT, 80633 Solar Roof Dynamics LLC | -51.76 |  | No | Other | Vendor De-listing | 0 |  | Not Applicable as per Item Classification |  | Not Applicable
953-0832 | 953-0832 | SPA, Enphase Manufacturer Rebate for # 360-0217, End Date 09/30/2017, Max Qty. 480, SPAD2STIAT, 80633 Solar Roof Dynamics LLC | -4.4 |  | No | Other | Vendor De-listing | 0 |  | Not Applicable as per Item Classification |  | Not Applicable
953-0833 | 953-0833 | SPA, Enphase Manufacturer Rebate for # 360-0216, End Date 09/30/2017, Max Qty. 200, SPAD2STIAT, 80633 Solar Roof Dynamics LLC | -7 |  | No | Other | Vendor De-listing | 0 |  | Not Applicable as per Item Classification |  | Not Applicable
953-0834 | 953-0834 | SPA, Enphase Manufacturer Rebate for # 570-1143, End Date 09/30/2017, Max Qty. 20, SPAD2STIAT, 80633 Solar Roof Dynamics LLC | 48.82 |  | No | Other | Vendor De-listing | 0 |  | Not Applicable as per Item Classification |  | Not Applicable
953-0835 | 953-0835 | SPA, Enphase Manufacturer Rebate for # 321-0212, End Date 09/30/2017, Max Qty. 100, SPAD2STIAT, 80633 Solar Roof Dynamics LLC | 0.91 |  | No | Other | Vendor De-listing | 0 |  | Not Applicable as per Item Classification |  | Not Applicable
953-0836 | 953-0836 | SPA, Enphase Manufacturer Rebate for # 321-0214, End Date 09/30/2017, Max Qty. 300, SPAD2STIAT, 80633 Solar Roof Dynamics LLC | -2.45 |  | No | Other | Vendor De-listing | 0 |  | Not Applicable as per Item Classification |  | Not Applicable
953-0837 | 953-0837 | SPA, Enphase Manufacturer Rebate for # 570-1106, End Date 09/30/2017, Max Qty. 80, SPADKX41AP, 11682 CentroSolar America, Inc | -183.98 |  | No | Other | Vendor De-listing | 0 |  | Not Applicable as per Item Classification |  | Not Applicable
953-0838 | 953-0838 | SPA, Enphase Manufacturer Rebate for # 321-0196, End Date 09/30/2017, Max Qty. 1500, SPADKX41AP, 11683 CentroSolar America, Inc | -22.9 |  | No | Other | Vendor De-listing | 0 |  | Not Applicable as per Item Classification |  | Not Applicable
953-0839 | 953-0839 | SPA, Enphase Manufacturer Rebate for # 360-0219, End Date 09/30/2017, Max Qty. 240, SPADKX41AP, 11684 CentroSolar America, Inc | -7.6 |  | No | Other | Vendor De-listing | 0 |  | Not Applicable as per Item Classification |  | Not Applicable
953-0840 | 953-0840 | SPA, Enphase Manufacturer Rebate for # 321-0208, End Date 09/30/2017, Max Qty. 2500, SPADKX41AP, 11685 CentroSolar America, Inc | -29.16 |  | No | Other | Vendor De-listing | 0 |  | Not Applicable as per Item Classification |  | Not Applicable
953-0841 | 953-0841 | SPA, Enphase Manufacturer Rebate for # 360-0217, End Date 09/30/2017, Max Qty. 5520, SPADKX41AP, 11686 CentroSolar America, Inc | -7.6 |  | No | Other | Vendor De-listing | 0 |  | Not Applicable as per Item Classification |  | Not Applicable
953-0842 | 953-0842 | SPA, Enphase Manufacturer Rebate for # 360-0218, End Date 09/30/2017, Max Qty. 240, SPADKX41AP, 11687 CentroSolar America, Inc | -11.13 |  | No | Other | Vendor De-listing | 0 |  | Not Applicable as per Item Classification |  | Not Applicable
953-0843 | 953-0843 | SPA, Enphase Manufacturer Rebate for # 360-0216, End Date 09/30/2017, Max Qty. 240, SPADKX41AP, 11688 CentroSolar America, Inc | -11.13 |  | No | Other | Vendor De-listing | 0 |  | Not Applicable as per Item Classification |  | Not Applicable
953-0844 | 953-0844 | SPA, Enphase Manufacturer Rebate for # 360-0307, End Date 09/30/2017, Max Qty. 20, SPADKX41AP, 11689 CentroSolar America, Inc | -183.98 |  | No | Other | Vendor De-listing | 0 |  | Not Applicable as per Item Classification |  | Not Applicable
953-0845 | 953-0845 | SPA, Enphase Manufacturer Rebate for # 321-0205, End Date 09/30/2017, Max Qty. 500, SPADKX41AP, 11690 CentroSolar America, Inc | -28.68 |  | No | Other | Vendor De-listing | 0 |  | Not Applicable as per Item Classification |  | Not Applicable
953-0846 | 953-0846 | SPA, Enphase Manufacturer Rebate for # 321-0212, End Date 09/30/2017, Max Qty. 400, SPADPJLIA5, 10454 Solar Solutions LLC | -10.09 |  | No | Other | Vendor De-listing | 0 |  | Not Applicable as per Item Classification |  | Not Applicable
953-0847 | 953-0847 | SPA, Enphase Manufacturer Rebate for # 570-1143, End Date 09/30/2017, Max Qty. 120, SPADPJLIA5, 10454 Solar Solutions LLC | 38.82 |  | No | Other | Vendor De-listing | 0 |  | Not Applicable as per Item Classification |  | Not Applicable
953-0848 | 953-0848 | SPA, Enphase Manufacturer Rebate for # 570-1142, End Date 09/30/2017, Max Qty. 100, SPADPJLIA5, 10454 Solar Solutions LLC | 72.94 |  | No | Other | Vendor De-listing | 0 |  | Not Applicable as per Item Classification |  | Not Applicable
953-0849 | 953-0849 | SPA, Enphase Manufacturer Rebate for # 570-1106, End Date 09/30/2017, Max Qty. 10, SPADPJLIA5, 10454 Solar Solutions LLC | 8.24 |  | No | Other | Vendor De-listing | 0 |  | Not Applicable as per Item Classification |  | Not Applicable
953-0850 | 953-0850 | SPA, Enphase Manufacturer Rebate for # 360-0217, End Date 09/30/2017, Max Qty. 2880, SPADPJLIA5, 10454 Solar Solutions LLC | -5.4 |  | No | Other | Vendor De-listing | 0 |  | Not Applicable as per Item Classification |  | Not Applicable
953-0851 | 953-0851 | SPA, Enphase Manufacturer Rebate for # 570-1157, End Date 09/30/2017, Max Qty. 320, SPADPJLIA5, 10454 Solar Solutions LLC | -157.65 |  | No | Other | Vendor De-listing | 0 |  | Not Applicable as per Item Classification |  | Not Applicable
953-0852 | 953-0852 | SPA, Enphase Manufacturer Rebate for # 570-1107, End Date 09/30/2017, Max Qty. 10, SPADPJLIA5, 10454 Solar Solutions LLC | -80 |  | No | Other | Vendor De-listing | 0 |  | Not Applicable as per Item Classification |  | Not Applicable
953-0853 | 953-0853 | SPA, Enphase Manufacturer Rebate for # 360-0219, End Date 09/30/2017, Max Qty. 1680, SPADPJLIA5, 10454 Solar Solutions LLC | -5.4 |  | No | Other | Vendor De-listing | 0 |  | Not Applicable as per Item Classification |  | Not Applicable
953-0854 | 953-0854 | SPA, Enphase Manufacturer Rebate for # 360-0218, End Date 09/30/2017, Max Qty. 720, SPADPJLIA5, 10454 Solar Solutions LLC | -8 |  | No | Other | Soligent De-listing | 0 |  | Not Applicable as per Item Classification |  | Not Applicable
953-0855 | 953-0855 | SPA, Enphase Manufacturer Rebate for # 360-0307, End Date 09/30/2017, Max Qty. 800, SPADPJLIA5, 10454 Solar Solutions LLC | -136.76 |  | No | Other | Vendor De-listing | 0 |  | Not Applicable as per Item Classification |  | Not Applicable
953-0856 | 953-0856 | SPA, Enphase Manufacturer Rebate for # 360-0216, End Date 09/30/2017, Max Qty. 240, SPADPJLIA5, 10454 Solar Solutions LLC | -8 |  | No | Other | Vendor De-listing | 0 |  | Not Applicable as per Item Classification |  | Not Applicable
953-0857 | 953-0857 | SPA, Enphase Manufacturer Rebate for # 321-0214, End Date 09/30/2017, Max Qty. 2000, SPADPJLIA5, 10454 Solar Solutions LLC | -9.45 |  | No | Other | Vendor De-listing | 0 |  | Not Applicable as per Item Classification |  | Not Applicable
953-0858 | 953-0858 | SPA, Enphase Manufacturer Rebate for # 321-0208, End Date 09/30/2017, Max Qty. 5000, SPADPJLIA5, 10454 Solar Solutions LLC | -45.05 |  | No | Other | Vendor De-listing | 0 |  | Not Applicable as per Item Classification |  | Not Applicable
953-0859 | 953-0859 | SPA, Enphase Manufacturer Rebate for # 360-0328, End Date 09/30/2017, Max Qty. 960, SPADPJLIA5, 10454 Solar Solutions LLC | -3.25 |  | No | Other | Vendor De-listing | 0 |  | Not Applicable as per Item Classification |  | Not Applicable
953-0860 | 953-0860 | SPA, Enphase Manufacturer Rebate for # 360-0329, End Date 09/30/2017, Max Qty. 960, SPADPJLIA5, 10454 Solar Solutions LLC | -1.5 |  | No | Other | Vendor De-listing | 0 |  | Not Applicable as per Item Classification |  | Not Applicable
953-0861 | 953-0861 | SPA, Enphase Manufacturer Rebate for # 360-0330, End Date 09/30/2017, Max Qty. 200, SPADPJLIA5, 10454 Solar Solutions LLC | -5.25 |  | No | Other | Vendor De-listing | 0 |  | Not Applicable as per Item Classification |  | Not Applicable
953-0862 | 953-0862 | SPA, Enphase Manufacturer Rebate for # 360-0217, End Date 09/30/2017, Max Qty. 1000, SPAD2YLIAD, 8426 High Definition Solar | -1.65 |  | No | Other | Vendor De-listing | 0 |  | Not Applicable as per Item Classification |  | Not Applicable
953-0863 | 953-0863 | SPA, Enphase Manufacturer Rebate for # 570-1106, End Date 09/30/2017, Max Qty. 100, SPAD2YLIAD, 8426 High Definition Solar | -51.76 |  | No | Other | Vendor De-listing | 0 |  | Not Applicable as per Item Classification |  | Not Applicable
953-0864 | 953-0864 | SPA, Solaredge Manufacturer Rebate for # 310-0577, End Date 06/30/2018, Max Qty. , SPASEWESTHAVEN, 1820 Westhaven Inc DBA Westhaven Solar | -219.07 |  | No | Other | Shippable | 0 |  | Not Applicable as per Item Classification |  | Not Applicable
953-0865 | 953-0865 | SPA, Enphase Manufacturer Rebate for # 570-1142, End Date 12/28/2017, Max Qty. 300, SPADDFFIAX, 2395 South Coast Solar LLC | 17.94 |  | No | Other | Vendor De-listing | 0 |  | Not Applicable as per Item Classification |  | Not Applicable
953-0866 | 953-0866 | SPA, Enphase Manufacturer Rebate for # 570-1143, End Date 12/28/2017, Max Qty. 300, SPADDFFIAX, 2396 South Coast Solar LLC | -26.18 |  | No | Other | Vendor De-listing | 0 |  | Not Applicable as per Item Classification |  | Not Applicable
953-0867 | 953-0867 | SPA, Enphase Manufacturer Rebate for # 321-0214, End Date 12/28/2017, Max Qty. 5500, SPADDFFIAX, 2397 South Coast Solar LLC | -15.45 |  | No | Other | Vendor De-listing | 0 |  | Not Applicable as per Item Classification |  | Not Applicable
953-0868 | 953-0868 | SPA, Enphase Manufacturer Rebate for # 360-0328, End Date 12/28/2017, Max Qty. 6000, SPADDFFIAX, 2398 South Coast Solar LLC | -3.25 |  | No | Other | Vendor De-listing | 0 |  | Not Applicable as per Item Classification |  | Not Applicable
953-0869 | 953-0869 | SPA, Enphase Manufacturer Rebate for # 360-0329, End Date 12/28/2017, Max Qty. 6000, SPADDFFIAX, 2399 South Coast Solar LLC | -1.5 |  | No | Other | Vendor De-listing | 0 |  | Not Applicable as per Item Classification |  | Not Applicable
953-0870 | 953-0870 | SPA, Ironridge Manufacturer Rebate for # 210-1006, End Date 03/31/2018, Max Qty. , SPA IR Westhaven, 1820 Westhaven Inc DBA Westhaven Solar | -3.37 |  | No | Other | Shippable | 0 |  | Not Applicable as per Item Classification |  | Not Applicable
953-0871 | 953-0871 | SPA, Ironridge Manufacturer Rebate for # 211-0464, End Date 03/31/2018, Max Qty. , SPA IR Westhaven, 1820 Westhaven Inc DBA Westhaven Solar | -0.18 |  | No | Other | Shippable | 0 |  | Not Applicable as per Item Classification |  | Not Applicable
953-0872 | 953-0872 | SPA, Ironridge Manufacturer Rebate for # 211-0487, End Date 03/31/2018, Max Qty. , SPA IR Westhaven, 1820 Westhaven Inc DBA Westhaven Solar | -0.35 |  | No | Other | Shippable | 0 |  | Not Applicable as per Item Classification |  | Not Applicable
953-0873 | 953-0873 | SPA, Ironridge Manufacturer Rebate for # 260-0828, End Date 03/31/2018, Max Qty. , SPA IR Westhaven, 1820 Westhaven Inc DBA Westhaven Solar | -0.71 |  | No | Other | Shippable | 0 |  | Not Applicable as per Item Classification |  | Not Applicable
953-0874 | 953-0874 | SPA, Ironridge Manufacturer Rebate for # 260-0837, End Date 03/31/2018, Max Qty. , SPA IR Westhaven, 1820 Westhaven Inc DBA Westhaven Solar | -0.26 |  | No | Other | Shippable | 0 |  | Not Applicable as per Item Classification |  | Not Applicable
953-0875 | 953-0875 | SPA, Ironridge Manufacturer Rebate for # 270-0916, End Date 03/31/2018, Max Qty. , SPA IR Westhaven, 1820 Westhaven Inc DBA Westhaven Solar | -3.2 |  | No | Other | Shippable | 0 |  | Not Applicable as per Item Classification |  | Not Applicable
953-0876 | 953-0876 | SPA, Ironridge Manufacturer Rebate for # 550-0382, End Date 03/31/2018, Max Qty. , SPA IR Westhaven, 1820 Westhaven Inc DBA Westhaven Solar | -0.17 |  | No | Other | Shippable | 0 |  | Not Applicable as per Item Classification |  | Not Applicable
953-0877 | 953-0877 | SPA, Ironridge Manufacturer Rebate for # 590-0102, End Date 03/31/2018, Max Qty. , SPA IR Westhaven, 1820 Westhaven Inc DBA Westhaven Solar | -0.34 |  | No | Other | Shippable | 0 |  | Not Applicable as per Item Classification |  | Not Applicable
953-0878 | 953-0878 | SPA, Ironridge Manufacturer Rebate for # 590-0104, End Date 03/31/2018, Max Qty. , SPA IR Westhaven, 1820 Westhaven Inc DBA Westhaven Solar | -0.48 |  | No | Other | Shippable | 0 |  | Not Applicable as per Item Classification |  | Not Applicable
953-0879 | 953-0879 | SPA, Ironridge Manufacturer Rebate for # 211-0486, End Date 03/31/2018, Max Qty. , SPA IR Westhaven, 1820 Westhaven Inc DBA Westhaven Solar | -0.16 |  | No | Other | Shippable | 0 |  | Not Applicable as per Item Classification |  | Not Applicable
953-0880 | 953-0880 | SPA, Ironridge Manufacturer Rebate for # 260-0835, End Date 03/31/2018, Max Qty. , SPA IR Westhaven, 1820 Westhaven Inc DBA Westhaven Solar | -0.25 |  | No | Other | Shippable | 0 |  | Not Applicable as per Item Classification |  | Not Applicable
953-0881 | 953-0881 | SPA, Ironridge Manufacturer Rebate for # 210-1025, End Date 03/31/2018, Max Qty. , SPA IR Westhaven, 1820 Westhaven Inc DBA Westhaven Solar | -2.11 |  | No | Other | Shippable | 0 |  | Not Applicable as per Item Classification |  | Not Applicable
953-0882 | 953-0882 | SPA, Ironridge Manufacturer Rebate for # 210-1026, End Date 03/31/2018, Max Qty. , SPA IR Westhaven, 1820 Westhaven Inc DBA Westhaven Solar | -2.72 |  | No | Other | Shippable | 0 |  | Not Applicable as per Item Classification |  | Not Applicable
953-0883 | 953-0883 | SPA, Ironridge Manufacturer Rebate for # 211-0463, End Date 03/31/2018, Max Qty. , SPA IR Westhaven, 1820 Westhaven Inc DBA Westhaven Solar | -0.2 |  | No | Other | Shippable | 0 |  | Not Applicable as per Item Classification |  | Not Applicable
953-0884 | 953-0884 | SPA, Ironridge Manufacturer Rebate for # 210-1002, End Date 03/31/2018, Max Qty. , SPA IR Westhaven, 1820 Westhaven Inc DBA Westhaven Solar | -2.55 |  | No | Other | Shippable | 0 |  | Not Applicable as per Item Classification |  | Not Applicable
953-0885 | 953-0885 | SPA, Ironridge Manufacturer Rebate for # 210-1004, End Date 03/31/2018, Max Qty. , SPA IR Westhaven, 1820 Westhaven Inc DBA Westhaven Solar | -3.27 |  | No | Other | Shippable | 0 |  | Not Applicable as per Item Classification |  | Not Applicable
953-0886 | 953-0886 | SPA, Manufacturer Rebate for # 360-0328, End Date 09/30/2017, Max Qty. 1200, SPAD58XIAT, 7364 21st Century Power Solutions | -2.25 |  | No | Other | Shippable | 0 |  | Not Applicable as per Item Classification |  | Not Applicable
953-0887 | 953-0887 | SPA, Manufacturer Rebate for # 360-0329, End Date 09/30/2017, Max Qty. 1200, SPAD58XIAT, 7364 21st Century Power Solutions | -0.5 |  | No | Other | Shippable | 0 |  | Not Applicable as per Item Classification |  | Not Applicable
953-0888 | 953-0888 | SPA, Manufacturer Rebate for # 321-0212, End Date 09/30/2017, Max Qty. 1000, SPAD58XIAT, 7364 21st Century Power Solutions | -10.09 |  | No | Other | Shippable | 0 |  | Not Applicable as per Item Classification |  | Not Applicable
953-0889 | 953-0889 | SPA, Manufacturer Rebate for # 570-1142, End Date 09/30/2017, Max Qty. 30, SPAD58XIAT, 7364 21st Century Power Solutions | 124.71 |  | No | Other | Shippable | 0 |  | Not Applicable as per Item Classification |  | Not Applicable
953-0890 | 953-0890 | SPA, Manufacturer Rebate for # 570-1143, End Date 09/30/2017, Max Qty. 80, SPAD58XIAT, 7364 21st Century Power Solutions | 58.82 |  | No | Other | Shippable | 0 |  | Not Applicable as per Item Classification |  | Not Applicable
953-0891 | 953-0891 | SPA, Manufacturer Rebate for # 321-0214, End Date 09/30/2017, Max Qty. 1000, SPAD58XIAT, 7364 21st Century Power Solutions | -13.45 |  | No | Other | Shippable | 0 |  | Not Applicable as per Item Classification |  | Not Applicable
953-0892 | 953-0892 | SPA, Manufacturer Rebate for # 570-1157, End Date 09/30/2017, Max Qty. 40, SPAD58XIAT, 7364 21st Century Power Solutions | -117.65 |  | No | Other | Shippable | 0 |  | Not Applicable as per Item Classification |  | Not Applicable
953-0893 | 953-0893 | SPA, Manufacturer Rebate for # 321-0208, End Date 09/30/2017, Max Qty. 2000, SPAD58XIAT, 7364 21st Century Power Solutions | -37.05 |  | No | Other | Shippable | 0 |  | Not Applicable as per Item Classification |  | Not Applicable
953-0894 | 953-0894 | SPA, Manufacturer Rebate for # 360-0219, End Date 09/30/2017, Max Qty. 1200, SPAD58XIAT, 7364 21st Century Power Solutions | -6.8 |  | No | Other | Shippable | 0 |  | Not Applicable as per Item Classification |  | Not Applicable
953-0895 | 953-0895 | SPA, Manufacturer Rebate for # 360-0217, End Date 09/30/2017, Max Qty. 1200, SPAD58XIAT, 7364 21st Century Power Solutions | -6.8 |  | No | Other | Shippable | 0 |  | Not Applicable as per Item Classification |  | Not Applicable
953-0896 | 953-0896 | SPA, Manufacturer Rebate for # 570-1107, End Date 09/30/2017, Max Qty. 30, SPAD58XIAT, 7364 21st Century Power Solutions | -100 |  | No | Other | Shippable | 0 |  | Not Applicable as per Item Classification |  | Not Applicable
953-0897 | 953-0897 | SPA, Manufacturer Rebate for # 360-0216, End Date 09/30/2017, Max Qty. 720, SPAD58XIAT, 7364 21st Century Power Solutions | -8.5 |  | No | Other | Shippable | 0 |  | Not Applicable as per Item Classification |  | Not Applicable
953-0898 | 953-0898 | SPA, Manufacturer Rebate for # 360-0218, End Date 09/30/2017, Max Qty. 720, SPAD58XIAT, 7364 21st Century Power Solutions | -8.5 |  | No | Other | Shippable | 0 |  | Not Applicable as per Item Classification |  | Not Applicable
953-0899 | 953-0899 | SPA, Manufacturer Rebate for # 360-0330, End Date 09/30/2017, Max Qty. 480, SPAD58XIAT, 7364 21st Century Power Solutions | -3.75 |  | No | Other | Shippable | 0 |  | Not Applicable as per Item Classification |  | Not Applicable
953-0900 | 953-0900 | SPA, ENPHASE Manufacturer Rebate for # 570-1110, End Date 09/30/2017, Max Qty. 50, SPADGPRIAX, 4970 R & R Solar Supply | -21 |  | No | Other | Vendor De-listing | 0 |  | Not Applicable as per Item Classification |  | Not Applicable
953-0901 | 953-0901 | SPA, ENPHASE Manufacturer Rebate for # 321-0212, End Date 09/30/2017, Max Qty. 1000, SPADGPRIAX, 4970 R & R Solar Supply | -31.18 |  | No | Other | Vendor De-listing | 0 |  | Not Applicable as per Item Classification |  | Not Applicable
953-0902 | 953-0902 | SPA, ENPHASE Manufacturer Rebate for # 321-0214, End Date 09/30/2017, Max Qty. 1000, SPADGPRIAX, 4971 R & R Solar Supply | -18.05 |  | No | Other | Vendor De-listing | 0 |  | Not Applicable as per Item Classification |  | Not Applicable
953-0903 | 953-0903 | SPA, ENPHASE Manufacturer Rebate for # 570-1108, End Date 09/30/2017, Max Qty. 50, SPADGPRIAX, 4972 R & R Solar Supply | -87.65 |  | No | Other | Vendor De-listing | 0 |  | Not Applicable as per Item Classification |  | Not Applicable
953-0904 | 953-0904 | SPA, ENPHASE Manufacturer Rebate for # 570-1106, End Date 09/30/2017, Max Qty. 80, SPADGPRIAX, 4973 R & R Solar Supply | -41.76 |  | No | Other | Vendor De-listing | 0 |  | Not Applicable as per Item Classification |  | Not Applicable
953-0905 | 953-0905 | SPA, ENPHASE Manufacturer Rebate for # 570-1107, End Date 09/30/2017, Max Qty. 20, SPADGPRIAX, 4974 R & R Solar Supply | -70 |  | No | Other | Vendor De-listing | 0 |  | Not Applicable as per Item Classification |  | Not Applicable
953-0906 | 953-0906 | SPA, ENPHASE Manufacturer Rebate for # 321-0208, End Date 09/30/2017, Max Qty. 600, SPADGPRIAX, 4975 R & R Solar Supply | -29.25 |  | No | Other | Vendor De-listing | 0 |  | Not Applicable as per Item Classification |  | Not Applicable
953-0907 | 953-0907 | SPA, ENPHASE Manufacturer Rebate for # 321-0214, End Date 09/30/2017, Max Qty. 1000, SPADCNHIAF, 120936 Rectify LLC dba Rectify Solar | -2.45 |  | No | Other | Vendor De-listing | 0 |  | Not Applicable as per Item Classification |  | Not Applicable
953-0908 | 953-0908 | SPA, ENPHASE Manufacturer Rebate for # 570-1143, End Date 09/30/2017, Max Qty. 40, SPADCNHIAF, 120936 Rectify LLC dba Rectify Solar | 78.82 |  | No | Other | Vendor De-listing | 0 |  | Not Applicable as per Item Classification |  | Not Applicable
953-0909 | 953-0909 | SPA, ENPHASE Manufacturer Rebate for # 570-1108, End Date 09/30/2017, Max Qty. 40, SPADCNHIAF, 120936 Rectify LLC dba Rectify Solar | -47.65 |  | No | Other | Vendor De-listing | 0 |  | Not Applicable as per Item Classification |  | Not Applicable
953-0910 | 953-0910 | SPA, ENPHASE Manufacturer Rebate for # 360-0219, End Date 09/30/2017, Max Qty. 480, SPADCNHIAF, 120936 Rectify LLC dba Rectify Solar | -4.9 |  | No | Other | Vendor De-listing | 0 |  | Not Applicable as per Item Classification |  | Not Applicable
953-0911 | 953-0911 | SPA, ENPHASE Manufacturer Rebate for # 360-0218, End Date 09/30/2017, Max Qty. 480, SPADCNHIAF, 120936 Rectify LLC dba Rectify Solar | -6.5 |  | No | Other | Vendor De-listing | 0 |  | Not Applicable as per Item Classification |  | Not Applicable
953-0912 | 953-0912 | SPA, ENPHASE Manufacturer Rebate for # 360-0216, End Date 09/30/2017, Max Qty. 240, SPADCNHIAF, 120936 Rectify LLC dba Rectify Solar | -6.5 |  | No | Other | Vendor De-listing | 0 |  | Not Applicable as per Item Classification |  | Not Applicable
953-0913 | 953-0913 | SPA, ENPHASE Manufacturer Rebate for # 321-0196, End Date 09/30/2017, Max Qty. 300, SPADCNHIAF, 120936 Rectify LLC dba Rectify Solar | -23.68 |  | No | Other | Vendor De-listing | 0 |  | Not Applicable as per Item Classification |  | Not Applicable
953-0914 | 953-0914 | SPA, ENPHASE Manufacturer Rebate for # 360-0217, End Date 09/30/2017, Max Qty. 720, SPADCNHIAF, 120936 Rectify LLC dba Rectify Solar | -4.9 |  | No | Other | Vendor De-listing | 0 |  | Not Applicable as per Item Classification |  | Not Applicable
953-0915 | 953-0915 | SPA, ENPHASE Manufacturer Rebate for # 321-0208, End Date 09/30/2017, Max Qty. 1000, SPADCNHIAF, 120936 Rectify LLC dba Rectify Solar | -29.05 |  | No | Other | Vendor De-listing | 0 |  | Not Applicable as per Item Classification |  | Not Applicable
953-0916 | 953-0916 | SPA, ENPHASE Manufacturer Rebate for # 360-0328, End Date 09/30/2017, Max Qty. 720, SPADCNHIAF, 120936 Rectify LLC dba Rectify Solar | -2.75 |  | No | Other | Vendor De-listing | 0 |  | Not Applicable as per Item Classification |  | Not Applicable
953-0917 | 953-0917 | SPA, ENPHASE Manufacturer Rebate for # 360-0329, End Date 09/30/2017, Max Qty. 480, SPADCNHIAF, 120936 Rectify LLC dba Rectify Solar | -1 |  | No | Other | Vendor De-listing | 0 |  | Not Applicable as per Item Classification |  | Not Applicable
953-0918 | 953-0918 | SPA, SMA Manufacturer Rebate for # 310-0547, End Date 01/00/1900, Max Qty. , SMASPACIVIC, 3105 CivicSolar | -141.81 |  | No | Other | Shippable | 0 |  | Not Applicable as per Item Classification |  | Not Applicable
953-0919 | 953-0919 | SPA, SMA Manufacturer Rebate for # 310-0548, End Date 01/00/1900, Max Qty. , SMASPACIVIC, 3105 CivicSolar | -153.14 |  | No | Other | Shippable | 0 |  | Not Applicable as per Item Classification |  | Not Applicable
953-0920 | 953-0920 | SPA, SMA Manufacturer Rebate for # 310-0563, End Date 01/00/1900, Max Qty. , SMASPACIVIC, 3105 CivicSolar | -128.43 |  | No | Other | Shippable | 0 |  | Not Applicable as per Item Classification |  | Not Applicable
953-0921 | 953-0921 | SPA, SMA Manufacturer Rebate for # 310-0564, End Date 01/00/1900, Max Qty. SMASPACIVIC, 3105 CivicSolar | -131.36 |  | No | Other | Shippable | 0 |  | Not Applicable as per Item Classification |  | Not Applicable
953-0922 | 953-0922 | SPA, SMA Manufacturer Rebate for # 310-0565, End Date 01/00/1900, Max Qty. SMASPACIVIC, 3105 CivicSolar | -177.81 |  | No | Other | Shippable | 0 |  | Not Applicable as per Item Classification |  | Not Applicable
953-0923 | 953-0923 | SPA, SMA Manufacturer Rebate for # 310-0566, End Date 01/00/1900, Max Qty. SMASPACIVIC, 3105 CivicSolar | -188.86 |  | No | Other | Shippable | 0 |  | Not Applicable as per Item Classification |  | Not Applicable
953-0924 | 953-0924 | SPA, SMA Manufacturer Rebate for # 330-0460, End Date 01/00/1900, Max Qty. SMASPACIVIC, 3105 CivicSolar | -240.87 |  | No | Other | Shippable | 0 |  | Not Applicable as per Item Classification |  | Not Applicable
953-0925 | 953-0925 | SPA, SMA Manufacturer Rebate for # 330-0461, End Date 01/00/1900, Max Qty. SMASPACIVIC, 3105 CivicSolar | -323.87 |  | No | Other | Shippable | 0 |  | Not Applicable as per Item Classification |  | Not Applicable
953-0926 | 953-0926 | SPA, SMA Manufacturer Rebate for # 330-0462, End Date 01/00/1900, Max Qty. SMASPACIVIC, 3105 CivicSolar | -334.05 |  | No | Other | Shippable | 0 |  | Not Applicable as per Item Classification |  | Not Applicable
953-0927 | 953-0927 | SPA, SMA Manufacturer Rebate for # 330-0463, End Date 01/00/1900, Max Qty. SMASPACIVIC, 3105 CivicSolar | -373.06 |  | No | Other | Shippable | 0 |  | Not Applicable as per Item Classification |  | Not Applicable
953-0928 | 953-0928 | SPA, SMA Manufacturer Rebate for # 330-0515, End Date 01/00/1900, Max Qty. SMASPACIVIC, 3105 CivicSolar | -360.43 |  | No | Other | Shippable | 0 |  | Not Applicable as per Item Classification |  | Not Applicable
953-0929 | 953-0929 | SPA, SMA Manufacturer Rebate for # 330-0482, End Date 01/00/1900, Max Qty. SMASPACIVIC, 3105 CivicSolar | -574.44 |  | No | Other | Shippable | 0 |  | Not Applicable as per Item Classification |  | Not Applicable
953-0930 | 953-0930 | SPA, Enphase Manufacturer Rebate for # 360-0216, End Date 09/30/2017, Max Qty. 240, SPADPJLIA5, 10454 Solar Solutions LLC | -11 |  | No | Other | Vendor De-listing | 0 |  | Not Applicable as per Item Classification |  | Not Applicable
953-0931 | 953-0931 | SPA, Enphase Manufacturer Rebate for # 360-0216, End Date 09/30/2017, Max Qty. No Max, CABLEREBATE, Cable Rebate All Customers | -5.6 |  | No | Other | Vendor De-listing | 0 |  | Not Applicable as per Item Classification |  | Not Applicable
953-0932 | 953-0932 | SPA, Enphase Manufacturer Rebate for # 570-1110, End Date 09/30/2017, Max Qty. 450, SPAD9ROIAJ, 80237 Zing Solar, LLC | -64.71 |  | No | Other | Vendor De-listing | 0 |  | Not Applicable as per Item Classification |  | Not Applicable
953-0933 | 953-0933 | SPA, Enphase Manufacturer Rebate for # 570-1107, End Date 09/30/2017, Max Qty. 150, SPAD9ROIAJ, 80237 Zing Solar, LLC | -300 |  | No | Other | Vendor De-listing | 0 |  | Not Applicable as per Item Classification |  | Not Applicable
953-0934 | 953-0934 | SPA, Enphase Manufacturer Rebate for # 360-0219, End Date 09/30/2017, Max Qty. 4000, SPAD9ROIAJ, 80237 Zing Solar, LLC | -9.17 |  | No | Other | Vendor De-listing | 0 |  | Not Applicable as per Item Classification |  | Not Applicable
953-0935 | 953-0935 | SPA, Enphase Manufacturer Rebate for # 360-0217, End Date 09/30/2017, Max Qty. 4000, SPAD9ROIAJ, 80237 Zing Solar, LLC | -9.17 |  | No | Other | Vendor De-listing | 0 |  | Not Applicable as per Item Classification |  | Not Applicable
953-0936 | 953-0936 | SPA, Enphase Manufacturer Rebate for # 360-0218, End Date 09/30/2017, Max Qty. 4000, SPAD9ROIAJ, 80237 Zing Solar, LLC | -12.55 |  | No | Other | Vendor De-listing | 0 |  | Not Applicable as per Item Classification |  | Not Applicable
953-0937 | 953-0937 | SPA, Enphase Manufacturer Rebate for # 360-0216, End Date 09/30/2017, Max Qty. 4000, SPAD9ROIAJ, 80237 Zing Solar, LLC | -12.55 |  | No | Other | Vendor De-listing | 0 |  | Not Applicable as per Item Classification |  | Not Applicable
953-0938 | 953-0938 | SPA, Enphase Manufacturer Rebate for # 321-0196, End Date 09/30/2017, Max Qty. 2500, SPAD9ROIAJ, 80237 Zing Solar, LLC | -46.99 |  | No | Other | Vendor De-listing | 0 |  | Not Applicable as per Item Classification |  | Not Applicable
953-0939 | 953-0939 | SPA, Enphase Manufacturer Rebate for # 321-0208, End Date 09/30/2017, Max Qty. 10000, SPAD9ROIAJ, 80237 Zing Solar, LLC | -54.34 |  | No | Other | Vendor De-listing | 0 |  | Not Applicable as per Item Classification |  | Not Applicable
953-0940 | 953-0940 | SPA, Enphase Manufacturer Rebate for # 570-1108, End Date 09/30/2017, Max Qty. 450, SPAD9ROIAJ, 80237 Zing Solar, LLC | -274.79 |  | No | Other | Vendor De-listing | 0 |  | Not Applicable as per Item Classification |  | Not Applicable
953-0941 | 953-0941 | SPA, Enphase Manufacturer Rebate for # 360-0307, End Date 09/30/2017, Max Qty. 50, SPAD9ROIAJ, 80237 Zing Solar, LLC | -211.76 |  | No | Other | Vendor De-listing | 0 |  | Not Applicable as per Item Classification |  | Not Applicable
953-0942 | 953-0942 | SPA, Enphase Manufacturer Rebate for # 360-0328, End Date 09/30/2017, Max Qty. 3600, SPAD9P1IAJ, 88629 American Design and Build | -3.25 |  | No | Other | Vendor De-listing | 0 |  | Not Applicable as per Item Classification |  | Not Applicable
953-0943 | 953-0943 | SPA, Enphase Manufacturer Rebate for # 360-0329, End Date 09/30/2017, Max Qty. 1200, SPAD9P1IAJ, 88629 American Design and Build | -1.5 |  | No | Other | Vendor De-listing | 0 |  | Not Applicable as per Item Classification |  | Not Applicable
953-0944 | 953-0944 | SPA, Enphase Manufacturer Rebate for # 321-0212, End Date 09/30/2017, Max Qty. 2000, SPAD9P1IAJ, 88629 American Design and Build | -19.09 |  | No | Other | Vendor De-listing | 0 |  | Not Applicable as per Item Classification |  | Not Applicable
953-0945 | 953-0945 | SPA, Enphase Manufacturer Rebate for # 321-0214, End Date 09/30/2017, Max Qty. 2000, SPAD9P1IAJ, 88629 American Design and Build | -9.45 |  | No | Other | Vendor De-listing | 0 |  | Not Applicable as per Item Classification |  | Not Applicable
953-0946 | 953-0946 | SPA, Enphase Manufacturer Rebate for # 570-1157, End Date 09/30/2017, Max Qty. 60, SPAD9P1IAJ, 88629 American Design and Build | -157.65 |  | No | Other | Vendor De-listing | 0 |  | Not Applicable as per Item Classification |  | Not Applicable
953-0947 | 953-0947 | SPA, Enphase Manufacturer Rebate for # 321-0208, End Date 09/30/2017, Max Qty. 3000, SPAD9P1IAJ, 88629 American Design and Build | -42.05 |  | No | Other | Vendor De-listing | 0 |  | Not Applicable as per Item Classification |  | Not Applicable
953-0948 | 953-0948 | SPA, Enphase Manufacturer Rebate for # 360-0219, End Date 09/30/2017, Max Qty. 2000, SPAD9P1IAJ, 88629 American Design and Build | -7.9 |  | No | Other | Vendor De-listing | 0 |  | Not Applicable as per Item Classification |  | Not Applicable
953-0949 | 953-0949 | SPA, Enphase Manufacturer Rebate for # 360-0217, End Date 09/30/2017, Max Qty. 3600, SPAD9P1IAJ, 88629 American Design and Build | -7.9 |  | No | Other | Vendor De-listing | 0 |  | Not Applicable as per Item Classification |  | Not Applicable
953-0950 | 953-0950 | SPA, Enphase Manufacturer Rebate for # 570-1106, End Date 09/30/2017, Max Qty. 10, SPAD9P1IAJ, 88629 American Design and Build | -61.76 |  | No | Other | Vendor De-listing | 0 |  | Not Applicable as per Item Classification |  | Not Applicable
953-0951 | 953-0951 | SPA, Enphase Manufacturer Rebate for # 570-1107, End Date 09/30/2017, Max Qty. 10, SPAD9P1IAJ, 88629 American Design and Build | -120 |  | No | Other | Vendor De-listing | 0 |  | Not Applicable as per Item Classification |  | Not Applicable
953-0952 | 953-0952 | SPA, Enphase Manufacturer Rebate for # 360-0216, End Date 09/30/2017, Max Qty. 240, SPAD9P1IAJ, 88629 American Design and Build | -9 |  | No | Other | Vendor De-listing | 0 |  | Not Applicable as per Item Classification |  | Not Applicable
953-0953 | 953-0953 | SPA, Enphase Manufacturer Rebate for # 360-0218, End Date 09/30/2017, Max Qty. 240, SPAD9P1IAJ, 88629 American Design and Build | -9 |  | No | Other | Vendor De-listing | 0 |  | Not Applicable as per Item Classification |  | Not Applicable
953-0954 | 953-0954 | SPA, Enphase Manufacturer Rebate for # 360-0328, End Date 09/30/2017, Max Qty. 2400, SPAD9PNIAZ, 30870 Icon Solar Power | -3.25 |  | No | Other | Vendor De-listing | 0 |  | Not Applicable as per Item Classification |  | Not Applicable
953-0955 | 953-0955 | SPA, Enphase Manufacturer Rebate for # 360-0329, End Date 09/30/2017, Max Qty. 960, SPAD9PNIAZ, 30870 Icon Solar Power | -2 |  | No | Other | Vendor De-listing | 0 |  | Not Applicable as per Item Classification |  | Not Applicable
953-0956 | 953-0956 | SPA, Enphase Manufacturer Rebate for # 321-0214, End Date 09/30/2017, Max Qty. 2000, SPAD9PNIAZ, 30870 Icon Solar Power | -9.45 |  | No | Other | Vendor De-listing | 0 |  | Not Applicable as per Item Classification |  | Not Applicable
953-0957 | 953-0957 | SPA, Enphase Manufacturer Rebate for # 321-0212, End Date 09/30/2017, Max Qty. 800, SPAD9PNIAZ, 30870 Icon Solar Power | -19.09 |  | No | Other | Vendor De-listing | 0 |  | Not Applicable as per Item Classification |  | Not Applicable
953-0958 | 953-0958 | SPA, Enphase Manufacturer Rebate for # 570-1142, End Date 09/30/2017, Max Qty. 40, SPAD9PNIAZ, 30870 Icon Solar Power | -62.94 |  | No | Other | Vendor De-listing | 0 |  | Not Applicable as per Item Classification |  | Not Applicable
953-0959 | 953-0959 | SPA, Enphase Manufacturer Rebate for # 570-1143, End Date 09/30/2017, Max Qty. 60, SPAD9PNIAZ, 30870 Icon Solar Power | -31.18 |  | No | Other | Vendor De-listing | 0 |  | Not Applicable as per Item Classification |  | Not Applicable
953-0960 | 953-0960 | SPA, Enphase Manufacturer Rebate for # 321-0196, End Date 09/30/2017, Max Qty. 300, SPAD9PNIAZ, 30870 Icon Solar Power | -22.68 |  | No | Other | Vendor De-listing | 0 |  | Not Applicable as per Item Classification |  | Not Applicable
953-0961 | 953-0961 | SPA, Enphase Manufacturer Rebate for # 360-0219, End Date 09/30/2017, Max Qty. 480, SPAD9PNIAZ, 30870 Icon Solar Power | -7.9 |  | No | Other | Vendor De-listing | 0 |  | Not Applicable as per Item Classification |  | Not Applicable
953-0962 | 953-0962 | SPA, Enphase Manufacturer Rebate for # 360-0217, End Date 09/30/2017, Max Qty. 1200, SPAD9PNIAZ, 30870 Icon Solar Power | -7.9 |  | No | Other | Vendor De-listing | 0 |  | Not Applicable as per Item Classification |  | Not Applicable
953-0963 | 953-0963 | SPA, Enphase Manufacturer Rebate for # 360-0218, End Date 09/30/2017, Max Qty. 240, SPAD9PNIAZ, 30870 Icon Solar Power | -11 |  | No | Other | Vendor De-listing | 0 |  | Not Applicable as per Item Classification |  | Not Applicable
953-0964 | 953-0964 | SPA, Enphase Manufacturer Rebate for # 360-0216, End Date 09/30/2017, Max Qty. 240, SPAD9PNIAZ, 30870 Icon Solar Power | -11 |  | No | Other | Vendor De-listing | 0 |  | Not Applicable as per Item Classification |  | Not Applicable
953-0965 | 953-0965 | SPA, Enphase Manufacturer Rebate for # 321-0205, End Date 09/30/2017, Max Qty. 200, SPAD9PNIAZ, 30870 Icon Solar Power | -37.68 |  | No | Other | Vendor De-listing | 0 |  | Not Applicable as per Item Classification |  | Not Applicable
953-0966 | 953-0966 | SPA, Enphase Manufacturer Rebate for # 321-0208, End Date 09/30/2017, Max Qty. 200, SPAD9PNIAZ, 30870 Icon Solar Power | -30.05 |  | No | Other | Vendor De-listing | 0 |  | Not Applicable as per Item Classification |  | Not Applicable
953-0967 | 953-0967 | SPA, Enphase Manufacturer Rebate for # 360-0307, End Date 09/30/2017, Max Qty. 100, SPAD9PNIAZ, 30870 Icon Solar Power | -161.76 |  | No | Other | Vendor De-listing | 0 |  | Not Applicable as per Item Classification |  | Not Applicable
953-0968 | 953-0968 | SPA, Enphase Manufacturer Rebate for # 570-1106, End Date 09/30/2017, Max Qty. 100, SPAD9PNIAZ, 30870 Icon Solar Power | -86.76 |  | No | Other | Vendor De-listing | 0 |  | Not Applicable as per Item Classification |  | Not Applicable
953-0969 | 953-0969 | SPA, Manufacturer Rebate for # 570-1107, End Date 09/30/2017, Max Qty. 100, SPAD9PNIAZ, 30870 Icon Solar Power | -100 |  | No | Other | Vendor De-listing | 0 |  | Not Applicable as per Item Classification |  | Not Applicable
953-0970 | 953-0970 | SPA, Enphase Manufacturer Rebate for # 570-1108, End Date 09/30/2017, Max Qty. 100, SPAD9PNIAZ, 30870 Icon Solar Power | -167.65 |  | No | Other | Vendor De-listing | 0 |  | Not Applicable as per Item Classification |  | Not Applicable
953-0971 | 953-0971 | SPA, Enphase Manufacturer Rebate for # 360-0328, End Date 09/30/2017, Max Qty. 300, SPADP7HIAX, 82564 Newport Solar | -2.25 |  | No | Other | Vendor De-listing | 0 |  | Not Applicable as per Item Classification |  | Not Applicable
953-0972 | 953-0972 | SPA, Enphase Manufacturer Rebate for # 360-0329, End Date 09/30/2017, Max Qty. 100, SPADP7HIAX, 82564 Newport Solar | -0.5 |  | No | Other | Vendor De-listing | 0 |  | Not Applicable as per Item Classification |  | Not Applicable
953-0973 | 953-0973 | SPA, Enphase Manufacturer Rebate for # 321-0212, End Date 09/30/2017, Max Qty. 200, SPADP7HIAX, 82564 Newport Solar | -9.09 |  | No | Other | Vendor De-listing | 0 |  | Not Applicable as per Item Classification |  | Not Applicable
953-0974 | 953-0974 | SPA, Enphase Manufacturer Rebate for # 570-1143, End Date 09/30/2017, Max Qty. 15, SPADP7HIAX, 82564 Newport Solar | -41.18 |  | No | Other | Vendor De-listing | 0 |  | Not Applicable as per Item Classification |  | Not Applicable
953-0975 | 953-0975 | SPA, Enphase Manufacturer Rebate for # 321-0214, End Date 09/30/2017, Max Qty. 250, SPADP7HIAX, 82564 Newport Solar | -0.45 |  | No | Other | Vendor De-listing | 0 |  | Not Applicable as per Item Classification |  | Not Applicable
953-0976 | 953-0976 | SPA, Enphase Manufacturer Rebate for # 570-1157, End Date 09/30/2017, Max Qty. 20, SPADP7HIAX, 82564 Newport Solar | -217.65 |  | No | Other | Vendor De-listing | 0 |  | Not Applicable as per Item Classification |  | Not Applicable
953-0977 | 953-0977 | SPA, Enphase Manufacturer Rebate for # 321-0208, End Date 09/30/2017, Max Qty. 400, SPADP7HIAX, 82564 Newport Solar | -42.05 |  | No | Other | Vendor De-listing | 0 |  | Not Applicable as per Item Classification |  | Not Applicable
953-0978 | 953-0978 | SPA, Enphase Manufacturer Rebate for # 360-0217, End Date 09/30/2017, Max Qty. 300, SPADP7HIAX, 82564 Newport Solar | -6.9 |  | No | Other | Vendor De-listing | 0 |  | Not Applicable as per Item Classification |  | Not Applicable
953-0979 | 953-0979 | SPA, Enphase Manufacturer Rebate for # 360-0216, End Date 09/30/2017, Max Qty. 50, SPADP7HIAX, 82564 Newport Solar | -9.5 |  | No | Other | Vendor De-listing | 0 |  | Not Applicable as per Item Classification |  | Not Applicable
953-0980 | 953-0980 | SPA, Enphase Manufacturer Rebate for # 321-0205, End Date 09/30/2017, Max Qty. 100, SPADP7HIAX, 82564 Newport Solar | -25.68 |  | No | Other | Vendor De-listing | 0 |  | Not Applicable as per Item Classification |  | Not Applicable
953-0981 | 953-0981 | SPA, Enphase Manufacturer Rebate for # 360-0216, End Date 09/30/2017, Max Qty. 800, SPAD9Q4IAJ, 4271 HALCYON SOLAR CONSTRUCTION | -8 |  | No | Other | Vendor De-listing | 0 |  | Not Applicable as per Item Classification |  | Not Applicable
953-0982 | 953-0982 | SPA, Enphase Manufacturer Rebate for # 570-1106, End Date 09/30/2017, Max Qty. 20, SPAD9Q4IAJ, 4271 HALCYON SOLAR CONSTRUCTION | -76.76 |  | No | Other | Vendor De-listing | 0 |  | Not Applicable as per Item Classification |  | Not Applicable
953-0983 | 953-0983 | SPA, Solaredge Manufacturer Rebate for # 310-0578, End Date 06/30/2018, Max Qty. , SPASEWESTHAVEN, 1820 Westhaven Inc DBA Westhaven Solar | -227.14 |  | No | Other | Shippable | 0 |  | Not Applicable as per Item Classification |  | Not Applicable
953-0984 | 953-0984 | SPA, ENPHASE Manufacturer Rebate for # 321-0212, End Date 09/30/2017, Max Qty. 1000, SPAD9PX1AZ, 4970 R & R Solar Supply | -11.09 |  | No | Other | Vendor De-listing | 0 |  | Not Applicable as per Item Classification |  | Not Applicable
953-0985 | 953-0985 | SPA, ENPHASE Manufacturer Rebate for # 321-0214, End Date 09/30/2017, Max Qty. 1000, SPAD9PX1AZ, 4971 R & R Solar Supply | -7.45 |  | No | Other | Vendor De-listing | 0 |  | Not Applicable as per Item Classification |  | Not Applicable
953-0986 | 953-0986 | SPA, ENPHASE Manufacturer Rebate for # 570-1108, End Date 09/30/2017, Max Qty. 50, SPAD9PX1AZ, 4972 R & R Solar Supply | -87.65 |  | No | Other | Vendor De-listing | 0 |  | Not Applicable as per Item Classification |  | Not Applicable
953-0987 | 953-0987 | SPA, ENPHASE Manufacturer Rebate for # 570-1106, End Date 09/30/2017, Max Qty. 80, SPAD9PX1AZ, 4973 R & R Solar Supply | -41.76 |  | No | Other | Vendor De-listing | 0 |  | Not Applicable as per Item Classification |  | Not Applicable
953-0988 | 953-0988 | SPA, ENPHASE Manufacturer Rebate for # 570-1107, End Date 09/30/2017, Max Qty. 20, SPAD9PX1AZ, 4974 R & R Solar Supply | -70 |  | No | Other | Vendor De-listing | 0 |  | Not Applicable as per Item Classification |  | Not Applicable
953-0989 | 953-0989 | SPA, ENPHASE Manufacturer Rebate for # 321-0208, End Date 09/30/2017, Max Qty. 600, SPAD9PX1AZ, 4975 R & R Solar Supply | -29.25 |  | No | Other | Vendor De-listing | 0 |  | Not Applicable as per Item Classification |  | Not Applicable
953-0990 | 953-0990 | SPA, Enphase Manufacturer Rebate for # 321-0214, End Date 03/05/2018, Max Qty. 1158, SPADYCMIA3, 31367 DC Solar Electric Inc y | -10.95 |  | No | Other | Shippable | 0 |  | Not Applicable as per Item Classification |  | Not Applicable
953-0991 | 953-0991 | SPA, Enphase Manufacturer Rebate for # 321-0214, End Date 09/30/2017, Max Qty. 2000, SPADPIHIAP, 82181 Alder Energy Systems | -9.45 |  | No | Other | Vendor De-listing | 0 |  | Not Applicable as per Item Classification |  | Not Applicable
953-0992 | 953-0992 | SPA, Enphase Manufacturer Rebate for # 321-0212, End Date 09/30/2017, Max Qty. 600, SPADPIHIAP,82181 Alder Energy Systems | -10.09 |  | No | Other | Vendor De-listing | 0 |  | Not Applicable as per Item Classification |  | Not Applicable
953-0993 | 953-0993 | SPA, Solaredge Manufacturer Rebate for # 310-0029, End Date 06/30/2018, Max Qty. , SPASEWESTHAVEN, 1820 Westhaven Inc DBA Westhaven Solar | -161.11 |  | No | Other | Shippable | 0 |  | Not Applicable as per Item Classification |  | Not Applicable
953-0994 | 953-0994 | SPA, Fronius Manufacturer Rebate for # 310-0544, End Date 09/10/2018, Max Qty. , A02871-V1, 2610 Green Earth | -297.75 |  | No | Other | Shippable | 0 |  | Not Applicable as per Item Classification |  | Not Applicable
953-0995 | 953-0995 | SPA, Fronius Manufacturer Rebate for # 330-0480, End Date 09/10/2018, Max Qty. , A02871-V1, 2610 Green Earth | -247.72 |  | No | Other | Shippable | 0 |  | Not Applicable as per Item Classification |  | Not Applicable
953-0996 | 953-0996 | SPA, Fronius Manufacturer Rebate for # 330-0481, End Date 09/10/2018, Max Qty. , A02871-V1, 2610 Green Earth | -368.52 |  | No | Other | Shippable | 0 |  | Not Applicable as per Item Classification |  | Not Applicable
953-0997 | 953-0997 | SPA, Panasonic Manufacturer Rebate for # 110-1073, End Date 12/31/2017, Max Qty. , PensaSPAWesthaven, 1820 Westhaven Inc DBA Westhaven Solar | -21.45 |  | No | Other | Shippable | 0 |  | Not Applicable as per Item Classification |  | Not Applicable
953-0998 | 953-0998 | SPA, Panasonic Manufacturer Rebate for # 110-1083, End Date 12/31/2017, Max Qty. , PensaSPAWesthaven, 1820 Westhaven Inc DBA Westhaven Solar | -15.75 |  | No | Other | Shippable | 0 |  | Not Applicable as per Item Classification |  | Not Applicable
953-0999 | 953-0999 | SPA, ENPHASE Manufacturer Rebate for # 321-0212, End Date 12/31/2017, Max Qty. 600, SPADZUTIAV, 82181 Alder Energy Systems | -13.09 |  | No | Other | Shippable | 0 |  | Not Applicable as per Item Classification |  | Not Applicable
953-1000 | 953-1000 | SPA, ENPHASE Manufacturer Rebate for # 321-0214, End Date 12/31/2017, Max Qty. 2000, SPADZUTIAV, 82181 Alder Energy Systems | -9.45 |  | No | Other | Shippable | 0 |  | Not Applicable as per Item Classification |  | Not Applicable
953-10000 | 953-10000 | SPA, IRONRIDGE Manufacturer Rebate for # 210-0949, End Date 01/00/1900, Max Qty. , IR LOU Krannich West , 203377 Krannich Solar West LLC | -0.98528 |  | No | Other | Shippable | 0 |  | Not Applicable as per Item Classification |  | Not Applicable
953-10001 | 953-10001 | SPA, IRONRIDGE Manufacturer Rebate for # 210-0989, End Date 01/00/1900, Max Qty. , IR LOU Krannich West , 203377 Krannich Solar West LLC | -1.3501 |  | No | Other | Shippable | 0 |  | Not Applicable as per Item Classification |  | Not Applicable
953-10002 | 953-10002 | SPA, IRONRIDGE Manufacturer Rebate for # 210-0998, End Date 01/00/1900, Max Qty. , IR LOU Krannich West , 203377 Krannich Solar West LLC | 1.1726 |  | No | Other | Shippable | 0 |  | Not Applicable as per Item Classification |  | Not Applicable
953-10003 | 953-10003 | SPA, IRONRIDGE Manufacturer Rebate for # 210-0999, End Date 01/00/1900, Max Qty. , IR LOU Krannich West , 203377 Krannich Solar West LLC | -2.7325 |  | No | Other | Shippable | 0 |  | Not Applicable as per Item Classification |  | Not Applicable
953-10004 | 953-10004 | SPA, IRONRIDGE Manufacturer Rebate for # 210-1000, End Date 01/00/1900, Max Qty. , IR LOU Krannich West , 203377 Krannich Solar West LLC | -3.3133 |  | No | Other | Shippable | 0 |  | Not Applicable as per Item Classification |  | Not Applicable
953-10005 | 953-10005 | SPA, IRONRIDGE Manufacturer Rebate for # 210-1001, End Date 01/00/1900, Max Qty. , IR LOU Krannich West , 203377 Krannich Solar West LLC | -2.9972 |  | No | Other | Shippable | 0 |  | Not Applicable as per Item Classification |  | Not Applicable
953-10006 | 953-10006 | SPA, IRONRIDGE Manufacturer Rebate for # 210-1002, End Date 01/00/1900, Max Qty. , IR LOU Krannich West , 203377 Krannich Solar West LLC | -3.4356 |  | No | Other | Shippable | 0 |  | Not Applicable as per Item Classification |  | Not Applicable
953-10007 | 953-10007 | SPA, IRONRIDGE Manufacturer Rebate for # 210-1003, End Date 01/00/1900, Max Qty. , IR LOU Krannich West , 203377 Krannich Solar West LLC | -3.8189 |  | No | Other | Shippable | 0 |  | Not Applicable as per Item Classification |  | Not Applicable
953-10008 | 953-10008 | SPA, IRONRIDGE Manufacturer Rebate for # 210-1004, End Date 01/00/1900, Max Qty. , IR LOU Krannich West , 203377 Krannich Solar West LLC | -4.3858 |  | No | Other | Shippable | 0 |  | Not Applicable as per Item Classification |  | Not Applicable
953-10009 | 953-10009 | SPA, IRONRIDGE Manufacturer Rebate for # 210-1005, End Date 01/00/1900, Max Qty. , IR LOU Krannich West , 203377 Krannich Solar West LLC | -4.6445 |  | No | Other | Shippable | 0 |  | Not Applicable as per Item Classification |  | Not Applicable
953-1001 | 953-1001 | SPA, Enphase Manufacturer Rebate for # 321-0214, End Date 12/31/2017, Max Qty. 300, SPADRICIAZ, 80633 Solar Roof Dynamics LLC | -7.45 |  | No | Other | Shippable | 0 |  | Not Applicable as per Item Classification |  | Not Applicable
953-10010 | 953-10010 | SPA, IRONRIDGE Manufacturer Rebate for # 210-1006, End Date 01/00/1900, Max Qty. , IR LOU Krannich West , 203377 Krannich Solar West LLC | -5.3264 |  | No | Other | Shippable | 0 |  | Not Applicable as per Item Classification |  | Not Applicable
953-10011 | 953-10011 | SPA, IRONRIDGE Manufacturer Rebate for # 210-1007, End Date 01/00/1900, Max Qty. , IR LOU Krannich West , 203377 Krannich Solar West LLC | -4.7772 |  | No | Other | Shippable | 0 |  | Not Applicable as per Item Classification |  | Not Applicable
953-10012 | 953-10012 | SPA, IRONRIDGE Manufacturer Rebate for # 210-1008, End Date 01/00/1900, Max Qty. , IR LOU Krannich West , 203377 Krannich Solar West LLC | -6.0841 |  | No | Other | Shippable | 0 |  | Not Applicable as per Item Classification |  | Not Applicable
953-10013 | 953-10013 | SPA, IRONRIDGE Manufacturer Rebate for # 210-1009, End Date 01/00/1900, Max Qty. , IR LOU Krannich West , 203377 Krannich Solar West LLC | -7.3782 |  | No | Other | Shippable | 0 |  | Not Applicable as per Item Classification |  | Not Applicable
953-10014 | 953-10014 | SPA, IRONRIDGE Manufacturer Rebate for # 210-1010, End Date 01/00/1900, Max Qty. , IR LOU Krannich West , 203377 Krannich Solar West LLC | -1.3114 |  | No | Other | Shippable | 0 |  | Not Applicable as per Item Classification |  | Not Applicable
953-10015 | 953-10015 | SPA, IRONRIDGE Manufacturer Rebate for # 210-1025, End Date 01/00/1900, Max Qty. , IR LOU Krannich West , 203377 Krannich Solar West LLC | 1.3664 |  | No | Other | Shippable | 0 |  | Not Applicable as per Item Classification |  | Not Applicable
953-10016 | 953-10016 | SPA, IRONRIDGE Manufacturer Rebate for # 210-1026, End Date 01/00/1900, Max Qty. , IR LOU Krannich West , 203377 Krannich Solar West LLC | -3.199 |  | No | Other | Shippable | 0 |  | Not Applicable as per Item Classification |  | Not Applicable
953-10017 | 953-10017 | SPA, IRONRIDGE Manufacturer Rebate for # 210-1027, End Date 01/00/1900, Max Qty. , IR LOU Krannich West , 203377 Krannich Solar West LLC | 2.1136 |  | No | Other | Shippable | 0 |  | Not Applicable as per Item Classification |  | Not Applicable
953-10018 | 953-10018 | SPA, IRONRIDGE Manufacturer Rebate for # 210-1040, End Date 01/00/1900, Max Qty. , IR LOU Krannich West , 203377 Krannich Solar West LLC | -0.81271 |  | No | Other | Shippable | 0 |  | Not Applicable as per Item Classification |  | Not Applicable
953-10019 | 953-10019 | SPA, IRONRIDGE Manufacturer Rebate for # 210-1042, End Date 01/00/1900, Max Qty. , IR LOU Krannich West , 203377 Krannich Solar West LLC | -0.81271 |  | No | Other | Shippable | 0 |  | Not Applicable as per Item Classification |  | Not Applicable
953-1002 | 953-1002 | SPA, Enphase Manufacturer Rebate for # 321-0212, End Date 12/31/2017, Max Qty. 200, SPADRICIAZ, 80633 Solar Roof Dynamics LLC | -9.09 |  | No | Other | Shippable | 0 |  | Not Applicable as per Item Classification |  | Not Applicable
953-10020 | 953-10020 | SPA, IRONRIDGE Manufacturer Rebate for # 210-1044, End Date 01/00/1900, Max Qty. , IR LOU Krannich West , 203377 Krannich Solar West LLC | -0.81271 |  | No | Other | Shippable | 0 |  | Not Applicable as per Item Classification |  | Not Applicable
953-10021 | 953-10021 | SPA, IRONRIDGE Manufacturer Rebate for # 210-1051, End Date 01/00/1900, Max Qty. , IR LOU Krannich West , 203377 Krannich Solar West LLC | -3.1675 |  | No | Other | Shippable | 0 |  | Not Applicable as per Item Classification |  | Not Applicable
953-10022 | 953-10022 | SPA, IRONRIDGE Manufacturer Rebate for # 210-1053, End Date 01/00/1900, Max Qty. , IR LOU Krannich West , 203377 Krannich Solar West LLC | -3.0647 |  | No | Other | Shippable | 0 |  | Not Applicable as per Item Classification |  | Not Applicable
953-10023 | 953-10023 | SPA, IRONRIDGE Manufacturer Rebate for # 210-1066, End Date 01/00/1900, Max Qty. , IR LOU Krannich West , 203377 Krannich Solar West LLC | -6.5624 |  | No | Other | Shippable | 0 |  | Not Applicable as per Item Classification |  | Not Applicable
953-10024 | 953-10024 | SPA, IRONRIDGE Manufacturer Rebate for # 211-0008, End Date 01/00/1900, Max Qty. , IR LOU Krannich West , 203377 Krannich Solar West LLC | -0.20405 |  | No | Other | Shippable | 0 |  | Not Applicable as per Item Classification |  | Not Applicable
953-10025 | 953-10025 | SPA, IRONRIDGE Manufacturer Rebate for # 211-0016, End Date 01/00/1900, Max Qty. , IR LOU Krannich West , 203377 Krannich Solar West LLC | -0.29868 |  | No | Other | Shippable | 0 |  | Not Applicable as per Item Classification |  | Not Applicable
953-10026 | 953-10026 | SPA, IRONRIDGE Manufacturer Rebate for # 211-0017, End Date 01/00/1900, Max Qty. , IR LOU Krannich West , 203377 Krannich Solar West LLC | -0.34167 |  | No | Other | Shippable | 0 |  | Not Applicable as per Item Classification |  | Not Applicable
953-10027 | 953-10027 | SPA, IRONRIDGE Manufacturer Rebate for # 211-0018, End Date 01/00/1900, Max Qty. , IR LOU Krannich West , 203377 Krannich Solar West LLC | -0.41422 |  | No | Other | Shippable | 0 |  | Not Applicable as per Item Classification |  | Not Applicable
953-10028 | 953-10028 | SPA, IRONRIDGE Manufacturer Rebate for # 211-0019, End Date 01/00/1900, Max Qty. , IR LOU Krannich West , 203377 Krannich Solar West LLC | -0.55887 |  | No | Other | Shippable | 0 |  | Not Applicable as per Item Classification |  | Not Applicable
953-10029 | 953-10029 | SPA, IRONRIDGE Manufacturer Rebate for # 211-0020, End Date 01/00/1900, Max Qty. , IR LOU Krannich West , 203377 Krannich Solar West LLC | -0.88585 |  | No | Other | Shippable | 0 |  | Not Applicable as per Item Classification |  | Not Applicable
953-1003 | 953-1003 | SPA, Enphase Manufacturer Rebate for # 321-0212, End Date 12/31/2017, Max Qty. 5000, SPADFN9IAB, 10454 Solar Solutions LLC | -21.09 |  | No | Other | Shippable | 0 |  | Not Applicable as per Item Classification |  | Not Applicable
953-10030 | 953-10030 | SPA, IRONRIDGE Manufacturer Rebate for # 211-0024, End Date 01/00/1900, Max Qty. , IR LOU Krannich West , 203377 Krannich Solar West LLC | -0.91311 |  | No | Other | Shippable | 0 |  | Not Applicable as per Item Classification |  | Not Applicable
953-10031 | 953-10031 | SPA, IRONRIDGE Manufacturer Rebate for # 211-0042, End Date 01/00/1900, Max Qty. , IR LOU Krannich West , 203377 Krannich Solar West LLC | 0.038949 |  | No | Other | Shippable | 0 |  | Not Applicable as per Item Classification |  | Not Applicable
953-10032 | 953-10032 | SPA, IRONRIDGE Manufacturer Rebate for # 211-0057, End Date 01/00/1900, Max Qty. , IR LOU Krannich West , 203377 Krannich Solar West LLC | 0.031247 |  | No | Other | Shippable | 0 |  | Not Applicable as per Item Classification |  | Not Applicable
953-10033 | 953-10033 | SPA, IRONRIDGE Manufacturer Rebate for # 211-0058, End Date 01/00/1900, Max Qty. , IR LOU Krannich West , 203377 Krannich Solar West LLC | 0.028625 |  | No | Other | Shippable | 0 |  | Not Applicable as per Item Classification |  | Not Applicable
953-10034 | 953-10034 | SPA, IRONRIDGE Manufacturer Rebate for # 211-0061, End Date 01/00/1900, Max Qty. , IR LOU Krannich West , 203377 Krannich Solar West LLC | 0.0065348 |  | No | Other | Shippable | 0 |  | Not Applicable as per Item Classification |  | Not Applicable
953-10035 | 953-10035 | SPA, IRONRIDGE Manufacturer Rebate for # 211-0095, End Date 01/00/1900, Max Qty. , IR LOU Krannich West , 203377 Krannich Solar West LLC | -0.55019 |  | No | Other | Shippable | 0 |  | Not Applicable as per Item Classification |  | Not Applicable
953-10036 | 953-10036 | SPA, IRONRIDGE Manufacturer Rebate for # 211-0096, End Date 01/00/1900, Max Qty. , IR LOU Krannich West , 203377 Krannich Solar West LLC | -0.65334 |  | No | Other | Shippable | 0 |  | Not Applicable as per Item Classification |  | Not Applicable
953-10037 | 953-10037 | SPA, IRONRIDGE Manufacturer Rebate for # 211-0097, End Date 01/00/1900, Max Qty. , IR LOU Krannich West , 203377 Krannich Solar West LLC | -1.522 |  | No | Other | Shippable | 0 |  | Not Applicable as per Item Classification |  | Not Applicable
953-10038 | 953-10038 | SPA, IRONRIDGE Manufacturer Rebate for # 211-0099, End Date 01/00/1900, Max Qty. , IR LOU Krannich West , 203377 Krannich Solar West LLC | -1.184 |  | No | Other | Shippable | 0 |  | Not Applicable as per Item Classification |  | Not Applicable
953-10039 | 953-10039 | SPA, IRONRIDGE Manufacturer Rebate for # 211-0240, End Date 01/00/1900, Max Qty. , IR LOU Krannich West , 203377 Krannich Solar West LLC | -0.54383 |  | No | Other | Shippable | 0 |  | Not Applicable as per Item Classification |  | Not Applicable
953-1004 | 953-1004 | SPA, Enphase Manufacturer Rebate for # 570-1106, End Date 12/31/2017, Max Qty. 10, SPADFN9IAB, 10454 Solar Solutions LLC | -71.76 |  | No | Other | Shippable | 0 |  | Not Applicable as per Item Classification |  | Not Applicable
953-10040 | 953-10040 | SPA, IRONRIDGE Manufacturer Rebate for # 211-0242, End Date 01/00/1900, Max Qty. , IR LOU Krannich West , 203377 Krannich Solar West LLC | -0.20405 |  | No | Other | Shippable | 0 |  | Not Applicable as per Item Classification |  | Not Applicable
953-10041 | 953-10041 | SPA, IRONRIDGE Manufacturer Rebate for # 211-0371, End Date 01/00/1900, Max Qty. , IR LOU Krannich West , 203377 Krannich Solar West LLC | -1.0438 |  | No | Other | Shippable | 0 |  | Not Applicable as per Item Classification |  | Not Applicable
953-10042 | 953-10042 | SPA, IRONRIDGE Manufacturer Rebate for # 211-0463, End Date 01/00/1900, Max Qty. , IR LOU Krannich West , 203377 Krannich Solar West LLC | -1.3886 |  | No | Other | Shippable | 0 |  | Not Applicable as per Item Classification |  | Not Applicable
953-10043 | 953-10043 | SPA, IRONRIDGE Manufacturer Rebate for # 211-0481, End Date 01/00/1900, Max Qty. , IR LOU Krannich West , 203377 Krannich Solar West LLC | -3.2291 |  | No | Other | Shippable | 0 |  | Not Applicable as per Item Classification |  | Not Applicable
953-10044 | 953-10044 | SPA, IRONRIDGE Manufacturer Rebate for # 211-0482, End Date 01/00/1900, Max Qty. , IR LOU Krannich West , 203377 Krannich Solar West LLC | -3.423 |  | No | Other | Shippable | 0 |  | Not Applicable as per Item Classification |  | Not Applicable
953-10045 | 953-10045 | SPA, IRONRIDGE Manufacturer Rebate for # 211-0483, End Date 01/00/1900, Max Qty. , IR LOU Krannich West , 203377 Krannich Solar West LLC | -3.6706 |  | No | Other | Shippable | 0 |  | Not Applicable as per Item Classification |  | Not Applicable
953-10046 | 953-10046 | SPA, IRONRIDGE Manufacturer Rebate for # 211-0484, End Date 01/00/1900, Max Qty. , IR LOU Krannich West , 203377 Krannich Solar West LLC | -3.8584 |  | No | Other | Shippable | 0 |  | Not Applicable as per Item Classification |  | Not Applicable
953-10047 | 953-10047 | SPA, IRONRIDGE Manufacturer Rebate for # 211-0485, End Date 01/00/1900, Max Qty. , IR LOU Krannich West , 203377 Krannich Solar West LLC | -4.0508 |  | No | Other | Shippable | 0 |  | Not Applicable as per Item Classification |  | Not Applicable
953-10048 | 953-10048 | SPA, IRONRIDGE Manufacturer Rebate for # 211-0497, End Date 01/00/1900, Max Qty. , IR LOU Krannich West , 203377 Krannich Solar West LLC | -1.5413 |  | No | Other | Shippable | 0 |  | Not Applicable as per Item Classification |  | Not Applicable
953-10049 | 953-10049 | SPA, IRONRIDGE Manufacturer Rebate for # 211-0498, End Date 01/00/1900, Max Qty. , IR LOU Krannich West , 203377 Krannich Solar West LLC | -1.7356 |  | No | Other | Shippable | 0 |  | Not Applicable as per Item Classification |  | Not Applicable
953-1005 | 953-1005 | SPA, Enphase Manufacturer Rebate for # 360-0217, End Date 12/31/2017, Max Qty. 2880, SPADFN9IAB, 10454 Solar Solutions LLC | -5.4 |  | No | Other | Shippable | 0 |  | Not Applicable as per Item Classification |  | Not Applicable
953-10050 | 953-10050 | SPA, IRONRIDGE Manufacturer Rebate for # 211-0501, End Date 01/00/1900, Max Qty. , IR LOU Krannich West , 203377 Krannich Solar West LLC | -1.94 |  | No | Other | Shippable | 0 |  | Not Applicable as per Item Classification |  | Not Applicable
953-10051 | 953-10051 | SPA, IRONRIDGE Manufacturer Rebate for # 211-0511, End Date 01/00/1900, Max Qty. , IR LOU Krannich West , 203377 Krannich Solar West LLC | -0.17114 |  | No | Other | Shippable | 0 |  | Not Applicable as per Item Classification |  | Not Applicable
953-10052 | 953-10052 | SPA, IRONRIDGE Manufacturer Rebate for # 212-0000, End Date 01/00/1900, Max Qty. , IR LOU Krannich West , 203377 Krannich Solar West LLC | -0.68439 |  | No | Other | Shippable | 0 |  | Not Applicable as per Item Classification |  | Not Applicable
953-10053 | 953-10053 | SPA, IRONRIDGE Manufacturer Rebate for # 212-0001, End Date 01/00/1900, Max Qty. , IR LOU Krannich West , 203377 Krannich Solar West LLC | -0.2792 |  | No | Other | Shippable | 0 |  | Not Applicable as per Item Classification |  | Not Applicable
953-10054 | 953-10054 | SPA, IRONRIDGE Manufacturer Rebate for # 212-0002, End Date 01/00/1900, Max Qty. , IR LOU Krannich West , 203377 Krannich Solar West LLC | -1.4642 |  | No | Other | Shippable | 0 |  | Not Applicable as per Item Classification |  | Not Applicable
953-10055 | 953-10055 | SPA, IRONRIDGE Manufacturer Rebate for # 212-0003, End Date 01/00/1900, Max Qty. , IR LOU Krannich West , 203377 Krannich Solar West LLC | -1.537 |  | No | Other | Shippable | 0 |  | Not Applicable as per Item Classification |  | Not Applicable
953-10056 | 953-10056 | SPA, IRONRIDGE Manufacturer Rebate for # 212-0004, End Date 01/00/1900, Max Qty. , IR LOU Krannich West , 203377 Krannich Solar West LLC | -1.5446 |  | No | Other | Shippable | 0 |  | Not Applicable as per Item Classification |  | Not Applicable
953-10057 | 953-10057 | SPA, IRONRIDGE Manufacturer Rebate for # 212-0005, End Date 01/00/1900, Max Qty. , IR LOU Krannich West , 203377 Krannich Solar West LLC | -1.5446 |  | No | Other | Shippable | 0 |  | Not Applicable as per Item Classification |  | Not Applicable
953-10058 | 953-10058 | SPA, IRONRIDGE Manufacturer Rebate for # 220-0349, End Date 01/00/1900, Max Qty. , IR LOU Krannich West , 203377 Krannich Solar West LLC | -4.7912 |  | No | Other | Shippable | 0 |  | Not Applicable as per Item Classification |  | Not Applicable
953-10059 | 953-10059 | SPA, IRONRIDGE Manufacturer Rebate for # 220-0350, End Date 01/00/1900, Max Qty. , IR LOU Krannich West , 203377 Krannich Solar West LLC | -6.2258 |  | No | Other | Shippable | 0 |  | Not Applicable as per Item Classification |  | Not Applicable
953-1006 | 953-1006 | SPA, Enphase Manufacturer Rebate for # 570-1157, End Date 12/31/2017, Max Qty. 320, SPADFN9IAB, 10454 Solar Solutions LLC | -157.65 |  | No | Other | Shippable | 0 |  | Not Applicable as per Item Classification |  | Not Applicable
953-10060 | 953-10060 | SPA, IRONRIDGE Manufacturer Rebate for # 220-0359, End Date 01/00/1900, Max Qty. , IR LOU Krannich West , 203377 Krannich Solar West LLC | -16.9281 |  | No | Other | Shippable | 0 |  | Not Applicable as per Item Classification |  | Not Applicable
953-10061 | 953-10061 | SPA, IRONRIDGE Manufacturer Rebate for # 220-0360, End Date 01/00/1900, Max Qty. , IR LOU Krannich West , 203377 Krannich Solar West LLC | -19.603 |  | No | Other | Shippable | 0 |  | Not Applicable as per Item Classification |  | Not Applicable
953-10062 | 953-10062 | SPA, IRONRIDGE Manufacturer Rebate for # 220-0361, End Date 01/00/1900, Max Qty. , IR LOU Krannich West , 203377 Krannich Solar West LLC | -25.3971 |  | No | Other | Shippable | 0 |  | Not Applicable as per Item Classification |  | Not Applicable
953-10063 | 953-10063 | SPA, IRONRIDGE Manufacturer Rebate for # 220-0714, End Date 01/00/1900, Max Qty. , IR LOU Krannich West , 203377 Krannich Solar West LLC | -21.3797 |  | No | Other | Shippable | 0 |  | Not Applicable as per Item Classification |  | Not Applicable
953-10064 | 953-10064 | SPA, IRONRIDGE Manufacturer Rebate for # 220-0715, End Date 01/00/1900, Max Qty. , IR LOU Krannich West , 203377 Krannich Solar West LLC | -1.1432 |  | No | Other | Shippable | 0 |  | Not Applicable as per Item Classification |  | Not Applicable
953-10065 | 953-10065 | SPA, IRONRIDGE Manufacturer Rebate for # 220-0716, End Date 01/00/1900, Max Qty. , IR LOU Krannich West , 203377 Krannich Solar West LLC | -1.1432 |  | No | Other | Shippable | 0 |  | Not Applicable as per Item Classification |  | Not Applicable
953-10066 | 953-10066 | SPA, IRONRIDGE Manufacturer Rebate for # 250-1051, End Date 01/00/1900, Max Qty. , IR LOU Krannich West , 203377 Krannich Solar West LLC | -5.301 |  | No | Other | Shippable | 0 |  | Not Applicable as per Item Classification |  | Not Applicable
953-10067 | 953-10067 | SPA, IRONRIDGE Manufacturer Rebate for # 250-1052, End Date 01/00/1900, Max Qty. , IR LOU Krannich West , 203377 Krannich Solar West LLC | -5.301 |  | No | Other | Shippable | 0 |  | Not Applicable as per Item Classification |  | Not Applicable
953-10068 | 953-10068 | SPA, IRONRIDGE Manufacturer Rebate for # 250-1053, End Date 01/00/1900, Max Qty. , IR LOU Krannich West , 203377 Krannich Solar West LLC | -10.0574 |  | No | Other | Shippable | 0 |  | Not Applicable as per Item Classification |  | Not Applicable
953-10069 | 953-10069 | SPA, IRONRIDGE Manufacturer Rebate for # 250-1054, End Date 01/00/1900, Max Qty. , IR LOU Krannich West , 203377 Krannich Solar West LLC | -0.3655 |  | No | Other | Shippable | 0 |  | Not Applicable as per Item Classification |  | Not Applicable
953-1007 | 953-1007 | SPA, Enphase Manufacturer Rebate for # 570-1107, End Date 12/31/2017, Max Qty. 10, SPADFN9IAB, 10454 Solar Solutions LLC | -80 |  | No | Other | Shippable | 0 |  | Not Applicable as per Item Classification |  | Not Applicable
953-10070 | 953-10070 | SPA, IRONRIDGE Manufacturer Rebate for # 250-1055, End Date 01/00/1900, Max Qty. , IR LOU Krannich West , 203377 Krannich Solar West LLC | -1.3444 |  | No | Other | Shippable | 0 |  | Not Applicable as per Item Classification |  | Not Applicable
953-10071 | 953-10071 | SPA, IRONRIDGE Manufacturer Rebate for # 260-0093, End Date 01/00/1900, Max Qty. , IR LOU Krannich West , 203377 Krannich Solar West LLC | -0.32888 |  | No | Other | Shippable | 0 |  | Not Applicable as per Item Classification |  | Not Applicable
953-10072 | 953-10072 | SPA, IRONRIDGE Manufacturer Rebate for # 260-0099, End Date 01/00/1900, Max Qty. , IR LOU Krannich West , 203377 Krannich Solar West LLC | -0.34315 |  | No | Other | Shippable | 0 |  | Not Applicable as per Item Classification |  | Not Applicable
953-10073 | 953-10073 | SPA, IRONRIDGE Manufacturer Rebate for # 260-0101, End Date 01/00/1900, Max Qty. , IR LOU Krannich West , 203377 Krannich Solar West LLC | -0.76261 |  | No | Other | Shippable | 0 |  | Not Applicable as per Item Classification |  | Not Applicable
953-10074 | 953-10074 | SPA, IRONRIDGE Manufacturer Rebate for # 260-0102, End Date 01/00/1900, Max Qty. , IR LOU Krannich West , 203377 Krannich Solar West LLC | -0.81317 |  | No | Other | Shippable | 0 |  | Not Applicable as per Item Classification |  | Not Applicable
953-10075 | 953-10075 | SPA, IRONRIDGE Manufacturer Rebate for # 260-0103, End Date 01/00/1900, Max Qty. , IR LOU Krannich West , 203377 Krannich Solar West LLC | -0.26991 |  | No | Other | Shippable | 0 |  | Not Applicable as per Item Classification |  | Not Applicable
953-10076 | 953-10076 | SPA, IRONRIDGE Manufacturer Rebate for # 260-0104, End Date 01/00/1900, Max Qty. , IR LOU Krannich West , 203377 Krannich Solar West LLC | -0.055624 |  | No | Other | Shippable | 0 |  | Not Applicable as per Item Classification |  | Not Applicable
953-10077 | 953-10077 | SPA, IRONRIDGE Manufacturer Rebate for # 260-0105, End Date 01/00/1900, Max Qty. , IR LOU Krannich West , 203377 Krannich Solar West LLC | -0.11991 |  | No | Other | Shippable | 0 |  | Not Applicable as per Item Classification |  | Not Applicable
953-10078 | 953-10078 | SPA, IRONRIDGE Manufacturer Rebate for # 260-0106, End Date 01/00/1900, Max Qty. , IR LOU Krannich West , 203377 Krannich Solar West LLC | -0.28562 |  | No | Other | Shippable | 0 |  | Not Applicable as per Item Classification |  | Not Applicable
953-10079 | 953-10079 | SPA, IRONRIDGE Manufacturer Rebate for # 260-0107, End Date 01/00/1900, Max Qty. , IR LOU Krannich West , 203377 Krannich Solar West LLC | -0.26991 |  | No | Other | Shippable | 0 |  | Not Applicable as per Item Classification |  | Not Applicable
953-1008 | 953-1008 | SPA, Enphase Manufacturer Rebate for # 360-0219, End Date 12/31/2017, Max Qty. 1680, SPADFN9IAB, 10454 Solar Solutions LLC | -5.4 |  | No | Other | Shippable | 0 |  | Not Applicable as per Item Classification |  | Not Applicable
953-10080 | 953-10080 | SPA, IRONRIDGE Manufacturer Rebate for # 260-0108, End Date 01/00/1900, Max Qty. , IR LOU Krannich West , 203377 Krannich Solar West LLC | -0.28562 |  | No | Other | Shippable | 0 |  | Not Applicable as per Item Classification |  | Not Applicable
953-10081 | 953-10081 | SPA, IRONRIDGE Manufacturer Rebate for # 260-0109, End Date 01/00/1900, Max Qty. , IR LOU Krannich West , 203377 Krannich Solar West LLC | -0.26991 |  | No | Other | Shippable | 0 |  | Not Applicable as per Item Classification |  | Not Applicable
953-10082 | 953-10082 | SPA, IRONRIDGE Manufacturer Rebate for # 260-0110, End Date 01/00/1900, Max Qty. , IR LOU Krannich West , 203377 Krannich Solar West LLC | -0.28562 |  | No | Other | Shippable | 0 |  | Not Applicable as per Item Classification |  | Not Applicable
953-10083 | 953-10083 | SPA, IRONRIDGE Manufacturer Rebate for # 260-0111, End Date 01/00/1900, Max Qty. , IR LOU Krannich West , 203377 Krannich Solar West LLC | -0.26991 |  | No | Other | Shippable | 0 |  | Not Applicable as per Item Classification |  | Not Applicable
953-10084 | 953-10084 | SPA, IRONRIDGE Manufacturer Rebate for # 260-0112, End Date 01/00/1900, Max Qty. , IR LOU Krannich West , 203377 Krannich Solar West LLC | -0.055624 |  | No | Other | Shippable | 0 |  | Not Applicable as per Item Classification |  | Not Applicable
953-10085 | 953-10085 | SPA, IRONRIDGE Manufacturer Rebate for # 260-0113, End Date 01/00/1900, Max Qty. , IR LOU Krannich West , 203377 Krannich Solar West LLC | -0.26991 |  | No | Other | Shippable | 0 |  | Not Applicable as per Item Classification |  | Not Applicable
953-10086 | 953-10086 | SPA, IRONRIDGE Manufacturer Rebate for # 260-0114, End Date 01/00/1900, Max Qty. , IR LOU Krannich West , 203377 Krannich Solar West LLC | -0.28562 |  | No | Other | Shippable | 0 |  | Not Applicable as per Item Classification |  | Not Applicable
953-10087 | 953-10087 | SPA, IRONRIDGE Manufacturer Rebate for # 260-0115, End Date 01/00/1900, Max Qty. , IR LOU Krannich West , 203377 Krannich Solar West LLC | -0.037 |  | No | Other | Shippable | 0 |  | Not Applicable as per Item Classification |  | Not Applicable
953-10088 | 953-10088 | SPA, IRONRIDGE Manufacturer Rebate for # 260-0116, End Date 01/00/1900, Max Qty. , IR LOU Krannich West , 203377 Krannich Solar West LLC | -0.204 |  | No | Other | Shippable | 0 |  | Not Applicable as per Item Classification |  | Not Applicable
953-10089 | 953-10089 | SPA, IRONRIDGE Manufacturer Rebate for # 260-0117, End Date 01/00/1900, Max Qty. , IR LOU Krannich West , 203377 Krannich Solar West LLC | -0.26991 |  | No | Other | Shippable | 0 |  | Not Applicable as per Item Classification |  | Not Applicable
953-1009 | 953-1009 | SPA, Enphase Manufacturer Rebate for # 360-0218, End Date 12/31/2017, Max Qty. 720, SPADFN9IAB, 10454 Solar Solutions LLC | -8 |  | No | Other | Shippable | 0 |  | Not Applicable as per Item Classification |  | Not Applicable
953-10090 | 953-10090 | SPA, IRONRIDGE Manufacturer Rebate for # 260-0118, End Date 01/00/1900, Max Qty. , IR LOU Krannich West , 203377 Krannich Solar West LLC | -0.28562 |  | No | Other | Shippable | 0 |  | Not Applicable as per Item Classification |  | Not Applicable
953-10091 | 953-10091 | SPA, IRONRIDGE Manufacturer Rebate for # 260-0169, End Date 01/00/1900, Max Qty. , IR LOU Krannich West , 203377 Krannich Solar West LLC | -0.32697 |  | No | Other | Shippable | 0 |  | Not Applicable as per Item Classification |  | Not Applicable
953-10092 | 953-10092 | SPA, IRONRIDGE Manufacturer Rebate for # 260-0170, End Date 01/00/1900, Max Qty. , IR LOU Krannich West , 203377 Krannich Solar West LLC | -0.32697 |  | No | Other | Shippable | 0 |  | Not Applicable as per Item Classification |  | Not Applicable
953-10093 | 953-10093 | SPA, IRONRIDGE Manufacturer Rebate for # 260-0171, End Date 01/00/1900, Max Qty. , IR LOU Krannich West , 203377 Krannich Solar West LLC | -0.32697 |  | No | Other | Shippable | 0 |  | Not Applicable as per Item Classification |  | Not Applicable
953-10094 | 953-10094 | SPA, IRONRIDGE Manufacturer Rebate for # 260-0172, End Date 01/00/1900, Max Qty. , IR LOU Krannich West , 203377 Krannich Solar West LLC | -0.32697 |  | No | Other | Shippable | 0 |  | Not Applicable as per Item Classification |  | Not Applicable
953-10095 | 953-10095 | SPA, IRONRIDGE Manufacturer Rebate for # 260-0173, End Date 01/00/1900, Max Qty. , IR LOU Krannich West , 203377 Krannich Solar West LLC | -0.32697 |  | No | Other | Shippable | 0 |  | Not Applicable as per Item Classification |  | Not Applicable
953-10096 | 953-10096 | SPA, IRONRIDGE Manufacturer Rebate for # 260-0174, End Date 01/00/1900, Max Qty. , IR LOU Krannich West , 203377 Krannich Solar West LLC | -0.32697 |  | No | Other | Shippable | 0 |  | Not Applicable as per Item Classification |  | Not Applicable
953-10097 | 953-10097 | SPA, IRONRIDGE Manufacturer Rebate for # 260-0175, End Date 01/00/1900, Max Qty. , IR LOU Krannich West , 203377 Krannich Solar West LLC | -0.41486 |  | No | Other | Shippable | 0 |  | Not Applicable as per Item Classification |  | Not Applicable
953-10098 | 953-10098 | SPA, IRONRIDGE Manufacturer Rebate for # 260-0281, End Date 01/00/1900, Max Qty. , IR LOU Krannich West , 203377 Krannich Solar West LLC | -0.68725 |  | No | Other | Shippable | 0 |  | Not Applicable as per Item Classification |  | Not Applicable
953-10099 | 953-10099 | SPA, IRONRIDGE Manufacturer Rebate for # 260-0284, End Date 01/00/1900, Max Qty. , IR LOU Krannich West , 203377 Krannich Solar West LLC | -0.47141 |  | No | Other | Shippable | 0 |  | Not Applicable as per Item Classification |  | Not Applicable
953-1010 | 953-1010 | SPA, Enphase Manufacturer Rebate for # 360-0307, End Date 12/31/2017, Max Qty. 800, SPADFN9IAB, 10454 Solar Solutions LLC | -136.76 |  | No | Other | Shippable | 0 |  | Not Applicable as per Item Classification |  | Not Applicable
953-10100 | 953-10100 | SPA, IRONRIDGE Manufacturer Rebate for # 260-0584, End Date 01/00/1900, Max Qty. , IR LOU Krannich West , 203377 Krannich Solar West LLC | -1.3944 |  | No | Other | Shippable | 0 |  | Not Applicable as per Item Classification |  | Not Applicable
953-10101 | 953-10101 | SPA, IRONRIDGE Manufacturer Rebate for # 260-0585, End Date 01/00/1900, Max Qty. , IR LOU Krannich West , 203377 Krannich Solar West LLC | -1.2483 |  | No | Other | Shippable | 0 |  | Not Applicable as per Item Classification |  | Not Applicable
953-10102 | 953-10102 | SPA, IRONRIDGE Manufacturer Rebate for # 260-0875, End Date 01/00/1900, Max Qty. , IR LOU Krannich West , 203377 Krannich Solar West LLC | -0.7346 |  | No | Other | Shippable | 0 |  | Not Applicable as per Item Classification |  | Not Applicable
953-10103 | 953-10103 | SPA, IRONRIDGE Manufacturer Rebate for # 270-0152, End Date 01/00/1900, Max Qty. , IR LOU Krannich West , 203377 Krannich Solar West LLC | -0.33643 |  | No | Other | Shippable | 0 |  | Not Applicable as per Item Classification |  | Not Applicable
953-10104 | 953-10104 | SPA, IRONRIDGE Manufacturer Rebate for # 270-0157, End Date 01/00/1900, Max Qty. , IR LOU Krannich West , 203377 Krannich Solar West LLC | -1.5803 |  | No | Other | Shippable | 0 |  | Not Applicable as per Item Classification |  | Not Applicable
953-10105 | 953-10105 | SPA, IRONRIDGE Manufacturer Rebate for # 270-0158, End Date 01/00/1900, Max Qty. , IR LOU Krannich West , 203377 Krannich Solar West LLC | -1.5803 |  | No | Other | Shippable | 0 |  | Not Applicable as per Item Classification |  | Not Applicable
953-10106 | 953-10106 | SPA, IRONRIDGE Manufacturer Rebate for # 270-0159, End Date 01/00/1900, Max Qty. , IR LOU Krannich West , 203377 Krannich Solar West LLC | -1.5803 |  | No | Other | Shippable | 0 |  | Not Applicable as per Item Classification |  | Not Applicable
953-10107 | 953-10107 | SPA, IRONRIDGE Manufacturer Rebate for # 270-0160, End Date 01/00/1900, Max Qty. , IR LOU Krannich West , 203377 Krannich Solar West LLC | -3.2072 |  | No | Other | Shippable | 0 |  | Not Applicable as per Item Classification |  | Not Applicable
953-10108 | 953-10108 | SPA, IRONRIDGE Manufacturer Rebate for # 270-0161, End Date 01/00/1900, Max Qty. , IR LOU Krannich West , 203377 Krannich Solar West LLC | -1.1582 |  | No | Other | Shippable | 0 |  | Not Applicable as per Item Classification |  | Not Applicable
953-10109 | 953-10109 | SPA, IRONRIDGE Manufacturer Rebate for # 270-0181, End Date 01/00/1900, Max Qty. , IR LOU Krannich West , 203377 Krannich Solar West LLC | -0.346 |  | No | Other | Shippable | 0 |  | Not Applicable as per Item Classification |  | Not Applicable
953-1011 | 953-1011 | SPA, Enphase Manufacturer Rebate for # 360-0216, End Date 12/31/2017, Max Qty. 240, SPADFN9IAB, 10454 Solar Solutions LLC | -8 |  | No | Other | Shippable | 0 |  | Not Applicable as per Item Classification |  | Not Applicable
953-10110 | 953-10110 | SPA, IRONRIDGE Manufacturer Rebate for # 270-0182, End Date 01/00/1900, Max Qty. , IR LOU Krannich West , 203377 Krannich Solar West LLC | -1.6539 |  | No | Other | Shippable | 0 |  | Not Applicable as per Item Classification |  | Not Applicable
953-10111 | 953-10111 | SPA, IRONRIDGE Manufacturer Rebate for # 270-0725, End Date 01/00/1900, Max Qty. , IR LOU Krannich West , 203377 Krannich Solar West LLC | -0.37159 |  | No | Other | Shippable | 0 |  | Not Applicable as per Item Classification |  | Not Applicable
953-10112 | 953-10112 | SPA, IRONRIDGE Manufacturer Rebate for # 270-0746, End Date 01/00/1900, Max Qty. , IR LOU Krannich West , 203377 Krannich Solar West LLC | -2.1674 |  | No | Other | Shippable | 0 |  | Not Applicable as per Item Classification |  | Not Applicable
953-10113 | 953-10113 | SPA, IRONRIDGE Manufacturer Rebate for # 270-0776, End Date 01/00/1900, Max Qty. , IR LOU Krannich West , 203377 Krannich Solar West LLC | -0.19999 |  | No | Other | Shippable | 0 |  | Not Applicable as per Item Classification |  | Not Applicable
953-10114 | 953-10114 | SPA, IRONRIDGE Manufacturer Rebate for # 270-0842, End Date 01/00/1900, Max Qty. , IR LOU Krannich West , 203377 Krannich Solar West LLC | -0.12505 |  | No | Other | Shippable | 0 |  | Not Applicable as per Item Classification |  | Not Applicable
953-10115 | 953-10115 | SPA, IRONRIDGE Manufacturer Rebate for # 270-0870, End Date 01/00/1900, Max Qty. , IR LOU Krannich West , 203377 Krannich Solar West LLC | -0.33143 |  | No | Other | Shippable | 0 |  | Not Applicable as per Item Classification |  | Not Applicable
953-10116 | 953-10116 | SPA, IRONRIDGE Manufacturer Rebate for # 270-0898, End Date 01/00/1900, Max Qty. , IR LOU Krannich West , 203377 Krannich Solar West LLC | -1.3127 |  | No | Other | Shippable | 0 |  | Not Applicable as per Item Classification |  | Not Applicable
953-10117 | 953-10117 | SPA, IRONRIDGE Manufacturer Rebate for # 270-0899, End Date 01/00/1900, Max Qty. , IR LOU Krannich West , 203377 Krannich Solar West LLC | -0.47197 |  | No | Other | Shippable | 0 |  | Not Applicable as per Item Classification |  | Not Applicable
953-10118 | 953-10118 | SPA, IRONRIDGE Manufacturer Rebate for # 270-0900, End Date 01/00/1900, Max Qty. , IR LOU Krannich West , 203377 Krannich Solar West LLC | -0.47197 |  | No | Other | Shippable | 0 |  | Not Applicable as per Item Classification |  | Not Applicable
953-10119 | 953-10119 | SPA, IRONRIDGE Manufacturer Rebate for # 270-0901, End Date 01/00/1900, Max Qty. , IR LOU Krannich West , 203377 Krannich Solar West LLC | -0.47197 |  | No | Other | Shippable | 0 |  | Not Applicable as per Item Classification |  | Not Applicable
953-1012 | 953-1012 | SPA, Enphase Manufacturer Rebate for # 321-0214, End Date 12/31/2017, Max Qty. 5000, SPADFN9IAB, 10454 Solar Solutions LLC | -20.95 |  | No | Other | Shippable | 0 |  | Not Applicable as per Item Classification |  | Not Applicable
953-10120 | 953-10120 | SPA, IRONRIDGE Manufacturer Rebate for # 270-0902, End Date 01/00/1900, Max Qty. , IR LOU Krannich West , 203377 Krannich Solar West LLC | 0.13431 |  | No | Other | Shippable | 0 |  | Not Applicable as per Item Classification |  | Not Applicable
953-10121 | 953-10121 | SPA, IRONRIDGE Manufacturer Rebate for # 270-0941, End Date 01/00/1900, Max Qty. , IR LOU Krannich West , 203377 Krannich Solar West LLC | -0.19808 |  | No | Other | Shippable | 0 |  | Not Applicable as per Item Classification |  | Not Applicable
953-10122 | 953-10122 | SPA, IRONRIDGE Manufacturer Rebate for # 270-0942, End Date 01/00/1900, Max Qty. , IR LOU Krannich West , 203377 Krannich Solar West LLC | -7.3576 |  | No | Other | Shippable | 0 |  | Not Applicable as per Item Classification |  | Not Applicable
953-10123 | 953-10123 | SPA, IRONRIDGE Manufacturer Rebate for # 270-1030, End Date 01/00/1900, Max Qty. , IR LOU Krannich West , 203377 Krannich Solar West LLC | -1.2665 |  | No | Other | Shippable | 0 |  | Not Applicable as per Item Classification |  | Not Applicable
953-10124 | 953-10124 | SPA, IRONRIDGE Manufacturer Rebate for # 270-1032, End Date 01/00/1900, Max Qty. , IR LOU Krannich West , 203377 Krannich Solar West LLC | -2.3391 |  | No | Other | Shippable | 0 |  | Not Applicable as per Item Classification |  | Not Applicable
953-10125 | 953-10125 | SPA, IRONRIDGE Manufacturer Rebate for # 270-1033, End Date 01/00/1900, Max Qty. , IR LOU Krannich West , 203377 Krannich Solar West LLC | -2.5005 |  | No | Other | Shippable | 0 |  | Not Applicable as per Item Classification |  | Not Applicable
953-10126 | 953-10126 | SPA, IRONRIDGE Manufacturer Rebate for # 270-1034, End Date 01/00/1900, Max Qty. , IR LOU Krannich West , 203377 Krannich Solar West LLC | -0.31334 |  | No | Other | Shippable | 0 |  | Not Applicable as per Item Classification |  | Not Applicable
953-10127 | 953-10127 | SPA, IRONRIDGE Manufacturer Rebate for # 270-1044, End Date 01/00/1900, Max Qty. , IR LOU Krannich West , 203377 Krannich Solar West LLC | -0.51986 |  | No | Other | Shippable | 0 |  | Not Applicable as per Item Classification |  | Not Applicable
953-10128 | 953-10128 | SPA, IRONRIDGE Manufacturer Rebate for # 270-1053, End Date 01/00/1900, Max Qty. , IR LOU Krannich West , 203377 Krannich Solar West LLC | -0.31242 |  | No | Other | Shippable | 0 |  | Not Applicable as per Item Classification |  | Not Applicable
953-10129 | 953-10129 | SPA, IRONRIDGE Manufacturer Rebate for # 271-0008, End Date 01/00/1900, Max Qty. , IR LOU Krannich West , 203377 Krannich Solar West LLC | -2.7689 |  | No | Other | Shippable | 0 |  | Not Applicable as per Item Classification |  | Not Applicable
953-1013 | 953-1013 | SPA, Enphase Manufacturer Rebate for # 321-0212, End Date 12/31/2017, Max Qty. 1000, SPADW2YIAR, 2109 KAITANNA SOLAR LLC | -10.09 |  | No | Other | Shippable | 0 |  | Not Applicable as per Item Classification |  | Not Applicable
953-10130 | 953-10130 | SPA, IRONRIDGE Manufacturer Rebate for # 271-0009, End Date 01/00/1900, Max Qty. , IR LOU Krannich West , 203377 Krannich Solar West LLC | -1.5819 |  | No | Other | Shippable | 0 |  | Not Applicable as per Item Classification |  | Not Applicable
953-10131 | 953-10131 | SPA, IRONRIDGE Manufacturer Rebate for # 271-0010, End Date 01/00/1900, Max Qty. , IR LOU Krannich West , 203377 Krannich Solar West LLC | -1.8083 |  | No | Other | Shippable | 0 |  | Not Applicable as per Item Classification |  | Not Applicable
953-10132 | 953-10132 | SPA, IRONRIDGE Manufacturer Rebate for # 271-0011, End Date 01/00/1900, Max Qty. , IR LOU Krannich West , 203377 Krannich Solar West LLC | -1.5819 |  | No | Other | Shippable | 0 |  | Not Applicable as per Item Classification |  | Not Applicable
953-10133 | 953-10133 | SPA, IRONRIDGE Manufacturer Rebate for # 271-0012, End Date 01/00/1900, Max Qty. , IR LOU Krannich West , 203377 Krannich Solar West LLC | -1.5819 |  | No | Other | Shippable | 0 |  | Not Applicable as per Item Classification |  | Not Applicable
953-10134 | 953-10134 | SPA, IRONRIDGE Manufacturer Rebate for # 271-0013, End Date 01/00/1900, Max Qty. , IR LOU Krannich West , 203377 Krannich Solar West LLC | -1.8083 |  | No | Other | Shippable | 0 |  | Not Applicable as per Item Classification |  | Not Applicable
953-10135 | 953-10135 | SPA, IRONRIDGE Manufacturer Rebate for # 271-0014, End Date 01/00/1900, Max Qty. , IR LOU Krannich West , 203377 Krannich Solar West LLC | -1.5819 |  | No | Other | Shippable | 0 |  | Not Applicable as per Item Classification |  | Not Applicable
953-10136 | 953-10136 | SPA, IRONRIDGE Manufacturer Rebate for # 271-0015, End Date 01/00/1900, Max Qty. , IR LOU Krannich West , 203377 Krannich Solar West LLC | -1.5819 |  | No | Other | Shippable | 0 |  | Not Applicable as per Item Classification |  | Not Applicable
953-10137 | 953-10137 | SPA, IRONRIDGE Manufacturer Rebate for # 271-0016, End Date 01/00/1900, Max Qty. , IR LOU Krannich West , 203377 Krannich Solar West LLC | -1.8083 |  | No | Other | Shippable | 0 |  | Not Applicable as per Item Classification |  | Not Applicable
953-10138 | 953-10138 | SPA, IRONRIDGE Manufacturer Rebate for # 271-0017, End Date 01/00/1900, Max Qty. , IR LOU Krannich West , 203377 Krannich Solar West LLC | -1.8083 |  | No | Other | Shippable | 0 |  | Not Applicable as per Item Classification |  | Not Applicable
953-10139 | 953-10139 | SPA, IRONRIDGE Manufacturer Rebate for # 510-0258, End Date 01/00/1900, Max Qty. , IR LOU Krannich West , 203377 Krannich Solar West LLC | -7.5652 |  | No | Other | Shippable | 0 |  | Not Applicable as per Item Classification |  | Not Applicable
953-1014 | 953-1014 | SPA, Enphase Manufacturer Rebate for # 321-0214, End Date 12/31/2017, Max Qty. 1000, SPADW2YIAR, 2109 KAITANNA SOLAR LLC | -9.45 |  | No | Other | Shippable | 0 |  | Not Applicable as per Item Classification |  | Not Applicable
953-10140 | 953-10140 | SPA, IRONRIDGE Manufacturer Rebate for # 510-0286, End Date 01/00/1900, Max Qty. , IR LOU Krannich West , 203377 Krannich Solar West LLC | -5.992 |  | No | Other | Shippable | 0 |  | Not Applicable as per Item Classification |  | Not Applicable
953-10141 | 953-10141 | SPA, IRONRIDGE Manufacturer Rebate for # 510-0287, End Date 01/00/1900, Max Qty. , IR LOU Krannich West , 203377 Krannich Solar West LLC | -3.564 |  | No | Other | Shippable | 0 |  | Not Applicable as per Item Classification |  | Not Applicable
953-10142 | 953-10142 | SPA, IRONRIDGE Manufacturer Rebate for # 550-0170, End Date 01/00/1900, Max Qty. , IR LOU Krannich West , 203377 Krannich Solar West LLC | -0.024994 |  | No | Other | Shippable | 0 |  | Not Applicable as per Item Classification |  | Not Applicable
953-10143 | 953-10143 | SPA, IRONRIDGE Manufacturer Rebate for # 550-0287, End Date 01/00/1900, Max Qty. , IR LOU Krannich West , 203377 Krannich Solar West LLC | -0.087431 |  | No | Other | Shippable | 0 |  | Not Applicable as per Item Classification |  | Not Applicable
953-10144 | 953-10144 | SPA, IRONRIDGE Manufacturer Rebate for # 550-0288, End Date 01/00/1900, Max Qty. , IR LOU Krannich West , 203377 Krannich Solar West LLC | -0.011638 |  | No | Other | Shippable | 0 |  | Not Applicable as per Item Classification |  | Not Applicable
953-10145 | 953-10145 | SPA, IRONRIDGE Manufacturer Rebate for # 550-0382, End Date 01/00/1900, Max Qty. , IR LOU Krannich West , 203377 Krannich Solar West LLC | -1.2986 |  | No | Other | Shippable | 0 |  | Not Applicable as per Item Classification |  | Not Applicable
953-10146 | 953-10146 | SPA, IRONRIDGE Manufacturer Rebate for # 590-0112, End Date 01/00/1900, Max Qty. , IR LOU Krannich West , 203377 Krannich Solar West LLC | -0.59086 |  | No | Other | Shippable | 0 |  | Not Applicable as per Item Classification |  | Not Applicable
953-10147 | 953-10147 | SPA, IRONRIDGE Manufacturer Rebate for # 590-0113, End Date 01/00/1900, Max Qty. , IR LOU Krannich West , 203377 Krannich Solar West LLC | -0.26553 |  | No | Other | Shippable | 0 |  | Not Applicable as per Item Classification |  | Not Applicable
953-10148 | 953-10148 | SPA, IRONRIDGE Manufacturer Rebate for # 590-0115, End Date 01/00/1900, Max Qty. , IR LOU Krannich West , 203377 Krannich Solar West LLC | -0.94702 |  | No | Other | Shippable | 0 |  | Not Applicable as per Item Classification |  | Not Applicable
953-10149 | 953-10149 | SPA, IRONRIDGE Manufacturer Rebate for # 590-0116, End Date 01/00/1900, Max Qty. , IR LOU Krannich West , 203377 Krannich Solar West LLC | -0.50304 |  | No | Other | Shippable | 0 |  | Not Applicable as per Item Classification |  | Not Applicable
953-1015 | 953-1015 | SPA, Enphase Manufacturer Rebate for # 321-0212, End Date 12/31/2017, Max Qty. 1000, SPADRRXIAJ, 88629 American Design and Build | -13.09 |  | No | Other | Shippable | 0 |  | Not Applicable as per Item Classification |  | Not Applicable
953-10150 | 953-10150 | SPA, IRONRIDGE Manufacturer Rebate for # 590-0117, End Date 01/00/1900, Max Qty. , IR LOU Krannich West , 203377 Krannich Solar West LLC | -1.48 |  | No | Other | Shippable | 0 |  | Not Applicable as per Item Classification |  | Not Applicable
953-10151 | 953-10151 | SPA, IRONRIDGE Manufacturer Rebate for # 590-0118, End Date 01/00/1900, Max Qty. , IR LOU Krannich West , 203377 Krannich Solar West LLC | -0.46934 |  | No | Other | Shippable | 0 |  | Not Applicable as per Item Classification |  | Not Applicable
953-10152 | 953-10152 | SPA, IRONRIDGE Manufacturer Rebate for # 590-0119, End Date 01/00/1900, Max Qty. , IR LOU Krannich West , 203377 Krannich Solar West LLC | -0.45715 |  | No | Other | Shippable | 0 |  | Not Applicable as per Item Classification |  | Not Applicable
953-10153 | 953-10153 | SPA, IRONRIDGE Manufacturer Rebate for # 590-0120, End Date 01/00/1900, Max Qty. , IR LOU Krannich West , 203377 Krannich Solar West LLC | -1.0605 |  | No | Other | Shippable | 0 |  | Not Applicable as per Item Classification |  | Not Applicable
953-10154 | 953-10154 | SPA, IRONRIDGE Manufacturer Rebate for # 590-0121, End Date 01/00/1900, Max Qty. , IR LOU Krannich West , 203377 Krannich Solar West LLC | -0.63417 |  | No | Other | Shippable | 0 |  | Not Applicable as per Item Classification |  | Not Applicable
953-10157 | 953-10157 | SPA, IRONRIDGE Manufacturer Rebate for # DS-210-0579, End Date 01/00/1900, Max Qty. , IR LOU Krannich West , 203377 Krannich Solar West LLC | -0.73404 |  | No | Other | Shippable | 0 |  | Not Applicable as per Item Classification |  | Not Applicable
953-10158 | 953-10158 | SPA, IRONRIDGE Manufacturer Rebate for # DS-210-0674, End Date 01/00/1900, Max Qty. , IR LOU Krannich West , 203377 Krannich Solar West LLC | -0.84305 |  | No | Other | Shippable | 0 |  | Not Applicable as per Item Classification |  | Not Applicable
953-1016 | 953-1016 | SPA, Enphase Manufacturer Rebate for # 321-0214, End Date 12/31/2017, Max Qty. 3000, SPADRRXIAJ, 88629 American Design and Build | -17.45 |  | No | Other | Shippable | 0 |  | Not Applicable as per Item Classification |  | Not Applicable
953-10160 | 953-10160 | SPA, IRONRIDGE Manufacturer Rebate for # DS-210-0949, End Date 01/00/1900, Max Qty. , IR LOU Krannich West , 203377 Krannich Solar West LLC | -2.9981 |  | No | Other | Shippable | 0 |  | Not Applicable as per Item Classification |  | Not Applicable
953-10162 | 953-10162 | SPA, IRONRIDGE Manufacturer Rebate for # DS-210-0998, End Date 01/00/1900, Max Qty. , IR LOU Krannich West , 203377 Krannich Solar West LLC | -0.44825 |  | No | Other | Shippable | 0 |  | Not Applicable as per Item Classification |  | Not Applicable
953-10163 | 953-10163 | SPA, IRONRIDGE Manufacturer Rebate for # DS-210-0999, End Date 01/00/1900, Max Qty. , IR LOU Krannich West , 203377 Krannich Solar West LLC | -4.7958 |  | No | Other | Shippable | 0 |  | Not Applicable as per Item Classification |  | Not Applicable
953-10164 | 953-10164 | SPA, IRONRIDGE Manufacturer Rebate for # DS-210-1000, End Date 01/00/1900, Max Qty. , IR LOU Krannich West , 203377 Krannich Solar West LLC | -5.8155 |  | No | Other | Shippable | 0 |  | Not Applicable as per Item Classification |  | Not Applicable
953-10165 | 953-10165 | SPA, IRONRIDGE Manufacturer Rebate for # DS-210-1001, End Date 01/00/1900, Max Qty. , IR LOU Krannich West , 203377 Krannich Solar West LLC | -5.261 |  | No | Other | Shippable | 0 |  | Not Applicable as per Item Classification |  | Not Applicable
953-10166 | 953-10166 | SPA, IRONRIDGE Manufacturer Rebate for # DS-210-1002, End Date 01/00/1900, Max Qty. , IR LOU Krannich West , 203377 Krannich Solar West LLC | -6.0305 |  | No | Other | Shippable | 0 |  | Not Applicable as per Item Classification |  | Not Applicable
953-10167 | 953-10167 | SPA, IRONRIDGE Manufacturer Rebate for # DS-210-1003, End Date 01/00/1900, Max Qty. , IR LOU Krannich West , 203377 Krannich Solar West LLC | -6.7057 |  | No | Other | Shippable | 0 |  | Not Applicable as per Item Classification |  | Not Applicable
953-10168 | 953-10168 | SPA, IRONRIDGE Manufacturer Rebate for # DS-210-1004, End Date 01/00/1900, Max Qty. , IR LOU Krannich West , 203377 Krannich Solar West LLC | -7.6921 |  | No | Other | Shippable | 0 |  | Not Applicable as per Item Classification |  | Not Applicable
953-10169 | 953-10169 | SPA, IRONRIDGE Manufacturer Rebate for # DS-210-1005, End Date 01/00/1900, Max Qty. , IR LOU Krannich West , 203377 Krannich Solar West LLC | -8.1494 |  | No | Other | Shippable | 0 |  | Not Applicable as per Item Classification |  | Not Applicable
953-1017 | 953-1017 | SPA, Enphase Manufacturer Rebate for # 570-1157, End Date 12/31/2017, Max Qty. 60, SPADRRXIAJ, 88629 American Design and Build | -157.65 |  | No | Other | Shippable | 0 |  | Not Applicable as per Item Classification |  | Not Applicable
953-10170 | 953-10170 | SPA, IRONRIDGE Manufacturer Rebate for # DS-210-1006, End Date 01/00/1900, Max Qty. , IR LOU Krannich West , 203377 Krannich Solar West LLC | -9.344 |  | No | Other | Shippable | 0 |  | Not Applicable as per Item Classification |  | Not Applicable
953-10171 | 953-10171 | SPA, IRONRIDGE Manufacturer Rebate for # DS-210-1007, End Date 01/00/1900, Max Qty. , IR LOU Krannich West , 203377 Krannich Solar West LLC | -8.3885 |  | No | Other | Shippable | 0 |  | Not Applicable as per Item Classification |  | Not Applicable
953-10172 | 953-10172 | SPA, IRONRIDGE Manufacturer Rebate for # DS-210-1008, End Date 01/00/1900, Max Qty. , IR LOU Krannich West , 203377 Krannich Solar West LLC | -10.6818 |  | No | Other | Shippable | 0 |  | Not Applicable as per Item Classification |  | Not Applicable
953-10173 | 953-10173 | SPA, IRONRIDGE Manufacturer Rebate for # DS-210-1009, End Date 01/00/1900, Max Qty. , IR LOU Krannich West , 203377 Krannich Solar West LLC | -12.951 |  | No | Other | Shippable | 0 |  | Not Applicable as per Item Classification |  | Not Applicable
953-10175 | 953-10175 | SPA, IRONRIDGE Manufacturer Rebate for # DS-210-1025, End Date 01/00/1900, Max Qty. , IR LOU Krannich West , 203377 Krannich Solar West LLC | -0.5355 |  | No | Other | Shippable | 0 |  | Not Applicable as per Item Classification |  | Not Applicable
953-10176 | 953-10176 | SPA, IRONRIDGE Manufacturer Rebate for # DS-210-1026, End Date 01/00/1900, Max Qty. , IR LOU Krannich West , 203377 Krannich Solar West LLC | -5.6179 |  | No | Other | Shippable | 0 |  | Not Applicable as per Item Classification |  | Not Applicable
953-10177 | 953-10177 | SPA, IRONRIDGE Manufacturer Rebate for # DS-210-1027, End Date 01/00/1900, Max Qty. , IR LOU Krannich West , 203377 Krannich Solar West LLC | -0.82135 |  | No | Other | Shippable | 0 |  | Not Applicable as per Item Classification |  | Not Applicable
953-10178 | 953-10178 | SPA, IRONRIDGE Manufacturer Rebate for # DS-210-1040, End Date 01/00/1900, Max Qty. , IR LOU Krannich West , 203377 Krannich Solar West LLC | -1.2158 |  | No | Other | Shippable | 0 |  | Not Applicable as per Item Classification |  | Not Applicable
953-10179 | 953-10179 | SPA, IRONRIDGE Manufacturer Rebate for # DS-210-1042, End Date 01/00/1900, Max Qty. , IR LOU Krannich West , 203377 Krannich Solar West LLC | -1.2158 |  | No | Other | Shippable | 0 |  | Not Applicable as per Item Classification |  | Not Applicable
953-1018 | 953-1018 | SPA, Enphase Manufacturer Rebate for # 321-0208, End Date 12/31/2017, Max Qty. 1000, SPADRRXIAJ, 88629 American Design and Build | -42.05 |  | No | Other | Shippable | 0 |  | Not Applicable as per Item Classification |  | Not Applicable
953-10180 | 953-10180 | SPA, IRONRIDGE Manufacturer Rebate for # DS-210-1044, End Date 01/00/1900, Max Qty. , IR LOU Krannich West , 203377 Krannich Solar West LLC | -1.2158 |  | No | Other | Shippable | 0 |  | Not Applicable as per Item Classification |  | Not Applicable
953-10183 | 953-10183 | SPA, IRONRIDGE Manufacturer Rebate for # DS-210-1066, End Date 01/00/1900, Max Qty. , IR LOU Krannich West , 203377 Krannich Solar West LLC | -8.297 |  | No | Other | Shippable | 0 |  | Not Applicable as per Item Classification |  | Not Applicable
953-1019 | 953-1019 | SPA, Enphase Manufacturer Rebate for # 360-0219, End Date 12/31/2017, Max Qty. 2000, SPADRRXIAJ, 88629 American Design and Build | -7.9 |  | No | Other | Shippable | 0 |  | Not Applicable as per Item Classification |  | Not Applicable
953-10191 | 953-10191 | SPA, IRONRIDGE Manufacturer Rebate for # DS-211-0042, End Date 01/00/1900, Max Qty. , IR LOU Krannich West , 203377 Krannich Solar West LLC | -0.33608 |  | No | Other | Shippable | 0 |  | Not Applicable as per Item Classification |  | Not Applicable
953-10192 | 953-10192 | SPA, IRONRIDGE Manufacturer Rebate for # DS-211-0057, End Date 01/00/1900, Max Qty. , IR LOU Krannich West , 203377 Krannich Solar West LLC | -0.10504 |  | No | Other | Shippable | 0 |  | Not Applicable as per Item Classification |  | Not Applicable
953-10193 | 953-10193 | SPA, IRONRIDGE Manufacturer Rebate for # DS-211-0058, End Date 01/00/1900, Max Qty. , IR LOU Krannich West , 203377 Krannich Solar West LLC | -0.11431 |  | No | Other | Shippable | 0 |  | Not Applicable as per Item Classification |  | Not Applicable
953-10194 | 953-10194 | SPA, IRONRIDGE Manufacturer Rebate for # DS-211-0061, End Date 01/00/1900, Max Qty. , IR LOU Krannich West , 203377 Krannich Solar West LLC | -0.063962 |  | No | Other | Shippable | 0 |  | Not Applicable as per Item Classification |  | Not Applicable
953-10195 | 953-10195 | SPA, IRONRIDGE Manufacturer Rebate for # DS-211-0095, End Date 01/00/1900, Max Qty. , IR LOU Krannich West , 203377 Krannich Solar West LLC | -0.67572 |  | No | Other | Shippable | 0 |  | Not Applicable as per Item Classification |  | Not Applicable
953-10196 | 953-10196 | SPA, IRONRIDGE Manufacturer Rebate for # DS-211-0096, End Date 01/00/1900, Max Qty. , IR LOU Krannich West , 203377 Krannich Solar West LLC | -0.80145 |  | No | Other | Shippable | 0 |  | Not Applicable as per Item Classification |  | Not Applicable
953-10199 | 953-10199 | SPA, IRONRIDGE Manufacturer Rebate for # DS-211-0240, End Date 01/00/1900, Max Qty. , IR LOU Krannich West , 203377 Krannich Solar West LLC | -0.95213 |  | No | Other | Shippable | 0 |  | Not Applicable as per Item Classification |  | Not Applicable
953-1020 | 953-1020 | SPA, Enphase Manufacturer Rebate for # 360-0217, End Date 12/31/2017, Max Qty. 3600, SPADRRXIAJ, 88629 American Design and Build | -7.9 |  | No | Other | Shippable | 0 |  | Not Applicable as per Item Classification |  | Not Applicable
953-10202 | 953-10202 | SPA, IRONRIDGE Manufacturer Rebate for # DS-211-0463, End Date 01/00/1900, Max Qty. , IR LOU Krannich West , 203377 Krannich Solar West LLC | -2.0849 |  | No | Other | Shippable | 0 |  | Not Applicable as per Item Classification |  | Not Applicable
953-10203 | 953-10203 | SPA, IRONRIDGE Manufacturer Rebate for # DS-211-0481, End Date 01/00/1900, Max Qty. , IR LOU Krannich West , 203377 Krannich Solar West LLC | -4.849 |  | No | Other | Shippable | 0 |  | Not Applicable as per Item Classification |  | Not Applicable
953-10204 | 953-10204 | SPA, IRONRIDGE Manufacturer Rebate for # DS-211-0482, End Date 01/00/1900, Max Qty. , IR LOU Krannich West , 203377 Krannich Solar West LLC | -5.1416 |  | No | Other | Shippable | 0 |  | Not Applicable as per Item Classification |  | Not Applicable
953-10205 | 953-10205 | SPA, IRONRIDGE Manufacturer Rebate for # DS-211-0483, End Date 01/00/1900, Max Qty. , IR LOU Krannich West , 203377 Krannich Solar West LLC | -5.5095 |  | No | Other | Shippable | 0 |  | Not Applicable as per Item Classification |  | Not Applicable
953-10206 | 953-10206 | SPA, IRONRIDGE Manufacturer Rebate for # DS-211-0484, End Date 01/00/1900, Max Qty. , IR LOU Krannich West , 203377 Krannich Solar West LLC | -5.795 |  | No | Other | Shippable | 0 |  | Not Applicable as per Item Classification |  | Not Applicable
953-10207 | 953-10207 | SPA, IRONRIDGE Manufacturer Rebate for # DS-211-0485, End Date 01/00/1900, Max Qty. , IR LOU Krannich West , 203377 Krannich Solar West LLC | -6.0853 |  | No | Other | Shippable | 0 |  | Not Applicable as per Item Classification |  | Not Applicable
953-10208 | 953-10208 | SPA, IRONRIDGE Manufacturer Rebate for # DS-211-0497, End Date 01/00/1900, Max Qty. , IR LOU Krannich West , 203377 Krannich Solar West LLC | -1.8874 |  | No | Other | Shippable | 0 |  | Not Applicable as per Item Classification |  | Not Applicable
953-10209 | 953-10209 | SPA, IRONRIDGE Manufacturer Rebate for # DS-211-0498, End Date 01/00/1900, Max Qty. , IR LOU Krannich West , 203377 Krannich Solar West LLC | -2.1271 |  | No | Other | Shippable | 0 |  | Not Applicable as per Item Classification |  | Not Applicable
953-1021 | 953-1021 | SPA, Enphase Manufacturer Rebate for # 570-1106, End Date 12/31/2017, Max Qty. 10, SPADRRXIAJ, 88629 American Design and Build | -61.76 |  | No | Other | Shippable | 0 |  | Not Applicable as per Item Classification |  | Not Applicable
953-10210 | 953-10210 | SPA, IRONRIDGE Manufacturer Rebate for # DS-211-0501, End Date 01/00/1900, Max Qty. , IR LOU Krannich West , 203377 Krannich Solar West LLC | -2.3767 |  | No | Other | Shippable | 0 |  | Not Applicable as per Item Classification |  | Not Applicable
953-10212 | 953-10212 | SPA, IRONRIDGE Manufacturer Rebate for # DS-212-0000, End Date 01/00/1900, Max Qty. , IR LOU Krannich West , 203377 Krannich Solar West LLC | -1.206 |  | No | Other | Shippable | 0 |  | Not Applicable as per Item Classification |  | Not Applicable
953-10214 | 953-10214 | SPA, IRONRIDGE Manufacturer Rebate for # DS-212-0002, End Date 01/00/1900, Max Qty. , IR LOU Krannich West , 203377 Krannich Solar West LLC | -2.1973 |  | No | Other | Shippable | 0 |  | Not Applicable as per Item Classification |  | Not Applicable
953-10215 | 953-10215 | SPA, IRONRIDGE Manufacturer Rebate for # DS-212-0003, End Date 01/00/1900, Max Qty. , IR LOU Krannich West , 203377 Krannich Solar West LLC | -2.3087 |  | No | Other | Shippable | 0 |  | Not Applicable as per Item Classification |  | Not Applicable
953-10216 | 953-10216 | SPA, IRONRIDGE Manufacturer Rebate for # DS-212-0004, End Date 01/00/1900, Max Qty. , IR LOU Krannich West , 203377 Krannich Solar West LLC | -2.3218 |  | No | Other | Shippable | 0 |  | Not Applicable as per Item Classification |  | Not Applicable
953-10217 | 953-10217 | SPA, IRONRIDGE Manufacturer Rebate for # DS-212-0005, End Date 01/00/1900, Max Qty. , IR LOU Krannich West , 203377 Krannich Solar West LLC | -2.3218 |  | No | Other | Shippable | 0 |  | Not Applicable as per Item Classification |  | Not Applicable
953-10218 | 953-10218 | SPA, IRONRIDGE Manufacturer Rebate for # DS-220-0349, End Date 01/00/1900, Max Qty. , IR LOU Krannich West , 203377 Krannich Solar West LLC | -7.1901 |  | No | Other | Shippable | 0 |  | Not Applicable as per Item Classification |  | Not Applicable
953-10219 | 953-10219 | SPA, IRONRIDGE Manufacturer Rebate for # DS-220-0350, End Date 01/00/1900, Max Qty. , IR LOU Krannich West , 203377 Krannich Solar West LLC | -9.3441 |  | No | Other | Shippable | 0 |  | Not Applicable as per Item Classification |  | Not Applicable
953-1022 | 953-1022 | SPA, Enphase Manufacturer Rebate for # 570-1107, End Date 12/31/2017, Max Qty. 10, SPADRRXIAJ, 88629 American Design and Build | -120 |  | No | Other | Shippable | 0 |  | Not Applicable as per Item Classification |  | Not Applicable
953-10220 | 953-10220 | SPA, IRONRIDGE Manufacturer Rebate for # DS-220-0359, End Date 01/00/1900, Max Qty. , IR LOU Krannich West , 203377 Krannich Solar West LLC | -25.4165 |  | No | Other | Shippable | 0 |  | Not Applicable as per Item Classification |  | Not Applicable
953-10221 | 953-10221 | SPA, IRONRIDGE Manufacturer Rebate for # DS-220-0360, End Date 01/00/1900, Max Qty. , IR LOU Krannich West , 203377 Krannich Solar West LLC | -29.4317 |  | No | Other | Shippable | 0 |  | Not Applicable as per Item Classification |  | Not Applicable
953-10222 | 953-10222 | SPA, IRONRIDGE Manufacturer Rebate for # DS-220-0361, End Date 01/00/1900, Max Qty. , IR LOU Krannich West , 203377 Krannich Solar West LLC | -38.1297 |  | No | Other | Shippable | 0 |  | Not Applicable as per Item Classification |  | Not Applicable
953-10223 | 953-10223 | SPA, IRONRIDGE Manufacturer Rebate for # DS-220-0714, End Date 01/00/1900, Max Qty. , IR LOU Krannich West , 203377 Krannich Solar West LLC | -32.1019 |  | No | Other | Shippable | 0 |  | Not Applicable as per Item Classification |  | Not Applicable
953-10224 | 953-10224 | SPA, IRONRIDGE Manufacturer Rebate for # DS-220-0715, End Date 01/00/1900, Max Qty. , IR LOU Krannich West , 203377 Krannich Solar West LLC | -2.0058 |  | No | Other | Shippable | 0 |  | Not Applicable as per Item Classification |  | Not Applicable
953-10225 | 953-10225 | SPA, IRONRIDGE Manufacturer Rebate for # DS-220-0716, End Date 01/00/1900, Max Qty. , IR LOU Krannich West , 203377 Krannich Solar West LLC | -2.0058 |  | No | Other | Shippable | 0 |  | Not Applicable as per Item Classification |  | Not Applicable
953-10226 | 953-10226 | SPA, IRONRIDGE Manufacturer Rebate for # DS-250-1051, End Date 01/00/1900, Max Qty. , IR LOU Krannich West , 203377 Krannich Solar West LLC | -7.9602 |  | No | Other | Shippable | 0 |  | Not Applicable as per Item Classification |  | Not Applicable
953-10227 | 953-10227 | SPA, IRONRIDGE Manufacturer Rebate for # DS-250-1052, End Date 01/00/1900, Max Qty. , IR LOU Krannich West , 203377 Krannich Solar West LLC | -7.9602 |  | No | Other | Shippable | 0 |  | Not Applicable as per Item Classification |  | Not Applicable
953-10228 | 953-10228 | SPA, IRONRIDGE Manufacturer Rebate for # DS-250-1053, End Date 01/00/1900, Max Qty. , IR LOU Krannich West , 203377 Krannich Solar West LLC | -15.1006 |  | No | Other | Shippable | 0 |  | Not Applicable as per Item Classification |  | Not Applicable
953-10229 | 953-10229 | SPA, IRONRIDGE Manufacturer Rebate for # DS-250-1054, End Date 01/00/1900, Max Qty. , IR LOU Krannich West , 203377 Krannich Solar West LLC | -0.44574 |  | No | Other | Shippable | 0 |  | Not Applicable as per Item Classification |  | Not Applicable
953-1023 | 953-1023 | SPA, Enphase Manufacturer Rebate for # 360-0216, End Date 12/31/2017, Max Qty. 240, SPADRRXIAJ, 88629 American Design and Build | -9 |  | No | Other | Shippable | 0 |  | Not Applicable as per Item Classification |  | Not Applicable
953-10230 | 953-10230 | SPA, IRONRIDGE Manufacturer Rebate for # DS-250-1055, End Date 01/00/1900, Max Qty. , IR LOU Krannich West , 203377 Krannich Solar West LLC | -2.0182 |  | No | Other | Shippable | 0 |  | Not Applicable as per Item Classification |  | Not Applicable
953-10231 | 953-10231 | SPA, IRONRIDGE Manufacturer Rebate for # DS-260-0093, End Date 01/00/1900, Max Qty. , IR LOU Krannich West , 203377 Krannich Solar West LLC | -0.49407 |  | No | Other | Shippable | 0 |  | Not Applicable as per Item Classification |  | Not Applicable
953-10232 | 953-10232 | SPA, IRONRIDGE Manufacturer Rebate for # DS-260-0099, End Date 01/00/1900, Max Qty. , IR LOU Krannich West , 203377 Krannich Solar West LLC | -0.51487 |  | No | Other | Shippable | 0 |  | Not Applicable as per Item Classification |  | Not Applicable
953-10233 | 953-10233 | SPA, IRONRIDGE Manufacturer Rebate for # DS-260-0101, End Date 01/00/1900, Max Qty. , IR LOU Krannich West , 203377 Krannich Solar West LLC | -0.93285 |  | No | Other | Shippable | 0 |  | Not Applicable as per Item Classification |  | Not Applicable
953-10234 | 953-10234 | SPA, IRONRIDGE Manufacturer Rebate for # DS-260-0102, End Date 01/00/1900, Max Qty. , IR LOU Krannich West , 203377 Krannich Solar West LLC | -0.99706 |  | No | Other | Shippable | 0 |  | Not Applicable as per Item Classification |  | Not Applicable
953-10235 | 953-10235 | SPA, IRONRIDGE Manufacturer Rebate for # DS-260-0103, End Date 01/00/1900, Max Qty. , IR LOU Krannich West , 203377 Krannich Solar West LLC | -0.29806 |  | No | Other | Shippable | 0 |  | Not Applicable as per Item Classification |  | Not Applicable
953-10236 | 953-10236 | SPA, IRONRIDGE Manufacturer Rebate for # DS-260-0104, End Date 01/00/1900, Max Qty. , IR LOU Krannich West , 203377 Krannich Solar West LLC | -0.08563 |  | No | Other | Shippable | 0 |  | Not Applicable as per Item Classification |  | Not Applicable
953-10237 | 953-10237 | SPA, IRONRIDGE Manufacturer Rebate for # DS-260-0105, End Date 01/00/1900, Max Qty. , IR LOU Krannich West , 203377 Krannich Solar West LLC | -0.14806 |  | No | Other | Shippable | 0 |  | Not Applicable as per Item Classification |  | Not Applicable
953-10238 | 953-10238 | SPA, IRONRIDGE Manufacturer Rebate for # DS-260-0106, End Date 01/00/1900, Max Qty. , IR LOU Krannich West , 203377 Krannich Solar West LLC | -0.31563 |  | No | Other | Shippable | 0 |  | Not Applicable as per Item Classification |  | Not Applicable
953-10239 | 953-10239 | SPA, IRONRIDGE Manufacturer Rebate for # DS-260-0107, End Date 01/00/1900, Max Qty. , IR LOU Krannich West , 203377 Krannich Solar West LLC | -0.29806 |  | No | Other | Shippable | 0 |  | Not Applicable as per Item Classification |  | Not Applicable
953-1024 | 953-1024 | SPA, Enphase Manufacturer Rebate for # 360-0218, End Date 12/31/2017, Max Qty. 240, SPADRRXIAJ, 88629 American Design and Build | -9 |  | No | Other | Shippable | 0 |  | Not Applicable as per Item Classification |  | Not Applicable
953-10240 | 953-10240 | SPA, IRONRIDGE Manufacturer Rebate for # DS-260-0108, End Date 01/00/1900, Max Qty. , IR LOU Krannich West , 203377 Krannich Solar West LLC | -0.31563 |  | No | Other | Shippable | 0 |  | Not Applicable as per Item Classification |  | Not Applicable
953-10241 | 953-10241 | SPA, IRONRIDGE Manufacturer Rebate for # DS-260-0109, End Date 01/00/1900, Max Qty. , IR LOU Krannich West , 203377 Krannich Solar West LLC | -0.29806 |  | No | Other | Shippable | 0 |  | Not Applicable as per Item Classification |  | Not Applicable
953-10242 | 953-10242 | SPA, IRONRIDGE Manufacturer Rebate for # DS-260-0110, End Date 01/00/1900, Max Qty. , IR LOU Krannich West , 203377 Krannich Solar West LLC | -0.31563 |  | No | Other | Shippable | 0 |  | Not Applicable as per Item Classification |  | Not Applicable
953-10243 | 953-10243 | SPA, IRONRIDGE Manufacturer Rebate for # DS-260-0111, End Date 01/00/1900, Max Qty. , IR LOU Krannich West , 203377 Krannich Solar West LLC | -0.29806 |  | No | Other | Shippable | 0 |  | Not Applicable as per Item Classification |  | Not Applicable
953-10244 | 953-10244 | SPA, IRONRIDGE Manufacturer Rebate for # DS-260-0112, End Date 01/00/1900, Max Qty. , IR LOU Krannich West , 203377 Krannich Solar West LLC | -0.08563 |  | No | Other | Shippable | 0 |  | Not Applicable as per Item Classification |  | Not Applicable
953-10245 | 953-10245 | SPA, IRONRIDGE Manufacturer Rebate for # DS-260-0113, End Date 01/00/1900, Max Qty. , IR LOU Krannich West , 203377 Krannich Solar West LLC | -0.29806 |  | No | Other | Shippable | 0 |  | Not Applicable as per Item Classification |  | Not Applicable
953-10246 | 953-10246 | SPA, IRONRIDGE Manufacturer Rebate for # DS-260-0114, End Date 01/00/1900, Max Qty. , IR LOU Krannich West , 203377 Krannich Solar West LLC | -0.31563 |  | No | Other | Shippable | 0 |  | Not Applicable as per Item Classification |  | Not Applicable
953-10249 | 953-10249 | SPA, IRONRIDGE Manufacturer Rebate for # DS-260-0117, End Date 01/00/1900, Max Qty. , IR LOU Krannich West , 203377 Krannich Solar West LLC | -0.29806 |  | No | Other | Shippable | 0 |  | Not Applicable as per Item Classification |  | Not Applicable
953-1025 | 953-1025 | SPA, ENPHASE Manufacturer Rebate for # 321-0212, End Date 12/31/2017, Max Qty. 500, SPAD9GBMIA5, 4970 R & R Solar Supply | -11.09 |  | No | Other | Shippable | 0 |  | Not Applicable as per Item Classification |  | Not Applicable
953-10250 | 953-10250 | SPA, IRONRIDGE Manufacturer Rebate for # DS-260-0118, End Date 01/00/1900, Max Qty. , IR LOU Krannich West , 203377 Krannich Solar West LLC | -0.31563 |  | No | Other | Shippable | 0 |  | Not Applicable as per Item Classification |  | Not Applicable
953-10251 | 953-10251 | SPA, IRONRIDGE Manufacturer Rebate for # DS-260-0169, End Date 01/00/1900, Max Qty. , IR LOU Krannich West , 203377 Krannich Solar West LLC | -0.40024 |  | No | Other | Shippable | 0 |  | Not Applicable as per Item Classification |  | Not Applicable
953-10252 | 953-10252 | SPA, IRONRIDGE Manufacturer Rebate for # DS-260-0170, End Date 01/00/1900, Max Qty. , IR LOU Krannich West , 203377 Krannich Solar West LLC | -0.40024 |  | No | Other | Shippable | 0 |  | Not Applicable as per Item Classification |  | Not Applicable
953-10253 | 953-10253 | SPA, IRONRIDGE Manufacturer Rebate for # DS-260-0171, End Date 01/00/1900, Max Qty. , IR LOU Krannich West , 203377 Krannich Solar West LLC | -0.40024 |  | No | Other | Shippable | 0 |  | Not Applicable as per Item Classification |  | Not Applicable
953-10254 | 953-10254 | SPA, IRONRIDGE Manufacturer Rebate for # DS-260-0172, End Date 01/00/1900, Max Qty. , IR LOU Krannich West , 203377 Krannich Solar West LLC | -0.40024 |  | No | Other | Shippable | 0 |  | Not Applicable as per Item Classification |  | Not Applicable
953-10255 | 953-10255 | SPA, IRONRIDGE Manufacturer Rebate for # DS-260-0173, End Date 01/00/1900, Max Qty. , IR LOU Krannich West , 203377 Krannich Solar West LLC | -0.40024 |  | No | Other | Shippable | 0 |  | Not Applicable as per Item Classification |  | Not Applicable
953-10256 | 953-10256 | SPA, IRONRIDGE Manufacturer Rebate for # DS-260-0174, End Date 01/00/1900, Max Qty. , IR LOU Krannich West , 203377 Krannich Solar West LLC | -0.40024 |  | No | Other | Shippable | 0 |  | Not Applicable as per Item Classification |  | Not Applicable
953-10257 | 953-10257 | SPA, IRONRIDGE Manufacturer Rebate for # DS-260-0175, End Date 01/00/1900, Max Qty. , IR LOU Krannich West , 203377 Krannich Solar West LLC | -0.50656 |  | No | Other | Shippable | 0 |  | Not Applicable as per Item Classification |  | Not Applicable
953-10258 | 953-10258 | SPA, IRONRIDGE Manufacturer Rebate for # DS-260-0281, End Date 01/00/1900, Max Qty. , IR LOU Krannich West , 203377 Krannich Solar West LLC | -1.0299 |  | No | Other | Shippable | 0 |  | Not Applicable as per Item Classification |  | Not Applicable
953-1026 | 953-1026 | SPA, ENPHASE Manufacturer Rebate for # 321-0214, End Date 12/31/2017, Max Qty. 600, SPAD9GBMIA5, 4971 R & R Solar Supply | -7.45 |  | No | Other | Shippable | 0 |  | Not Applicable as per Item Classification |  | Not Applicable
953-10260 | 953-10260 | SPA, IRONRIDGE Manufacturer Rebate for # DS-260-0584, End Date 01/00/1900, Max Qty. , IR LOU Krannich West , 203377 Krannich Solar West LLC | -2.0918 |  | No | Other | Shippable | 0 |  | Not Applicable as per Item Classification |  | Not Applicable
953-10261 | 953-10261 | SPA, IRONRIDGE Manufacturer Rebate for # DS-260-0585, End Date 01/00/1900, Max Qty. , IR LOU Krannich West , 203377 Krannich Solar West LLC | -1.8738 |  | No | Other | Shippable | 0 |  | Not Applicable as per Item Classification |  | Not Applicable
953-10263 | 953-10263 | SPA, IRONRIDGE Manufacturer Rebate for # DS-270-0152, End Date 01/00/1900, Max Qty. , IR LOU Krannich West , 203377 Krannich Solar West LLC | -0.41127 |  | No | Other | Shippable | 0 |  | Not Applicable as per Item Classification |  | Not Applicable
953-10264 | 953-10264 | SPA, IRONRIDGE Manufacturer Rebate for # DS-270-0157, End Date 01/00/1900, Max Qty. , IR LOU Krannich West , 203377 Krannich Solar West LLC | -2.3724 |  | No | Other | Shippable | 0 |  | Not Applicable as per Item Classification |  | Not Applicable
953-10265 | 953-10265 | SPA, IRONRIDGE Manufacturer Rebate for # DS-270-0158, End Date 01/00/1900, Max Qty. , IR LOU Krannich West , 203377 Krannich Solar West LLC | -2.3724 |  | No | Other | Shippable | 0 |  | Not Applicable as per Item Classification |  | Not Applicable
953-10266 | 953-10266 | SPA, IRONRIDGE Manufacturer Rebate for # DS-270-0159, End Date 01/00/1900, Max Qty. , IR LOU Krannich West , 203377 Krannich Solar West LLC | -2.3724 |  | No | Other | Shippable | 0 |  | Not Applicable as per Item Classification |  | Not Applicable
953-10267 | 953-10267 | SPA, IRONRIDGE Manufacturer Rebate for # DS-270-0160, End Date 01/00/1900, Max Qty. , IR LOU Krannich West , 203377 Krannich Solar West LLC | -3.931 |  | No | Other | Shippable | 0 |  | Not Applicable as per Item Classification |  | Not Applicable
953-10268 | 953-10268 | SPA, IRONRIDGE Manufacturer Rebate for # DS-270-0161, End Date 01/00/1900, Max Qty. , IR LOU Krannich West , 203377 Krannich Solar West LLC | -1.9724 |  | No | Other | Shippable | 0 |  | Not Applicable as per Item Classification |  | Not Applicable
953-1027 | 953-1027 | SPA, Enphase Manufacturer Rebate for # 321-0214, End Date 12/31/2017, Max Qty. 2000, SPADUMZIAB, 30870 Icon Solar Power | -11.45 |  | No | Other | Shippable | 0 |  | Not Applicable as per Item Classification |  | Not Applicable
953-10270 | 953-10270 | SPA, IRONRIDGE Manufacturer Rebate for # DS-270-0182, End Date 01/00/1900, Max Qty. , IR LOU Krannich West , 203377 Krannich Solar West LLC | -2.4852 |  | No | Other | Shippable | 0 |  | Not Applicable as per Item Classification |  | Not Applicable
953-10271 | 953-10271 | SPA, IRONRIDGE Manufacturer Rebate for # DS-270-0725, End Date 01/00/1900, Max Qty. , IR LOU Krannich West , 203377 Krannich Solar West LLC | -1.8559 |  | No | Other | Shippable | 0 |  | Not Applicable as per Item Classification |  | Not Applicable
953-10272 | 953-10272 | SPA, IRONRIDGE Manufacturer Rebate for # DS-270-0746, End Date 01/00/1900, Max Qty. , IR LOU Krannich West , 203377 Krannich Solar West LLC | -4.3231 |  | No | Other | Shippable | 0 |  | Not Applicable as per Item Classification |  | Not Applicable
953-10273 | 953-10273 | SPA, IRONRIDGE Manufacturer Rebate for # DS-270-0776, End Date 01/00/1900, Max Qty. , IR LOU Krannich West , 203377 Krannich Solar West LLC | -0.98521 |  | No | Other | Shippable | 0 |  | Not Applicable as per Item Classification |  | Not Applicable
953-10275 | 953-10275 | SPA, IRONRIDGE Manufacturer Rebate for # DS-270-0870, End Date 01/00/1900, Max Qty. , IR LOU Krannich West , 203377 Krannich Solar West LLC | -1.6499 |  | No | Other | Shippable | 0 |  | Not Applicable as per Item Classification |  | Not Applicable
953-10276 | 953-10276 | SPA, IRONRIDGE Manufacturer Rebate for # DS-270-0898, End Date 01/00/1900, Max Qty. , IR LOU Krannich West , 203377 Krannich Solar West LLC | -2.3062 |  | No | Other | Shippable | 0 |  | Not Applicable as per Item Classification |  | Not Applicable
953-10277 | 953-10277 | SPA, IRONRIDGE Manufacturer Rebate for # DS-270-0899, End Date 01/00/1900, Max Qty. , IR LOU Krannich West , 203377 Krannich Solar West LLC | -1.238 |  | No | Other | Shippable | 0 |  | Not Applicable as per Item Classification |  | Not Applicable
953-10278 | 953-10278 | SPA, IRONRIDGE Manufacturer Rebate for # DS-270-0900, End Date 01/00/1900, Max Qty. , IR LOU Krannich West , 203377 Krannich Solar West LLC | -1.238 |  | No | Other | Shippable | 0 |  | Not Applicable as per Item Classification |  | Not Applicable
953-10279 | 953-10279 | SPA, IRONRIDGE Manufacturer Rebate for # DS-270-0901, End Date 01/00/1900, Max Qty. , IR LOU Krannich West , 203377 Krannich Solar West LLC | -1.238 |  | No | Other | Shippable | 0 |  | Not Applicable as per Item Classification |  | Not Applicable
953-1028 | 953-1028 | SPA, Enphase Manufacturer Rebate for # 321-0212, End Date 12/31/2017, Max Qty. 1000, SPADUMZIAB, 30870 Icon Solar Power | -20.09 |  | No | Other | Shippable | 0 |  | Not Applicable as per Item Classification |  | Not Applicable
953-10280 | 953-10280 | SPA, IRONRIDGE Manufacturer Rebate for # DS-270-0902, End Date 01/00/1900, Max Qty. , IR LOU Krannich West , 203377 Krannich Solar West LLC | -0.30504 |  | No | Other | Shippable | 0 |  | Not Applicable as per Item Classification |  | Not Applicable
953-10281 | 953-10281 | SPA, IRONRIDGE Manufacturer Rebate for # DS-270-0941, End Date 01/00/1900, Max Qty. , IR LOU Krannich West , 203377 Krannich Solar West LLC | -0.51855 |  | No | Other | Shippable | 0 |  | Not Applicable as per Item Classification |  | Not Applicable
953-10282 | 953-10282 | SPA, IRONRIDGE Manufacturer Rebate for # DS-270-0942, End Date 01/00/1900, Max Qty. , IR LOU Krannich West , 203377 Krannich Solar West LLC | -11.0465 |  | No | Other | Shippable | 0 |  | Not Applicable as per Item Classification |  | Not Applicable
953-10285 | 953-10285 | SPA, IRONRIDGE Manufacturer Rebate for # DS-270-1033, End Date 01/00/1900, Max Qty. , IR LOU Krannich West , 203377 Krannich Solar West LLC | -3.065 |  | No | Other | Shippable | 0 |  | Not Applicable as per Item Classification |  | Not Applicable
953-10289 | 953-10289 | SPA, IRONRIDGE Manufacturer Rebate for # DS-271-0008, End Date 01/00/1900, Max Qty. , IR LOU Krannich West , 203377 Krannich Solar West LLC | -4.8614 |  | No | Other | Shippable | 0 |  | Not Applicable as per Item Classification |  | Not Applicable
953-1029 | 953-1029 | SPA, ENPHASE Manufacturer Rebate for # 321-0208, End Date 12/31/2017, Max Qty. 200, SPADH51IAD, 4975 R & R Solar Supply | -29.25 |  | No | Other | Shippable | 0 |  | Not Applicable as per Item Classification |  | Not Applicable
953-10290 | 953-10290 | SPA, IRONRIDGE Manufacturer Rebate for # DS-271-0009, End Date 01/00/1900, Max Qty. , IR LOU Krannich West , 203377 Krannich Solar West LLC | -2.3739 |  | No | Other | Shippable | 0 |  | Not Applicable as per Item Classification |  | Not Applicable
953-10291 | 953-10291 | SPA, IRONRIDGE Manufacturer Rebate for # DS-271-0010, End Date 01/00/1900, Max Qty. , IR LOU Krannich West , 203377 Krannich Solar West LLC | -2.7131 |  | No | Other | Shippable | 0 |  | Not Applicable as per Item Classification |  | Not Applicable
953-10293 | 953-10293 | SPA, IRONRIDGE Manufacturer Rebate for # DS-271-0012, End Date 01/00/1900, Max Qty. , IR LOU Krannich West , 203377 Krannich Solar West LLC | -2.3739 |  | No | Other | Shippable | 0 |  | Not Applicable as per Item Classification |  | Not Applicable
953-10295 | 953-10295 | SPA, IRONRIDGE Manufacturer Rebate for # DS-271-0014, End Date 01/00/1900, Max Qty. , IR LOU Krannich West , 203377 Krannich Solar West LLC | -2.3739 |  | No | Other | Shippable | 0 |  | Not Applicable as per Item Classification |  | Not Applicable
953-10296 | 953-10296 | SPA, IRONRIDGE Manufacturer Rebate for # DS-271-0015, End Date 01/00/1900, Max Qty. , IR LOU Krannich West , 203377 Krannich Solar West LLC | -2.3739 |  | No | Other | Shippable | 0 |  | Not Applicable as per Item Classification |  | Not Applicable
953-10299 | 953-10299 | SPA, IRONRIDGE Manufacturer Rebate for # DS-510-0258, End Date 01/00/1900, Max Qty. , IR LOU Krannich West , 203377 Krannich Solar West LLC | -11.3585 |  | No | Other | Shippable | 0 |  | Not Applicable as per Item Classification |  | Not Applicable
953-1030 | 953-1030 | SPA, ENPHASE Manufacturer Rebate for # 570-1108, End Date 12/31/2017, Max Qty. 10, SPADH51IAD, 4972 R & R Solar Supply | -87.65 |  | No | Other | Shippable | 0 |  | Not Applicable as per Item Classification |  | Not Applicable
953-10303 | 953-10303 | SPA, IRONRIDGE Manufacturer Rebate for # DS-550-0287, End Date 01/00/1900, Max Qty. , IR LOU Krannich West , 203377 Krannich Solar West LLC | -0.13328 |  | No | Other | Shippable | 0 |  | Not Applicable as per Item Classification |  | Not Applicable
953-10304 | 953-10304 | SPA, IRONRIDGE Manufacturer Rebate for # DS-550-0288, End Date 01/00/1900, Max Qty. , IR LOU Krannich West , 203377 Krannich Solar West LLC | -0.020644 |  | No | Other | Shippable | 0 |  | Not Applicable as per Item Classification |  | Not Applicable
953-10305 | 953-10305 | SPA, IRONRIDGE Manufacturer Rebate for # DS-550-0382, End Date 01/00/1900, Max Qty. , IR LOU Krannich West , 203377 Krannich Solar West LLC | -1.9492 |  | No | Other | Shippable | 0 |  | Not Applicable as per Item Classification |  | Not Applicable
953-10308 | 953-10308 | SPA, IRONRIDGE Manufacturer Rebate for # DS-590-0115, End Date 01/00/1900, Max Qty. , IR LOU Krannich West , 203377 Krannich Solar West LLC | -1.0454 |  | No | Other | Shippable | 0 |  | Not Applicable as per Item Classification |  | Not Applicable
953-10309 | 953-10309 | SPA, IRONRIDGE Manufacturer Rebate for # DS-590-0116, End Date 01/00/1900, Max Qty. , IR LOU Krannich West , 203377 Krannich Solar West LLC | -0.61694 |  | No | Other | Shippable | 0 |  | Not Applicable as per Item Classification |  | Not Applicable
953-1031 | 953-1031 | SPA, ENPHASE Manufacturer Rebate for # 570-1106, End Date 12/31/2017, Max Qty. 20, SPADH51IAD, 4973 R & R Solar Supply | -41.76 |  | No | Other | Shippable | 0 |  | Not Applicable as per Item Classification |  | Not Applicable
953-10310 | 953-10310 | SPA, IRONRIDGE Manufacturer Rebate for # DS-590-0117, End Date 01/00/1900, Max Qty. , IR LOU Krannich West , 203377 Krannich Solar West LLC | -1.8132 |  | No | Other | Shippable | 0 |  | Not Applicable as per Item Classification |  | Not Applicable
953-10311 | 953-10311 | SPA, IRONRIDGE Manufacturer Rebate for # DS-590-0118, End Date 01/00/1900, Max Qty. , IR LOU Krannich West , 203377 Krannich Solar West LLC | -0.70679 |  | No | Other | Shippable | 0 |  | Not Applicable as per Item Classification |  | Not Applicable
953-10312 | 953-10312 | SPA, IRONRIDGE Manufacturer Rebate for # DS-590-0119, End Date 01/00/1900, Max Qty. , IR LOU Krannich West , 203377 Krannich Solar West LLC | -0.68639 |  | No | Other | Shippable | 0 |  | Not Applicable as per Item Classification |  | Not Applicable
953-10313 | 953-10313 | SPA, IRONRIDGE Manufacturer Rebate for # DS-590-0120, End Date 01/00/1900, Max Qty. , IR LOU Krannich West , 203377 Krannich Solar West LLC | -1.5877 |  | No | Other | Shippable | 0 |  | Not Applicable as per Item Classification |  | Not Applicable
953-10314 | 953-10314 | SPA, IRONRIDGE Manufacturer Rebate for # DS-590-0121, End Date 01/00/1900, Max Qty. , IR LOU Krannich West , 203377 Krannich Solar West LLC | -0.9557 |  | No | Other | Shippable | 0 |  | Not Applicable as per Item Classification |  | Not Applicable
953-1032 | 953-1032 | SPA, ENPHASE Manufacturer Rebate for # 570-1107, End Date 12/31/2017, Max Qty. 20, SPADH51IAD, 4974 R & R Solar Supply | -70 |  | No | Other | Shippable | 0 |  | Not Applicable as per Item Classification |  | Not Applicable
953-1033 | 953-1033 | SPA, Enphase Manufacturer Rebate for # 321-0208, End Date 12/31/2017, Max Qty. 200, SPADUUTIA1, 80559 ROBCO ELECTRIC INC | -9.05 |  | No | Other | Shippable | 0 |  | Not Applicable as per Item Classification |  | Not Applicable
953-1034 | 953-1034 | SPA, Enphase Manufacturer Rebate for # 360-0217, End Date 12/31/2017, Max Qty. 225, SPADUUTIA1, 80559 ROBCO ELECTRIC INC | -4.9 |  | No | Other | Shippable | 0 |  | Not Applicable as per Item Classification |  | Not Applicable
953-1035 | 953-1035 | SPA, Enphase Manufacturer Rebate for # 321-0212, End Date 12/31/2017, Max Qty. 1000, SPAI1ADIAT, 10454 Solar Solutions LLC | -37.09 |  | No | Other | Shippable | 0 |  | Not Applicable as per Item Classification |  | Not Applicable
953-1036 | 953-1036 | SPA, SMA Manufacturer Rebate for # 330-0460, End Date 10/06/2018, Max Qty. unlimited, SMASPASYNAPSE, SYNAPSE ELECTRIC 8666 | -147.31 |  | No | Other | Shippable | 0 |  | Not Applicable as per Item Classification |  | Not Applicable
953-1037 | 953-1037 | SPA, SMA Manufacturer Rebate for # 330-0461, End Date 10/06/2018, Max Qty. unlimited, SMASPASYNAPSE, SYNAPSE ELECTRIC 8666 | -230.42 |  | No | Other | Shippable | 0 |  | Not Applicable as per Item Classification |  | Not Applicable
953-1038 | 953-1038 | SPA, SMA Manufacturer Rebate for # 330-0462, End Date 10/06/2018, Max Qty. unlimited, SMASPASYNAPSE, SYNAPSE ELECTRIC 8666 | -271.15 |  | No | Other | Shippable | 0 |  | Not Applicable as per Item Classification |  | Not Applicable
953-1039 | 953-1039 | SPA, SMA Manufacturer Rebate for # 330-0463, End Date 10/06/2018, Max Qty. unlimited, SMASPASYNAPSE, SYNAPSE ELECTRIC 8666 | -335.93 |  | No | Other | Shippable | 0 |  | Not Applicable as per Item Classification |  | Not Applicable
953-1040 | 953-1040 | SPA, SMA Manufacturer Rebate for # 330-0515, End Date 10/06/2018, Max Qty. unlimited, SMASPASYNAPSE, SYNAPSE ELECTRIC 8666 | -289.63 |  | No | Other | Shippable | 0 |  | Not Applicable as per Item Classification |  | Not Applicable
953-1041 | 953-1041 | SPA, SMA Manufacturer Rebate for # 330-0522, End Date 10/06/2018, Max Qty. unlimited, SMASPASYNAPSE, SYNAPSE ELECTRIC 8666 | -368.52 |  | No | Other | Shippable | 0 |  | Not Applicable as per Item Classification |  | Not Applicable
953-1042 | 953-1042 | SPA, Panasonic Manufacturer Rebate for # 110-1073, End Date 12/31/2017, Max Qty. 175kw / qrtr, PENSASPANOVAWEST, 7401 NOVA WEST SOLAR | -19.8 |  | No | Other | Shippable | 0 |  | Not Applicable as per Item Classification |  | Not Applicable
953-1043 | 953-1043 | SPA, Manufacturer Rebate for # 110-1083, End Date 12/31/2017, Max Qty. 175kw / qrtr, PENSASPANOVAWEST, 7401 NOVA WEST SOLAR | -20.48 |  | No | Other | Shippable | 0 |  | Not Applicable as per Item Classification |  | Not Applicable
953-1044 | 953-1044 | SPA, SMA Manufacturer Rebate for # 330-0460, End Date 10/06/2018, Max Qty. unlimited, SMASPABTASOLAR, BTA Solar 4414 | -147.31 |  | No | Other | Shippable | 0 |  | Not Applicable as per Item Classification |  | Not Applicable
953-1045 | 953-1045 | SPA, SMA Manufacturer Rebate for # 330-0461, End Date 10/06/2018, Max Qty. unlimited, SMASPABTASOLAR, BTA Solar 4414 | -230.42 |  | No | Other | Shippable | 0 |  | Not Applicable as per Item Classification |  | Not Applicable
953-1046 | 953-1046 | SPA, SMA Manufacturer Rebate for # 330-0462, End Date 10/06/2018, Max Qty. unlimited, SMASPABTASOLAR, BTA Solar 4414 | -271.15 |  | No | Other | Shippable | 0 |  | Not Applicable as per Item Classification |  | Not Applicable
953-1047 | 953-1047 | SPA, SMA Manufacturer Rebate for # 330-0463, End Date 10/06/2018, Max Qty. unlimited, SMASPABTASOLAR, BTA Solar 4414 | -335.93 |  | No | Other | Shippable | 0 |  | Not Applicable as per Item Classification |  | Not Applicable
953-1048 | 953-1048 | SPA, SMA Manufacturer Rebate for # 330-0515, End Date 10/06/2018, Max Qty. unlimited, SMASPABTASOLAR, BTA Solar 4414 | -103.37 |  | No | Other | Shippable | 0 |  | Not Applicable as per Item Classification |  | Not Applicable
953-1049 | 953-1049 | SPA, SMA Manufacturer Rebate for # 330-0522, End Date 10/06/2018, Max Qty. unlimited, SMASPABTASOLAR, BTA Solar 4414 | -368.52 |  | No | Other | Shippable | 0 |  | Not Applicable as per Item Classification |  | Not Applicable
953-1050 | 953-1050 | SPA, Enphase Manufacturer Rebate for # 321-0214, End Date 12/31/2017, Max Qty. 6000, SPADEJPIAN, 203608 Encor Solar | -22.12 |  | No | Other | Shippable | 0 |  | Not Applicable as per Item Classification |  | Not Applicable
953-1051 | 953-1051 | SPA, Enphase Manufacturer Rebate for # 321-0212, End Date 12/31/2017, Max Qty. 1000, SPADEJPIAN, 203608 Encor Solar | -15.76 |  | No | Other | Shippable | 0 |  | Not Applicable as per Item Classification |  | Not Applicable
953-1052 | 953-1052 | SPA, Enphase Manufacturer Rebate for # 321-0214, End Date 12/31/2017, Max Qty. 1000, SPADSJXIAJ, 89630 MB Haynes Corporation | -9.45 |  | No | Other | Shippable | 0 |  | Not Applicable as per Item Classification |  | Not Applicable
953-1053 | 953-1053 | SPA, Enphase Manufacturer Rebate for # 321-0212, End Date 12/31/2017, Max Qty. 500, SPADSJXIAJ, 89630 MB Haynes Corporation | -10.09 |  | No | Other | Shippable | 0 |  | Not Applicable as per Item Classification |  | Not Applicable
953-1054 | 953-1054 | SPA, Enphase Manufacturer Rebate for # 321-0212, End Date 05/09/2018, Max Qty. 658, SPADXLVIA3, 2498 Grape Solar Inc | -11.09 |  | No | Other | Shippable | 0 |  | Not Applicable as per Item Classification |  | Not Applicable
953-1055 | 953-1055 | SPA, ENPHASE Manufacturer Rebate for # 321-0212, End Date 12/31/2017, Max Qty. 1000, SPADF12IAF, 121215 PSG Construction | -18.09 |  | No | Other | Shippable | 0 |  | Not Applicable as per Item Classification |  | Not Applicable
953-1056 | 953-1056 | SPA, ENPHASE Manufacturer Rebate for # 321-0214, End Date 12/31/2017, Max Qty. 1500, SPADF12IAF, 121216 PSG Construction | -17.45 |  | No | Other | Shippable | 0 |  | Not Applicable as per Item Classification |  | Not Applicable
953-1057 | 953-1057 | SPA, SolarEdge Manufacturer Rebate for # 310-0347, End Date 03/31/2018, Max Qty. , SESPASOL171201, 2395 South Coast Solar LLC | -217.75 |  | No | Other | Shippable | 0 |  | Not Applicable as per Item Classification |  | Not Applicable
953-1058 | 953-1058 | SPA, SolarEdge Manufacturer Rebate for # 310-0574, End Date 03/31/2018, Max Qty. , SESPASOL171201, 2395 South Coast Solar LLC | -213.49 |  | No | Other | Shippable | 0 |  | Not Applicable as per Item Classification |  | Not Applicable
953-1059 | 953-1059 | SPA, SolarEdge Manufacturer Rebate for # 310-0576, End Date 03/31/2018, Max Qty. , SESPASOL171201, 2395 South Coast Solar LLC | -397.2 |  | No | Other | Shippable | 0 |  | Not Applicable as per Item Classification |  | Not Applicable
953-1060 | 953-1060 | SPA, SolarEdge Manufacturer Rebate for # 310-0577, End Date 03/31/2018, Max Qty. , SESPASOL171201, 2395 South Coast Solar LLC | -414.16 |  | No | Other | Shippable | 0 |  | Not Applicable as per Item Classification |  | Not Applicable
953-1061 | 953-1061 | SPA, SolarEdge Manufacturer Rebate for # 310-0578, End Date 03/31/2018, Max Qty. , SESPASOL171201, 2395 South Coast Solar LLC | -402.12 |  | No | Other | Shippable | 0 |  | Not Applicable as per Item Classification |  | Not Applicable
953-1062 | 953-1062 | SPA, SolarEdge Manufacturer Rebate for # 565-0205, End Date 03/31/2018, Max Qty. , SESPASOL171201, 2395 South Coast Solar LLC | -17.86 |  | No | Other | Shippable | 0 |  | Not Applicable as per Item Classification |  | Not Applicable
953-1063 | 953-1063 | SPA, SolarEdge Manufacturer Rebate for # 570-1139, End Date 03/31/2018, Max Qty. , SESPASOL171201, 2395 South Coast Solar LLC | -85.89 |  | No | Other | Shippable | 0 |  | Not Applicable as per Item Classification |  | Not Applicable
953-1064 | 953-1064 | SPA, SolarEdge Manufacturer Rebate for # 310-0029, End Date 03/31/2018, Max Qty. , SESPASOL171201, 2395 South Coast Solar LLC | -363.52 |  | No | Other | Shippable | 0 |  | Not Applicable as per Item Classification |  | Not Applicable
953-1065 | 953-1065 | SPA, SolarEdge Manufacturer Rebate for # 310-0033, End Date 03/31/2018, Max Qty. , SESPASOL171201, 2395 South Coast Solar LLC | -388.32 |  | No | Other | Shippable | 0 |  | Not Applicable as per Item Classification |  | Not Applicable
953-1066 | 953-1066 | SPA, SolarEdge Manufacturer Rebate for # 310-0348, End Date 03/31/2018, Max Qty. , SESPASOL171201, 2395 South Coast Solar LLC | -220.16 |  | No | Other | Shippable | 0 |  | Not Applicable as per Item Classification |  | Not Applicable
953-1067 | 953-1067 | SPA, SolarEdge Manufacturer Rebate for # 310-0349, End Date 03/31/2018, Max Qty. , SESPASOL171201, 2395 South Coast Solar LLC | -405.05 |  | No | Other | Shippable | 0 |  | Not Applicable as per Item Classification |  | Not Applicable
953-1068 | 953-1068 | SPA, SolarEdge Manufacturer Rebate for # 310-0350, End Date 03/31/2018, Max Qty. , SESPASOL171201, 2395 South Coast Solar LLC | -422.01 |  | No | Other | Shippable | 0 |  | Not Applicable as per Item Classification |  | Not Applicable
953-1069 | 953-1069 | SPA, SolarEdge Manufacturer Rebate for # 310-0028, End Date 03/31/2018, Max Qty. , SESPASOL171201, 2395 South Coast Solar LLC | -409.96 |  | No | Other | Shippable | 0 |  | Not Applicable as per Item Classification |  | Not Applicable
953-1070 | 953-1070 | SPA, SolarEdge Manufacturer Rebate for # 310-0030, End Date 03/31/2018, Max Qty. , SESPASOL171201, 2395 South Coast Solar LLC | -371.97 |  | No | Other | Shippable | 0 |  | Not Applicable as per Item Classification |  | Not Applicable
953-1071 | 953-1071 | SPA, SolarEdge Manufacturer Rebate for # 310-0039, End Date 03/31/2018, Max Qty. , SESPASOL171201, 2395 South Coast Solar LLC | -396.77 |  | No | Other | Shippable | 0 |  | Not Applicable as per Item Classification |  | Not Applicable
953-1072 | 953-1072 | SPA, SolarEdge Manufacturer Rebate for # 565-0211, End Date 03/31/2018, Max Qty. , SESPASOL171201, 2395 South Coast Solar LLC | -18.2 |  | No | Other | Shippable | 0 |  | Not Applicable as per Item Classification |  | Not Applicable
953-1073 | 953-1073 | SPA, SolarEdge Manufacturer Rebate for # 565-0206, End Date 03/31/2018, Max Qty. , SESPASOL171201, 2395 South Coast Solar LLC | -18.2 |  | No | Other | Shippable | 0 |  | Not Applicable as per Item Classification |  | Not Applicable
953-1074 | 953-1074 | SPA, SolarEdge Manufacturer Rebate for # 570-0181, End Date 03/31/2018, Max Qty. , SESPASOL171201, 2395 South Coast Solar LLC | -46.25 |  | No | Other | Shippable | 0 |  | Not Applicable as per Item Classification |  | Not Applicable
953-1075 | 953-1075 | SPA, SolarEdge Manufacturer Rebate for # 310-0573, End Date 03/31/2018, Max Qty. , SOL171201, 2395 South Coast Solar LLC | -46.25 |  | No | Other | Shippable | 0 |  | Not Applicable as per Item Classification |  | Not Applicable
953-1076 | 953-1076 | SPA, Unirac Manufacturer Rebate for # 250-1369, End Date 12/19/2018, Max Qty. 4953, A5B5B986, 81520 Solar Roof Systems LLC | -11.02 |  | No | Other | Shippable | 0 |  | Not Applicable as per Item Classification |  | Not Applicable
953-1077 | 953-1077 | SPA, Unirac Manufacturer Rebate for # 250-1370, End Date 12/19/2018, Max Qty. 18404, A5B5B986, 81520 Solar Roof Systems LLC | -0.49 |  | No | Other | Shippable | 0 |  | Not Applicable as per Item Classification |  | Not Applicable
953-1078 | 953-1078 | SPA, Unirac Manufacturer Rebate for # 250-1371, End Date 12/19/2018, Max Qty. 18404, A5B5B986, 81520 Solar Roof Systems LLC | -0.25 |  | No | Other | Shippable | 0 |  | Not Applicable as per Item Classification |  | Not Applicable
953-1079 | 953-1079 | SPA, SolarEdge Manufacturer Rebate for # 310-0523, End Date 03/31/2018, Max Qty. , SOL171201, 2395 South Coast Solar LLC | -195.98 |  | No | Other | Shippable | 0 |  | Not Applicable as per Item Classification |  | Not Applicable
953-1080 | 953-1080 | SPA, Enphase Manufacturer Rebate for # 321-0214, End Date 03/31/2018, Max Qty. 300, SPADGIQIAG, 80633 Solar Roof Dynamics LLC | -11.45 |  | No | Other | Shippable | 0 |  | Not Applicable as per Item Classification |  | Not Applicable
953-1081 | 953-1081 | SPA, Enphase Manufacturer Rebate for # 321-0212, End Date 03/31/2018, Max Qty. 200, SPADGIQIAG, 80633 Solar Roof Dynamics LLC | -12.09 |  | No | Other | Shippable | 0 |  | Not Applicable as per Item Classification |  | Not Applicable
953-1082 | 953-1082 | SPA, Enphase Manufacturer Rebate for # 321-0215, End Date 03/31/2018, Max Qty. 100, SPADSEQIAC, 82181 Alder Energy | -9.99 |  | No | Other | Shippable | 0 |  | Not Applicable as per Item Classification |  | Not Applicable
953-1083 | 953-1083 | SPA, Enphase Manufacturer Rebate for # 321-0216, End Date 03/31/2018, Max Qty. 100, SPADSEQIAC, 82181 Alder Energy | -10.99 |  | No | Other | Shippable | 0 |  | Not Applicable as per Item Classification |  | Not Applicable
953-1084 | 953-1084 | SPA, Enphase Manufacturer Rebate for # 321-0214, End Date 03/31/2018, Max Qty. 2000, SPADSEQIAC, 82181 Alder Energy | -9.45 |  | No | Other | Shippable | 0 |  | Not Applicable as per Item Classification |  | Not Applicable
953-1085 | 953-1085 | SPA, Enphase Manufacturer Rebate for # 321-0212, End Date 03/31/2018, Max Qty. 600, SPADSEQIAC, 82181 Alder Energy | -10.09 |  | No | Other | Shippable | 0 |  | Not Applicable as per Item Classification |  | Not Applicable
953-1086 | 953-1086 | SPA, Enphase Manufacturer Rebate for # 321-0215, End Date 03/31/2018, Max Qty. 100, SPADQXAIAS, 89630 MB Haynes Corporation | -9.99 |  | No | Other | Shippable | 0 |  | Not Applicable as per Item Classification |  | Not Applicable
953-1087 | 953-1087 | SPA, Enphase Manufacturer Rebate for # 321-0216, End Date 03/31/2018, Max Qty. 100, SPADQXAIAS, 89630 MB Haynes Corporation | -10.99 |  | No | Other | Shippable | 0 |  | Not Applicable as per Item Classification |  | Not Applicable
953-1088 | 953-1088 | SPA, Enphase Manufacturer Rebate for # 321-0214, End Date 03/31/2018, Max Qty. 1000, SPADQXAIAS, 89630 MB Haynes Corporation | -9.45 |  | No | Other | Shippable | 0 |  | Not Applicable as per Item Classification |  | Not Applicable
953-1089 | 953-1089 | SPA, Enphase Manufacturer Rebate for # 321-0212, End Date 03/31/2018, Max Qty. 500, SPADQXAIAS, 89630 MB Haynes Corporation | -10.09 |  | No | Other | Shippable | 0 |  | Not Applicable as per Item Classification |  | Not Applicable
953-1090 | 953-1090 | SPA, ENPHASE Manufacturer Rebate for # 321-0212, End Date 03/31/2018, Max Qty. 1000, SPADZOVIAS, 121215 PSG Construction | -18.09 |  | No | Other | Shippable | 0 |  | Not Applicable as per Item Classification |  | Not Applicable
953-1091 | 953-1091 | SPA, ENPHASE Manufacturer Rebate for # 321-0214, End Date 3.31/2018, Max Qty. 1500, SPADZOVIAS, 121216 PSG Construction | -17.45 |  | No | Other | Shippable | 0 |  | Not Applicable as per Item Classification |  | Not Applicable
953-1092 | 953-1092 | SPA, ENPHASE Manufacturer Rebate for # 321-0215, End Date 03/31/2018, Max Qty. 50, SPADZOVIAS, 121215 PSG Construction | -17.99 |  | No | Other | Shippable | 0 |  | Not Applicable as per Item Classification |  | Not Applicable
953-1093 | 953-1093 | SPA, ENPHASE Manufacturer Rebate for # 321-0216, End Date 3.31/2018, Max Qty. 50, SPADZOVIAS, 121216 PSG Construction | -18.99 |  | No | Other | Shippable | 0 |  | Not Applicable as per Item Classification |  | Not Applicable
953-1094 | 953-1094 | SPA, Fronius Manufacturer Rebate for # 310-0579, End Date 01/01/2019, Max Qty. , A03442-V1, 80633 Solar Roof Dynamics LLC | -69.93 |  | No | Other | Shippable | 0 |  | Not Applicable as per Item Classification |  | Not Applicable
953-1095 | 953-1095 | SPA, Fronius Manufacturer Rebate for # 310-0580, End Date 01/01/2019, Max Qty. , A03442-V1, 80633 Solar Roof Dynamics LLC | -79.8 |  | No | Other | Shippable | 0 |  | Not Applicable as per Item Classification |  | Not Applicable
953-1096 | 953-1096 | SPA, Fronius Manufacturer Rebate for # 310-0581, End Date 01/01/2019, Max Qty. , A03442-V1, 80633 Solar Roof Dynamics LLC | -88.73 |  | No | Other | Shippable | 0 |  | Not Applicable as per Item Classification |  | Not Applicable
953-1097 | 953-1097 | SPA, Fronius Manufacturer Rebate for # 310-0582, End Date 01/01/2019, Max Qty. , A03442-V1, 80633 Solar Roof Dynamics LLC | -104.79 |  | No | Other | Shippable | 0 |  | Not Applicable as per Item Classification |  | Not Applicable
953-1098 | 953-1098 | SPA, Fronius Manufacturer Rebate for # 310-0583, End Date 01/01/2019, Max Qty. , A03442-V1, 80633 Solar Roof Dynamics LLC | -88.88 |  | No | Other | Shippable | 0 |  | Not Applicable as per Item Classification |  | Not Applicable
953-1099 | 953-1099 | SPA, Fronius Manufacturer Rebate for # 310-0584, End Date 01/01/2019, Max Qty. , A03442-V1, 80633 Solar Roof Dynamics LLC | -135.53 |  | No | Other | Shippable | 0 |  | Not Applicable as per Item Classification |  | Not Applicable
953-1100 | 953-1100 | SPA, Fronius Manufacturer Rebate for # 310-0585, End Date 01/01/2019, Max Qty. , A03442-V1, 80633 Solar Roof Dynamics LLC | -151.82 |  | No | Other | Shippable | 0 |  | Not Applicable as per Item Classification |  | Not Applicable
953-1101 | 953-1101 | SPA, Fronius Manufacturer Rebate for # 310-0586, End Date 01/01/2019, Max Qty. , A03442-V1, 80633 Solar Roof Dynamics LLC | -164.14 |  | No | Other | Shippable | 0 |  | Not Applicable as per Item Classification |  | Not Applicable
953-1102 | 953-1102 | SPA, Fronius Manufacturer Rebate for # 310-0587, End Date 01/01/2019, Max Qty. , A03442-V1, 80633 Solar Roof Dynamics LLC | -192.38 |  | No | Other | Shippable | 0 |  | Not Applicable as per Item Classification |  | Not Applicable
953-1103 | 953-1103 | SPA, Fronius Manufacturer Rebate for # 330-0474, End Date 01/01/2019, Max Qty. , A03442-V1, 80633 Solar Roof Dynamics LLC | -41.59 |  | No | Other | Shippable | 0 |  | Not Applicable as per Item Classification |  | Not Applicable
953-1104 | 953-1104 | SPA, Fronius Manufacturer Rebate for # 330-0476 & 330-0540, End Date 01/01/2019, Max Qty. , A03442-V1, 80633 Solar Roof Dynamics LLC | -46.67 |  | No | Other | Shippable | 0 |  | Not Applicable as per Item Classification |  | Not Applicable
953-1105 | 953-1105 | SPA, Fronius Manufacturer Rebate for # 330-0529, End Date 01/01/2019, Max Qty. , A03442-V1, 80633 Solar Roof Dynamics LLC | -40.09 |  | No | Other | Shippable | 0 |  | Not Applicable as per Item Classification |  | Not Applicable
953-1106 | 953-1106 | SPA, Fronius Manufacturer Rebate for # 330-0475, End Date 01/01/2019, Max Qty. , A03442-V1, 80633 Solar Roof Dynamics LLC | -43.71 |  | No | Other | Shippable | 0 |  | Not Applicable as per Item Classification |  | Not Applicable
953-1107 | 953-1107 | SPA, Fronius Manufacturer Rebate for # 330-0477, End Date 01/01/2019, Max Qty. , A03442-V1, 80633 Solar Roof Dynamics LLC | -41.14 |  | No | Other | Shippable | 0 |  | Not Applicable as per Item Classification |  | Not Applicable
953-1108 | 953-1108 | SPA, Fronius Manufacturer Rebate for # 330-0478, End Date 01/01/2019, Max Qty. , A03442-V1, 80633 Solar Roof Dynamics LLC | -47.16 |  | No | Other | Shippable | 0 |  | Not Applicable as per Item Classification |  | Not Applicable
953-1109 | 953-1109 | SPA, Fronius Manufacturer Rebate for # 330-0479, End Date 01/01/2019, Max Qty. , A03442-V1, 80633 Solar Roof Dynamics LLC | -47.91 |  | No | Other | Shippable | 0 |  | Not Applicable as per Item Classification |  | Not Applicable
953-1110 | 953-1110 | SPA, Fronius Manufacturer Rebate for # 330-0480, End Date 01/01/2019, Max Qty. , A03442-V1, 80633 Solar Roof Dynamics LLC | -48.59 |  | No | Other | Shippable | 0 |  | Not Applicable as per Item Classification |  | Not Applicable
953-1111 | 953-1111 | SPA, Fronius Manufacturer Rebate for # 330-0481, End Date 01/01/2019, Max Qty. , A03442-V1, 80633 Solar Roof Dynamics LLC | -49.81 |  | No | Other | Shippable | 0 |  | Not Applicable as per Item Classification |  | Not Applicable
953-1112 | 953-1112 | SPA, Solaredge Manufacturer Rebate for # 310-0029, End Date 12/31/2018, Max Qty. , SOL180101, 121030 Quick System | -378.59 |  | No | Other | Shippable | 0 |  | Not Applicable as per Item Classification |  | Not Applicable
953-1113 | 953-1113 | SPA, Solaredge Manufacturer Rebate for # 310-0030, End Date 12/31/2018, Max Qty. , SOL180101, 121030 Quick System | -388.62 |  | No | Other | Shippable | 0 |  | Not Applicable as per Item Classification |  | Not Applicable
953-1114 | 953-1114 | SPA, Solaredge Manufacturer Rebate for # 310-0039, End Date 12/31/2018, Max Qty. , SOL180101, 121030 Quick System | -414.44 |  | No | Other | Shippable | 0 |  | Not Applicable as per Item Classification |  | Not Applicable
953-1115 | 953-1115 | SPA, Solaredge Manufacturer Rebate for # 310-0033, End Date 12/31/2018, Max Qty. , SOL180101, 121030 Quick System | -404.4 |  | No | Other | Shippable | 0 |  | Not Applicable as per Item Classification |  | Not Applicable
953-1116 | 953-1116 | SPA, Solaredge Manufacturer Rebate for # 310-0347, End Date 12/31/2018, Max Qty. , SOL180101, 121030 Quick System | -226.27 |  | No | Other | Shippable | 0 |  | Not Applicable as per Item Classification |  | Not Applicable
953-1117 | 953-1117 | SPA, Solaredge Manufacturer Rebate for # 310-0573, End Date 12/31/2018, Max Qty. , SOL180101, 121030 Quick System | -203.26 |  | No | Other | Shippable | 0 |  | Not Applicable as per Item Classification |  | Not Applicable
953-1118 | 953-1118 | SPA, Solaredge Manufacturer Rebate for # 310-0574, End Date 12/31/2018, Max Qty. , SOL180101, 121030 Quick System | -220.95 |  | No | Other | Shippable | 0 |  | Not Applicable as per Item Classification |  | Not Applicable
953-1119 | 953-1119 | SPA, Solaredge Manufacturer Rebate for # 310-0348, End Date 12/31/2018, Max Qty. , SOL180101, 121030 Quick System | -228.87 |  | No | Other | Shippable | 0 |  | Not Applicable as per Item Classification |  | Not Applicable
953-1120 | 953-1120 | SPA, Solaredge Manufacturer Rebate for # 310-0349, End Date 12/31/2018, Max Qty. , SOL180101, 121030 Quick System | -414.53 |  | No | Other | Shippable | 0 |  | Not Applicable as per Item Classification |  | Not Applicable
953-1121 | 953-1121 | SPA, Solaredge Manufacturer Rebate for # 310-0576, End Date 12/31/2018, Max Qty. , SOL180101, 121030 Quick System | -405.21 |  | No | Other | Shippable | 0 |  | Not Applicable as per Item Classification |  | Not Applicable
953-1122 | 953-1122 | SPA, Solaredge Manufacturer Rebate for # 310-0577, End Date 12/31/2018, Max Qty. , SOL180101, 121030 Quick System | -422.48 |  | No | Other | Shippable | 0 |  | Not Applicable as per Item Classification |  | Not Applicable
953-1123 | 953-1123 | SPA, Solaredge Manufacturer Rebate for # 310-0350, End Date 12/31/2018, Max Qty. , SOL180101, 121030 Quick System | -431.79 |  | No | Other | Shippable | 0 |  | Not Applicable as per Item Classification |  | Not Applicable
953-1124 | 953-1124 | SPA, Solaredge Manufacturer Rebate for # 310-0028, End Date 12/31/2018, Max Qty. , SOL180101, 121030 Quick System | -421.85 |  | No | Other | Shippable | 0 |  | Not Applicable as per Item Classification |  | Not Applicable
953-1125 | 953-1125 | SPA, Solaredge Manufacturer Rebate for # 310-0578, End Date 12/31/2018, Max Qty. , SOL180101, 121030 Quick System | -412.53 |  | No | Other | Shippable | 0 |  | Not Applicable as per Item Classification |  | Not Applicable
953-1126 | 953-1126 | SPA, Solaredge Manufacturer Rebate for # 565-0197, End Date 12/31/2018, Max Qty. , SOL180101, 121030 Quick System | -17.06 |  | No | Other | Shippable | 0 |  | Not Applicable as per Item Classification |  | Not Applicable
953-1127 | 953-1127 | SPA, Solaredge Manufacturer Rebate for # 565-0205, End Date 12/31/2018, Max Qty. , SOL180101, 121030 Quick System | -17.06 |  | No | Other | Shippable | 0 |  | Not Applicable as per Item Classification |  | Not Applicable
953-1128 | 953-1128 | SPA, Solaredge Manufacturer Rebate for # 565-0211, End Date 12/31/2018, Max Qty. , SOL180101, 121030 Quick System | -18.54 |  | No | Other | Shippable | 0 |  | Not Applicable as per Item Classification |  | Not Applicable
953-1129 | 953-1129 | SPA, Solaredge Manufacturer Rebate for # 565-0206, End Date 12/31/2018, Max Qty. , SOL180101, 121030 Quick System | -19.63 |  | No | Other | Shippable | 0 |  | Not Applicable as per Item Classification |  | Not Applicable
953-1130 | 953-1130 | SPA, Solaredge Manufacturer Rebate for # 570-0181, End Date 12/31/2018, Max Qty. , SOL180101, 121030 Quick System | -48.79 |  | No | Other | Shippable | 0 |  | Not Applicable as per Item Classification |  | Not Applicable
953-1131 | 953-1131 | SPA, Solaredge Manufacturer Rebate for # 570-1139, End Date 12/31/2018, Max Qty. , SOL180101, 121030 Quick System | -62.89 |  | No | Other | Shippable | 0 |  | Not Applicable as per Item Classification |  | Not Applicable
953-1132 | 953-1132 | SPA, Enphase Manufacturer Rebate for # 321-0212, End Date 03/31/2018, Max Qty. 600, SPAD1FCIAK, 2109 KAITANNA SOLAR LLC | -10.09 |  | No | Other | Shippable | 0 |  | Not Applicable as per Item Classification |  | Not Applicable
953-1133 | 953-1133 | SPA, Enphase Manufacturer Rebate for # 321-0214, End Date 03/31/2018, Max Qty. 1800, SPAD1FCIAK, 2109 KAITANNA SOLAR LLC | -9.45 |  | No | Other | Shippable | 0 |  | Not Applicable as per Item Classification |  | Not Applicable
953-1134 | 953-1134 | SPA, Enphase Manufacturer Rebate for # 321-0215, End Date 03/31/2018, Max Qty. 100, SPAD1FCIAK, 2109 KAITANNA SOLAR LLC | -9.99 |  | No | Other | Shippable | 0 |  | Not Applicable as per Item Classification |  | Not Applicable
953-1135 | 953-1135 | SPA, Enphase Manufacturer Rebate for # 321-0216, End Date 03/31/2018, Max Qty. 200, SPAD1FCIAK, 2109 KAITANNA SOLAR LLC | -10.99 |  | No | Other | Shippable | 0 |  | Not Applicable as per Item Classification |  | Not Applicable
953-1136 | 953-1136 | SPA, ENPHASE Manufacturer Rebate for # 321-0212, End Date 03/31/2018, Max Qty. 500, SPADN17IAC, 4970 R & R Solar Supply | -11.09 |  | No | Other | Shippable | 0 |  | Not Applicable as per Item Classification |  | Not Applicable
953-1137 | 953-1137 | SPA, ENPHASE Manufacturer Rebate for # 321-0214, End Date 03/31/2018, Max Qty. 600, SPADN17IAC, 4971 R & R Solar Supply | -7.45 |  | No | Other | Shippable | 0 |  | Not Applicable as per Item Classification |  | Not Applicable
953-1138 | 953-1138 | SPA, ENPHASE Manufacturer Rebate for # 321-0212, End Date 03/31/2018, Max Qty. 250, SPADRSKIAC, 8426 High Definition Solar | -4.09 |  | No | Other | Shippable | 0 |  | Not Applicable as per Item Classification |  | Not Applicable
953-1139 | 953-1139 | SPA, ENPHASE Manufacturer Rebate for # 321-0214, End Date 03/31/2018, Max Qty. 1000, SPADRSKIAC, 8426 High Definition Solar | -4.76 |  | No | Other | Shippable | 0 |  | Not Applicable as per Item Classification |  | Not Applicable
953-1140 | 953-1140 | SPA, Enphase Manufacturer Rebate for # 321-0212, End Date 03/31/2018, Max Qty. 5000, SPADRGFIA0, 10454 - Solar Solution LLC | -21.09 |  | No | Other | Shippable | 0 |  | Not Applicable as per Item Classification |  | Not Applicable
953-1141 | 953-1141 | SPA, Enphase Manufacturer Rebate for # 321-0214, End Date 03/31/2018, Max Qty. 5000, SPADRGFIA0, 10454 - Solar Solution LLC | -20.95 |  | No | Other | Shippable | 0 |  | Not Applicable as per Item Classification |  | Not Applicable
953-1142 | 953-1142 | SPA, Enphase Manufacturer Rebate for # 321-0215, End Date 03/31/2018, Max Qty. 100, SPADRGFIA0, 10454 - Solar Solution LLC | -21.49 |  | No | Other | Shippable | 0 |  | Not Applicable as per Item Classification |  | Not Applicable
953-1143 | 953-1143 | SPA, Enphase Manufacturer Rebate for # 321-0216, End Date 03/31/2018, Max Qty. 100, SPADRGFIA0, 10454 - Solar Solution LLC | -21.99 |  | No | Other | Shippable | 0 |  | Not Applicable as per Item Classification |  | Not Applicable
953-1144 | 953-1144 | SPA, SolarEdge Manufacturer Rebate for # 310-0573, End Date 12/31/2018, Max Qty. , SOL180102, 202624 Power Home Solar & Roofing, LLC | -199.64 |  | No | Other | Shippable | 0 |  | Not Applicable as per Item Classification |  | Not Applicable
953-1145 | 953-1145 | SPA, SolarEdge Manufacturer Rebate for # 310-0574, End Date 12/31/2018, Max Qty. , SOL180102, 202624 Power Home Solar & Roofing, LLC | -217.23 |  | No | Other | Shippable | 0 |  | Not Applicable as per Item Classification |  | Not Applicable
953-1146 | 953-1146 | SPA, SolarEdge Manufacturer Rebate for # 310-0576, End Date 12/31/2018, Max Qty. , SOL180102, 202624 Power Home Solar & Roofing, LLC | -401.23 |  | No | Other | Shippable | 0 |  | Not Applicable as per Item Classification |  | Not Applicable
953-1147 | 953-1147 | SPA, SolarEdge Manufacturer Rebate for # 310-0577, End Date 12/31/2018, Max Qty. , SOL180102, 202624 Power Home Solar & Roofing, LLC | -418.34 |  | No | Other | Shippable | 0 |  | Not Applicable as per Item Classification |  | Not Applicable
953-1148 | 953-1148 | SPA, SolarEdge Manufacturer Rebate for # 310-0578, End Date 12/31/2018, Max Qty. , SOL180102, 202624 Power Home Solar & Roofing, LLC | -407.36 |  | No | Other | Shippable | 0 |  | Not Applicable as per Item Classification |  | Not Applicable
953-1149 | 953-1149 | SPA, SolarEdge Manufacturer Rebate for # 310-0029, End Date 12/31/2018, Max Qty. , SOL180102, 202624 Power Home Solar & Roofing, LLC | -371.09 |  | No | Other | Shippable | 0 |  | Not Applicable as per Item Classification |  | Not Applicable
953-1150 | 953-1150 | SPA, SolarEdge Manufacturer Rebate for # 310-0033, End Date 12/31/2018, Max Qty. , SOL180102, 202624 Power Home Solar & Roofing, LLC | -396.4 |  | No | Other | Shippable | 0 |  | Not Applicable as per Item Classification |  | Not Applicable
953-1151 | 953-1151 | SPA, SolarEdge Manufacturer Rebate for # 310-0347, End Date 12/31/2018, Max Qty. , SOL180102, 202624 Power Home Solar & Roofing, LLC | -222.03 |  | No | Other | Shippable | 0 |  | Not Applicable as per Item Classification |  | Not Applicable
953-1152 | 953-1152 | SPA, SolarEdge Manufacturer Rebate for # 310-0348, End Date 12/31/2018, Max Qty. , SOL180102, 202624 Power Home Solar & Roofing, LLC | -224.53 |  | No | Other | Shippable | 0 |  | Not Applicable as per Item Classification |  | Not Applicable
953-1153 | 953-1153 | SPA, SolarEdge Manufacturer Rebate for # 310-0349, End Date 12/31/2018, Max Qty. , SOL180102, 202624 Power Home Solar & Roofing, LLC | -409.82 |  | No | Other | Shippable | 0 |  | Not Applicable as per Item Classification |  | Not Applicable
953-1154 | 953-1154 | SPA, SolarEdge Manufacturer Rebate for # 310-0350, End Date 12/31/2018, Max Qty. , SOL180102, 202624 Power Home Solar & Roofing, LLC | -426.93 |  | No | Other | Shippable | 0 |  | Not Applicable as per Item Classification |  | Not Applicable
953-1155 | 953-1155 | SPA, SolarEdge Manufacturer Rebate for # 310-0028, End Date 12/31/2018, Max Qty. , SOL180102, 202624 Power Home Solar & Roofing, LLC | -415.93 |  | No | Other | Shippable | 0 |  | Not Applicable as per Item Classification |  | Not Applicable
953-1156 | 953-1156 | SPA, SolarEdge Manufacturer Rebate for # 310-0030, End Date 12/31/2018, Max Qty. , SOL180102, 202624 Power Home Solar & Roofing, LLC | -380.34 |  | No | Other | Shippable | 0 |  | Not Applicable as per Item Classification |  | Not Applicable
953-1157 | 953-1157 | SPA, SolarEdge Manufacturer Rebate for # 310-0039, End Date 12/31/2018, Max Qty. , SOL180102, 202624 Power Home Solar & Roofing, LLC | -405.65 |  | No | Other | Shippable | 0 |  | Not Applicable as per Item Classification |  | Not Applicable
953-1158 | 953-1158 | SPA, SolarEdge Manufacturer Rebate for # 565-0197, End Date 12/31/2018, Max Qty. , SOL180102, 202624 Power Home Solar & Roofing, LLC | -16.85 |  | No | Other | Shippable | 0 |  | Not Applicable as per Item Classification |  | Not Applicable
953-1159 | 953-1159 | SPA, SolarEdge Manufacturer Rebate for # 565-0205, End Date 12/31/2018, Max Qty. , SOL180102, 202624 Power Home Solar & Roofing, LLC | -16.85 |  | No | Other | Shippable | 0 |  | Not Applicable as per Item Classification |  | Not Applicable
953-1160 | 953-1160 | SPA, SolarEdge Manufacturer Rebate for # 565-0211, End Date 12/31/2018, Max Qty. , SOL180102, 202624 Power Home Solar & Roofing, LLC | -17.22 |  | No | Other | Shippable | 0 |  | Not Applicable as per Item Classification |  | Not Applicable
953-1161 | 953-1161 | SPA, SolarEdge Manufacturer Rebate for # 565-0206, End Date 12/31/2018, Max Qty. , SOL180102, 202624 Power Home Solar & Roofing, LLC | -17.22 |  | No | Other | Shippable | 0 |  | Not Applicable as per Item Classification |  | Not Applicable
953-1162 | 953-1162 | SPA, SolarEdge Manufacturer Rebate for # 570-0181, End Date 12/31/2018, Max Qty. , SOL180102, 202624 Power Home Solar & Roofing, LLC | -74.85 |  | No | Other | Shippable | 0 |  | Not Applicable as per Item Classification |  | Not Applicable
953-1163 | 953-1163 | SPA, Enphase Manufacturer Rebate for # 321-0212, End Date 03/31/2018, Max Qty. 1000, SPADRZQIAC, 88629 American Design and Build | -13.09 |  | No | Other | Shippable | 0 |  | Not Applicable as per Item Classification |  | Not Applicable
953-1164 | 953-1164 | SPA, Enphase Manufacturer Rebate for # 321-0214, End Date 03/31/2018, Max Qty. 3000, SPADRZQIAC, 88629 American Design and Build | -17.45 |  | No | Other | Shippable | 0 |  | Not Applicable as per Item Classification |  | Not Applicable
953-1165 | 953-1165 | SPA, Enphase Manufacturer Rebate for # 570-1157, End Date 03/31/2018, Max Qty. 60, SPADRZQIAC, 88629 American Design and Build | -157.65 |  | No | Other | Shippable | 0 |  | Not Applicable as per Item Classification |  | Not Applicable
953-1166 | 953-1166 | SPA, Enphase Manufacturer Rebate for # 321-0208, End Date 03/31/2018, Max Qty. 1000, SPADRZQIAC, 88629 American Design and Build | -42.05 |  | No | Other | Shippable | 0 |  | Not Applicable as per Item Classification |  | Not Applicable
953-1167 | 953-1167 | SPA, Enphase Manufacturer Rebate for # 360-0219, End Date 03/31/2018, Max Qty. 2000, SPADRZQIAC, 88629 American Design and Build | -7.9 |  | No | Other | Shippable | 0 |  | Not Applicable as per Item Classification |  | Not Applicable
953-1168 | 953-1168 | SPA, Enphase Manufacturer Rebate for # 360-0217, End Date 03/31/2018, Max Qty. 3600, SPADRZQIAC, 88629 American Design and Build | -7.9 |  | No | Other | Shippable | 0 |  | Not Applicable as per Item Classification |  | Not Applicable
953-1169 | 953-1169 | SPA, Enphase Manufacturer Rebate for # 570-1106, End Date 03/31/2018, Max Qty. 10, SPADRZQIAC, 88629 American Design and Build | -61.76 |  | No | Other | Shippable | 0 |  | Not Applicable as per Item Classification |  | Not Applicable
953-1170 | 953-1170 | SPA, Enphase Manufacturer Rebate for # 570-1107, End Date 03/31/2018, Max Qty. 10, SPADRZQIAC, 88629 American Design and Build | -120 |  | No | Other | Shippable | 0 |  | Not Applicable as per Item Classification |  | Not Applicable
953-1171 | 953-1171 | SPA, Enphase Manufacturer Rebate for # 360-0216, End Date 03/31/2018, Max Qty. 240, SPADRZQIAC, 88629 American Design and Build | -9 |  | No | Other | Shippable | 0 |  | Not Applicable as per Item Classification |  | Not Applicable
953-1172 | 953-1172 | SPA, Enphase Manufacturer Rebate for # 360-0218, End Date 03/31/2018, Max Qty. 240, SPADRZQIAC, 88629 American Design and Build | -9 |  | No | Other | Shippable | 0 |  | Not Applicable as per Item Classification |  | Not Applicable
953-1173 | 953-1173 | SPA, Enphase Manufacturer Rebate for # 321-0215, End Date 03/31/2018, Max Qty. 100, SPADRZQIAC, 88629 American Design and Build | -19.99 |  | No | Other | Shippable | 0 |  | Not Applicable as per Item Classification |  | Not Applicable
953-1174 | 953-1174 | SPA, Enphase Manufacturer Rebate for # 321-0216, End Date 03/31/2018, Max Qty. 100, SPADRZQIAC, 88629 American Design and Build | -13.99 |  | No | Other | Shippable | 0 |  | Not Applicable as per Item Classification |  | Not Applicable
953-1175 | 953-1175 | SPA, Enphase Manufacturer Rebate for # 321-0215, End Date 03/31/2018, Max Qty. 300, SPADMFFIAC, 30870 Icon Solar Power | -15.99 |  | No | Other | Shippable | 0 |  | Not Applicable as per Item Classification |  | Not Applicable
953-1176 | 953-1176 | SPA, Enphase Manufacturer Rebate for # 321-0216, End Date 03/31/2018, Max Qty. 100, SPADMFFIAC, 30870 Icon Solar Power | -22.99 |  | No | Other | Shippable | 0 |  | Not Applicable as per Item Classification |  | Not Applicable
953-1177 | 953-1177 | SPA, Enphase Manufacturer Rebate for # 321-0214, End Date 03/31/2018, Max Qty. 2000, SPADMFFIAC, 30870 Icon Solar Power | -15.45 |  | No | Other | Shippable | 0 |  | Not Applicable as per Item Classification |  | Not Applicable
953-1178 | 953-1178 | SPA, Enphase Manufacturer Rebate for # 321-0212, End Date 03/31/2018, Max Qty. 1000, SPADMFFIAC, 30870 Icon Solar Power | -20.09 |  | No | Other | Shippable | 0 |  | Not Applicable as per Item Classification |  | Not Applicable
953-1179 | 953-1179 | SPA, Panasonic 330 Manufacturer Rebate for # 110-1073, End Date 12/31/2018, Max Qty. 1MW / 250kW Per Q., PensaSPAHESolar, 11779 Hesolar | -13.2 |  | No | Other | Shippable | 0 |  | Not Applicable as per Item Classification |  | Not Applicable
953-1180 | 953-1180 | SPA, Enphase Manufacturer Rebate for # 321-0212, End Date 03/31/2018, Max Qty. 1000, SPADMFFIAC, 30870 Icon Solar Power | -22.09 |  | No | Other | Shippable | 0 |  | Not Applicable as per Item Classification |  | Not Applicable
953-1181 | 953-1181 | SPA, SMA Manufacturer Rebate for # 310-0563, End Date 12/31/2018, Max Qty. , SMASPACITYELECTRIC, 89500 City Electric Co - Inc New York | -140.67 |  | No | Other | Shippable | 0 |  | Not Applicable as per Item Classification |  | Not Applicable
953-1182 | 953-1182 | SPA, SMA Manufacturer Rebate for # 310-0564, End Date 12/31/2018, Max Qty. , SMASPACITYELECTRIC, 89500 City Electric Co - Inc New York | -144.48 |  | No | Other | Shippable | 0 |  | Not Applicable as per Item Classification |  | Not Applicable
953-1183 | 953-1183 | SPA, SMA Manufacturer Rebate for # 310-0547, End Date 12/31/2018, Max Qty. , SMASPACITYELECTRIC, 89500 City Electric Co - Inc New York | -153.53 |  | No | Other | Shippable | 0 |  | Not Applicable as per Item Classification |  | Not Applicable
953-1184 | 953-1184 | SPA, SMA Manufacturer Rebate for # 310-0548, End Date 12/31/2018, Max Qty. , SMASPACITYELECTRIC, 89500 City Electric Co - Inc New York | -165.35 |  | No | Other | Shippable | 0 |  | Not Applicable as per Item Classification |  | Not Applicable
953-1185 | 953-1185 | SPA, SMA Manufacturer Rebate for # 310-0565, End Date 12/31/2018, Max Qty. , SMASPACITYELECTRIC, 89500 City Electric Co - Inc New York | -188.98 |  | No | Other | Shippable | 0 |  | Not Applicable as per Item Classification |  | Not Applicable
953-1186 | 953-1186 | SPA, SMA Manufacturer Rebate for # 310-0566, End Date 12/31/2018, Max Qty. , SMASPACITYELECTRIC, 89500 City Electric Co - Inc New York | -202.27 |  | No | Other | Shippable | 0 |  | Not Applicable as per Item Classification |  | Not Applicable
953-1187 | 953-1187 | SPA, SMA Manufacturer Rebate for # 330-0460, End Date 12/31/2018, Max Qty. , SMASPACITYELECTRIC, 89500 City Electric Co - Inc New York | -285.95 |  | No | Other | Shippable | 0 |  | Not Applicable as per Item Classification |  | Not Applicable
953-1188 | 953-1188 | SPA, SMA Manufacturer Rebate for # 330-0461, End Date 12/31/2018, Max Qty. , SMASPACITYELECTRIC, 89500 City Electric Co - Inc New York | -324.68 |  | No | Other | Shippable | 0 |  | Not Applicable as per Item Classification |  | Not Applicable
953-1189 | 953-1189 | SPA, SMA Manufacturer Rebate for # 330-0462, End Date 12/31/2018, Max Qty. , SMASPACITYELECTRIC, 89500 City Electric Co - Inc New York | -336.23 |  | No | Other | Shippable | 0 |  | Not Applicable as per Item Classification |  | Not Applicable
953-1190 | 953-1190 | SPA, SMA Manufacturer Rebate for # 330-0463, End Date 12/31/2018, Max Qty. , SMASPACITYELECTRIC, 89500 City Electric Co - Inc New York | -371.93 |  | No | Other | Shippable | 0 |  | Not Applicable as per Item Classification |  | Not Applicable
953-1191 | 953-1191 | SPA, SMA Manufacturer Rebate for # 330-0515, End Date 12/31/2018, Max Qty. , SMASPACITYELECTRIC, 89500 City Electric Co - Inc New York | -353.89 |  | No | Other | Shippable | 0 |  | Not Applicable as per Item Classification |  | Not Applicable
953-1192 | 953-1192 | SPA, SMA Manufacturer Rebate for # 330-0522, End Date 12/31/2018, Max Qty. , SMASPACITYELECTRIC, 89500 City Electric Co - Inc New York | -519.28 |  | No | Other | Shippable | 0 |  | Not Applicable as per Item Classification |  | Not Applicable
953-1193 | 953-1193 | SPA, Enphase Manufacturer Rebate for # 321-0214, End Date 03/31/2018, Max Qty. 6000, SPADF7XIAW, 203608 Encor Solar | -22.12 |  | No | Other | Shippable | 0 |  | Not Applicable as per Item Classification |  | Not Applicable
953-1194 | 953-1194 | SPA, Enphase Manufacturer Rebate for # 321-0212, End Date 03/31/2018, Max Qty. 1000, SPADF7XIAW, 203608 Encor Solar | -15.76 |  | No | Other | Shippable | 0 |  | Not Applicable as per Item Classification |  | Not Applicable
953-1195 | 953-1195 | SPA, Panasonic Manufacturer Rebate for # 110-1073, End Date 12/31/2018, Max Qty. 2MW/500kW QTR, PanasonicSPASunPro, 202679 Sunpro | -13.2 |  | No | Other | Shippable | 0 |  | Not Applicable as per Item Classification |  | Not Applicable
953-1196 | 953-1196 | SPA, Panasonic Manufacturer Rebate for # 110-1073, End Date 06/30/2018, Max Qty. 700, PENSASPAMILESTONE, 7748 - Milestone Solar Consultants | -19.8 |  | No | Other | Shippable | 0 |  | Not Applicable as per Item Classification |  | Not Applicable
953-1197 | 953-1197 | SPA, SMA Manufacturer Rebate for # 330-0460, End Date 12/31/2018, Max Qty. No max, SMASPACHICOELECTRIC, Chico Electric 7471 | -229.12 |  | No | Other | Shippable | 0 |  | Not Applicable as per Item Classification |  | Not Applicable
953-1198 | 953-1198 | SPA, SMA Manufacturer Rebate for # 330-0461, End Date 12/31/2018, Max Qty. No max, SMASPACHICOELECTRIC, Chico Electric 7471 | -325.08 |  | No | Other | Shippable | 0 |  | Not Applicable as per Item Classification |  | Not Applicable
953-1199 | 953-1199 | SPA, SMA Manufacturer Rebate for # 330-0462, End Date 12/31/2018, Max Qty. No max, SMASPACHICOELECTRIC, Chico Electric 7471 | -336.25 |  | No | Other | Shippable | 0 |  | Not Applicable as per Item Classification |  | Not Applicable
953-1200 | 953-1200 | SPA, SMA Manufacturer Rebate for # 330-0463, End Date 12/31/2018, Max Qty. No max, SMASPACHICOELECTRIC, Chico Electric 7471 | -354.08 |  | No | Other | Shippable | 0 |  | Not Applicable as per Item Classification |  | Not Applicable
953-1201 | 953-1201 | SPA, SMA Manufacturer Rebate for # 330-0515, End Date 12/31/2018, Max Qty. No max, SMASPACHICOELECTRIC, Chico Electric 7471 | -358.46 |  | No | Other | Shippable | 0 |  | Not Applicable as per Item Classification |  | Not Applicable
953-1202 | 953-1202 | SPA, SMA Manufacturer Rebate for # 330-0522, End Date 12/31/2018, Max Qty. No max, SMASPACHICOELECTRIC, Chico Electric 7471 | -518.88 |  | No | Other | Shippable | 0 |  | Not Applicable as per Item Classification |  | Not Applicable
953-1203 | 953-1203 | SPA, ENPHASE Manufacturer Rebate for # 570-1106, End Date 03/31/2018, Max Qty. 40, SPADQSHIAA, 4970 R & R Solar Supply | -76.76 |  | No | Other | Shippable | 0 |  | Not Applicable as per Item Classification |  | Not Applicable
953-1204 | 953-1204 | SPA, ENPHASE Manufacturer Rebate for # 321-0212, End Date 03/31/2018, Max Qty. 1600, SPADDS5IAO, 4970 R & R Solar Supply | -17.09 |  | No | Other | Shippable | 0 |  | Not Applicable as per Item Classification |  | Not Applicable
953-1205 | 953-1205 | SPA, ENPHASE Manufacturer Rebate for # 321-0214, End Date 03/31/2018, Max Qty. 600, SPADDS5IAO, 4971 R & R Solar Supply | -15.45 |  | No | Other | Shippable | 0 |  | Not Applicable as per Item Classification |  | Not Applicable
953-1206 | 953-1206 | SPA, Fronius Manufacturer Rebate for # 310-0582, End Date 06/30/2018, Max Qty. 120, A03600-V1, 1600 Blue Horizon Energy LLC | -184.39 |  | No | Other | Shippable | 0 |  | Not Applicable as per Item Classification |  | Not Applicable
953-1207 | 953-1207 | SPA, Enphase Manufacturer Rebate for # 321-0212, End Date 03/31/2018, Max Qty. 1000, SPADDOAIAA, 203786 American Home Energy | -21.09 |  | No | Other | Shippable | 0 |  | Not Applicable as per Item Classification |  | Not Applicable
953-1208 | 953-1208 | SPA, Enphase Manufacturer Rebate for # 321-0214, End Date 03/31/2018, Max Qty. 1500, SPADDOAIAA, 203786 American Home Energy | -20.45 |  | No | Other | Shippable | 0 |  | Not Applicable as per Item Classification |  | Not Applicable
953-1209 | 953-1209 | SPA, Enphase Manufacturer Rebate for # 321-0214, End Date 06/30/2018, Max Qty. 1080, SPADGH2IAE, Nippon Energy 31018 | -10.45 |  | No | Other | Shippable | 0 |  | Not Applicable as per Item Classification |  | Not Applicable
953-1210 | 953-1210 | SPA, Enphase Manufacturer Rebate for # 321-0212, End Date 06/30/2018, Max Qty. 120, SPADGH2IAE, Nippon Energy 31018 | -11.09 |  | No | Other | Shippable | 0 |  | Not Applicable as per Item Classification |  | Not Applicable
953-1211 | 953-1211 | SPA, Enphase Manufacturer Rebate for # 321-0214, End Date 06/30/2018, Max Qty. 300, SPADWBCIAY, 80633 Solar Roof Dynamics LLC | -11.45 |  | No | Other | Shippable | 0 |  | Not Applicable as per Item Classification |  | Not Applicable
953-1212 | 953-1212 | SPA, Enphase Manufacturer Rebate for # 321-0212, End Date 06/30/2018, Max Qty. 200, SPADWBCIAY, 80633 Solar Roof Dynamics LLC | -12.09 |  | No | Other | Shippable | 0 |  | Not Applicable as per Item Classification |  | Not Applicable
953-1213 | 953-1213 | SPA, Enphase Manufacturer Rebate for # 321-0214, End Date 06/30/2018, Max Qty. 6000, SPADCG4IAI, 203608 Encor Solar | -22.12 |  | No | Other | Shippable | 0 |  | Not Applicable as per Item Classification |  | Not Applicable
953-1214 | 953-1214 | SPA, Enphase Manufacturer Rebate for # 321-0212, End Date 06/30/2018, Max Qty. 1000, SPADCG4IAI, 203608 Encor Solar | -15.76 |  | No | Other | Shippable | 0 |  | Not Applicable as per Item Classification |  | Not Applicable
953-1215 | 953-1215 | SPA, ENPHASE Manufacturer Rebate for # 321-0212, End Date 06/30/2018, Max Qty. 500, SPAD5KDIAY, 4970 R & R Solar Supply | -11.09 |  | No | Other | Shippable | 0 |  | Not Applicable as per Item Classification |  | Not Applicable
953-1216 | 953-1216 | SPA, ENPHASE Manufacturer Rebate for # 321-0214, End Date 06/30/2018, Max Qty. 600, SPAD5KDIAY, 4970 R & R Solar Supply | -7.45 |  | No | Other | Shippable | 0 |  | Not Applicable as per Item Classification |  | Not Applicable
953-1217 | 953-1217 | SPA, ENPHASE Manufacturer Rebate for # 570-1106, End Date 06/30/2018, Max Qty. 108, SPAD4WLIAI, 4970 R & R Solar Supply | -76.76 |  | No | Other | Shippable | 0 |  | Not Applicable as per Item Classification |  | Not Applicable
953-1218 | 953-1218 | SPA, ENPHASE Manufacturer Rebate for # 321-0216, End Date 06/30/2018, Max Qty. 500, SPADSOJIAI, 4970 R & R Solar Supply | -11.99 |  | No | Other | Shippable | 0 |  | Not Applicable as per Item Classification |  | Not Applicable
953-1219 | 953-1219 | SPA, ENPHASE Manufacturer Rebate for # 321-0215, End Date 06/30/2018, Max Qty. 500, SPADSOJIAI, 4970 R & R Solar Supply | -7.99 |  | No | Other | Shippable | 0 |  | Not Applicable as per Item Classification |  | Not Applicable
953-1220 | 953-1220 | SPA, Enphase Manufacturer Rebate for # 321-0215, End Date 06/30/2018, Max Qty. 300, SPADK8GIAQ, 30870 Icon Solar Power | -15.99 |  | No | Other | Shippable | 0 |  | Not Applicable as per Item Classification |  | Not Applicable
953-1221 | 953-1221 | SPA, Enphase Manufacturer Rebate for # 321-0216, End Date 06/30/2018, Max Qty. 100, SPADK8GIAQ, 30870 Icon Solar Power | -22.99 |  | No | Other | Shippable | 0 |  | Not Applicable as per Item Classification |  | Not Applicable
953-1222 | 953-1222 | SPA, Enphase Manufacturer Rebate for # 321-0214, End Date 06/30/2018, Max Qty. 2000, SPADK8GIAQ, 30870 Icon Solar Power | -15.45 |  | No | Other | Shippable | 0 |  | Not Applicable as per Item Classification |  | Not Applicable
953-1223 | 953-1223 | SPA, Enphase Manufacturer Rebate for # 321-0212, End Date 06/30/2018, Max Qty. 1000, SPADK8GIAQ, 30870 Icon Solar Power | -22.09 |  | No | Other | Shippable | 0 |  | Not Applicable as per Item Classification |  | Not Applicable
953-1224 | 953-1224 | SPA, Enphase Manufacturer Rebate for # 321-0212, End Date 06/30/2018, Max Qty. 1000, SPADOPBIAM, 88629 American Design and Build | -13.09 |  | No | Other | Shippable | 0 |  | Not Applicable as per Item Classification |  | Not Applicable
953-1225 | 953-1225 | SPA, Enphase Manufacturer Rebate for # 321-0214, End Date 06/30/2018, Max Qty. 3000, SPADOPBIAM, 88629 American Design and Build | -19.45 |  | No | Other | Shippable | 0 |  | Not Applicable as per Item Classification |  | Not Applicable
953-1226 | 953-1226 | SPA, Enphase Manufacturer Rebate for # 321-0215, End Date 06/30/2018, Max Qty. 50, SPADOPBIAM, 88629 American Design and Build | -19.99 |  | No | Other | Shippable | 0 |  | Not Applicable as per Item Classification |  | Not Applicable
953-1227 | 953-1227 | SPA, Enphase Manufacturer Rebate for # 321-0216, End Date 06/30/2018, Max Qty. 50, SPADOPBIAM, 88629 American Design and Build | -13.99 |  | No | Other | Shippable | 0 |  | Not Applicable as per Item Classification |  | Not Applicable
953-1228 | 953-1228 | SPA, Enphase Manufacturer Rebate for # 321-0212, End Date 06/30/2018, Max Qty. 5000, SPADKKEIAU, 10454 - Solar Solution LLC | -21.09 |  | No | Other | Shippable | 0 |  | Not Applicable as per Item Classification |  | Not Applicable
953-1229 | 953-1229 | SPA, Enphase Manufacturer Rebate for # 321-0214, End Date 06/30/2018, Max Qty. 5000, SPADKKEIAU, 10454 - Solar Solution LLC | -20.95 |  | No | Other | Shippable | 0 |  | Not Applicable as per Item Classification |  | Not Applicable
953-1230 | 953-1230 | SPA, Enphase Manufacturer Rebate for # 321-0215, End Date 06/30/2018, Max Qty. 50, SPADKKEIAU, 10454 - Solar Solution LLC | -21.49 |  | No | Other | Shippable | 0 |  | Not Applicable as per Item Classification |  | Not Applicable
953-1231 | 953-1231 | SPA, Enphase Manufacturer Rebate for # 321-0216, End Date 06/30/2018, Max Qty. 50, SPADKKEIAU, 10454 - Solar Solution LLC | -21.99 |  | No | Other | Shippable | 0 |  | Not Applicable as per Item Classification |  | Not Applicable
953-1232 | 953-1232 | SPA, ENPHASE Manufacturer Rebate for # 321-0212, End Date 06/30/2018, Max Qty. 1000, SPADINXIAM, 121215 PSG Construction, Inc. | -17.09 |  | No | Other | Shippable | 0 |  | Not Applicable as per Item Classification |  | Not Applicable
953-1233 | 953-1233 | SPA, ENPHASE Manufacturer Rebate for # 321-0214, End Date 06/30/2018, Max Qty. 1500, SPADINXIAM, 121215 PSG Construction, Inc. | -16.45 |  | No | Other | Shippable | 0 |  | Not Applicable as per Item Classification |  | Not Applicable
953-1234 | 953-1234 | SPA, ENPHASE Manufacturer Rebate for # 321-0216, End Date 06/30/2018, Max Qty. 50, SPADINXIAM, 121215 PSG Construction, Inc. | -17.99 |  | No | Other | Shippable | 0 |  | Not Applicable as per Item Classification |  | Not Applicable
953-1235 | 953-1235 | SPA, ENPHASE Manufacturer Rebate for # 321-0215, End Date 06/30/2018, Max Qty. 50, SPADINXIAM, 121215 PSG Construction, Inc. | -16.99 |  | No | Other | Shippable | 0 |  | Not Applicable as per Item Classification |  | Not Applicable
953-1236 | 953-1236 | SPA, Enphase Manufacturer Rebate for # 321-0212, End Date 06/30/2018, Max Qty. 2500, SPADDV3IAK, 3853 Wholesale Solar, Inc | -13.44 |  | No | Other | Shippable | 0 |  | Not Applicable as per Item Classification |  | Not Applicable
953-1237 | 953-1237 | SPA, SolarEdge Manufacturer Rebate for # 310-0347, End Date 06/30/2019, Max Qty. , SOL180402, 2395 South Coast Solar LLC | -217.75 |  | No | Other | Shippable | 0 |  | Not Applicable as per Item Classification |  | Not Applicable
953-1238 | 953-1238 | SPA, SolarEdge Manufacturer Rebate for # 310-0574, End Date 06/30/2019, Max Qty. , SOL180402, 2395 South Coast Solar LLC | -213.49 |  | No | Other | Shippable | 0 |  | Not Applicable as per Item Classification |  | Not Applicable
953-1239 | 953-1239 | SPA, SolarEdge Manufacturer Rebate for # 310-0576, End Date 06/30/2019, Max Qty. , SOL180402, 2395 South Coast Solar LLC | -397.2 |  | No | Other | Shippable | 0 |  | Not Applicable as per Item Classification |  | Not Applicable
953-1240 | 953-1240 | SPA, SolarEdge Manufacturer Rebate for # 310-0577, End Date 06/30/2019, Max Qty. , SOL180402, 2395 South Coast Solar LLC | -414.16 |  | No | Other | Shippable | 0 |  | Not Applicable as per Item Classification |  | Not Applicable
953-1241 | 953-1241 | SPA, SolarEdge Manufacturer Rebate for # 310-0578, End Date 06/30/2019, Max Qty. , SOL180402, 2395 South Coast Solar LLC | -402.12 |  | No | Other | Shippable | 0 |  | Not Applicable as per Item Classification |  | Not Applicable
953-1242 | 953-1242 | SPA, SolarEdge Manufacturer Rebate for # 565-0205, End Date 06/30/2019, Max Qty. , SOL180402, 2395 South Coast Solar LLC | -17.86 |  | No | Other | Shippable | 0 |  | Not Applicable as per Item Classification |  | Not Applicable
953-1243 | 953-1243 | SPA, SolarEdge Manufacturer Rebate for # 570-1139, End Date 06/30/2019, Max Qty. , SOL180402, 2395 South Coast Solar LLC | -85.89 |  | No | Other | Shippable | 0 |  | Not Applicable as per Item Classification |  | Not Applicable
953-1244 | 953-1244 | SPA, SolarEdge Manufacturer Rebate for # 310-0029, End Date 06/30/2019, Max Qty. , SOL180402, 2395 South Coast Solar LLC | -363.52 |  | No | Other | Shippable | 0 |  | Not Applicable as per Item Classification |  | Not Applicable
953-1245 | 953-1245 | SPA, SolarEdge Manufacturer Rebate for # 310-0033, End Date 06/30/2019, Max Qty. , SOL180402, 2395 South Coast Solar LLC | -388.32 |  | No | Other | Shippable | 0 |  | Not Applicable as per Item Classification |  | Not Applicable
953-1246 | 953-1246 | SPA, SolarEdge Manufacturer Rebate for # 310-0348, End Date 06/30/2019, Max Qty. , SOL180402, 2395 South Coast Solar LLC | -220.16 |  | No | Other | Shippable | 0 |  | Not Applicable as per Item Classification |  | Not Applicable
953-1247 | 953-1247 | SPA, SolarEdge Manufacturer Rebate for # 310-0349, End Date 06/30/2019, Max Qty. , SOL180402, 2395 South Coast Solar LLC | -405.05 |  | No | Other | Shippable | 0 |  | Not Applicable as per Item Classification |  | Not Applicable
953-1248 | 953-1248 | SPA, SolarEdge Manufacturer Rebate for # 310-0350, End Date 06/30/2019, Max Qty. , SOL180402, 2395 South Coast Solar LLC | -422.01 |  | No | Other | Shippable | 0 |  | Not Applicable as per Item Classification |  | Not Applicable
953-1249 | 953-1249 | SPA, SolarEdge Manufacturer Rebate for # 310-0028, End Date 06/30/2019, Max Qty. , SOL180402, 2395 South Coast Solar LLC | -409.96 |  | No | Other | Shippable | 0 |  | Not Applicable as per Item Classification |  | Not Applicable
953-1250 | 953-1250 | SPA, SolarEdge Manufacturer Rebate for # 310-0030, End Date 06/30/2019, Max Qty. , SOL180402, 2395 South Coast Solar LLC | -371.97 |  | No | Other | Shippable | 0 |  | Not Applicable as per Item Classification |  | Not Applicable
953-1251 | 953-1251 | SPA, SolarEdge Manufacturer Rebate for # 310-0039, End Date 06/30/2019, Max Qty. , SOL180402, 2395 South Coast Solar LLC | -396.77 |  | No | Other | Shippable | 0 |  | Not Applicable as per Item Classification |  | Not Applicable
953-1252 | 953-1252 | SPA, SolarEdge Manufacturer Rebate for # 565-0211, End Date 06/30/2019, Max Qty. , SOL180402, 2395 South Coast Solar LLC | -18.2 |  | No | Other | Shippable | 0 |  | Not Applicable as per Item Classification |  | Not Applicable
953-1253 | 953-1253 | SPA, SolarEdge Manufacturer Rebate for # 565-0206, End Date 06/30/2019, Max Qty. , SOL180402, 2395 South Coast Solar LLC | -18.2 |  | No | Other | Shippable | 0 |  | Not Applicable as per Item Classification |  | Not Applicable
953-1254 | 953-1254 | SPA, SolarEdge Manufacturer Rebate for # 570-0181, End Date 06/30/2019, Max Qty. , SOL180402, 2395 South Coast Solar LLC | -46.25 |  | No | Other | Shippable | 0 |  | Not Applicable as per Item Classification |  | Not Applicable
953-1255 | 953-1255 | SPA, SolarEdge Manufacturer Rebate for # 310-0573, End Date 06/30/2019, Max Qty. , SOL180402, 2395 South Coast Solar LLC | -195.98 |  | No | Other | Shippable | 0 |  | Not Applicable as per Item Classification |  | Not Applicable
953-1256 | 953-1256 | SPA, SolarEdge Manufacturer Rebate for # 310-0523, End Date 06/30/2019, Max Qty. , SOL180402, 2396 South Coast Solar LLC | -195.98 |  | No | Other | Shippable | 0 |  | Not Applicable as per Item Classification |  | Not Applicable
953-1257 | 953-1257 | SPA, SolarEdge Manufacturer Rebate for # 570-1139, End Date 06/30/2019, Max Qty. , SOL180402, 2396 South Coast Solar LLC | -85.89 |  | No | Other | Shippable | 0 |  | Not Applicable as per Item Classification |  | Not Applicable
953-1258 | 953-1258 | SPA, SMA Manufacturer Rebate for # 310-0547, End Date 04/24/2019, Max Qty. 50, SMASPAEnergySolutionsDirect, 203176 Energy Solutions Direct | -145.77 |  | No | Other | Shippable | 0 |  | Not Applicable as per Item Classification |  | Not Applicable
953-1259 | 953-1259 | SPA, SMA Manufacturer Rebate for # 310-0564, End Date 04/24/2019, Max Qty. 50, SMASPAEnergySolutionsDirect, 203176 Energy Solutions Direct | -137.09 |  | No | Other | Shippable | 0 |  | Not Applicable as per Item Classification |  | Not Applicable
953-1260 | 953-1260 | SPA, SMA Manufacturer Rebate for # 310-0565, End Date 04/24/2019, Max Qty. 50, SMASPAEnergySolutionsDirect, 203176 Energy Solutions Direct | -179.45 |  | No | Other | Shippable | 0 |  | Not Applicable as per Item Classification |  | Not Applicable
953-1261 | 953-1261 | SPA, SMA Manufacturer Rebate for # 310-0548, End Date 04/24/2019, Max Qty. 100, SMASPAEnergySolutionsDirect, 203176 Energy Solutions Direct | -157.42 |  | No | Other | Shippable | 0 |  | Not Applicable as per Item Classification |  | Not Applicable
953-1262 | 953-1262 | SPA, SMA Manufacturer Rebate for # 310-0566, End Date 04/24/2019, Max Qty. 250, SMASPAEnergySolutionsDirect, 203176 Energy Solutions Direct | -192.61 |  | No | Other | Shippable | 0 |  | Not Applicable as per Item Classification |  | Not Applicable
953-1263 | 953-1263 | SPA, SMA Manufacturer Rebate for # 310-0563, End Date 04/24/2019, Max Qty. 50, SMASPAEnergySolutionsDirect, 203176 Energy Solutions Direct | -133.41 |  | No | Other | Shippable | 0 |  | Not Applicable as per Item Classification |  | Not Applicable
953-1264 | 953-1264 | SPA, Enphase Manufacturer Rebate for # 321-0219, End Date 06/30/2018, Max Qty. 250, SPADJ7HIAC , 80559 Robco Electric Inc | -10.45 |  | No | Other | Shippable | 0 |  | Not Applicable as per Item Classification |  | Not Applicable
953-1265 | 953-1265 | SPA, Enphase Manufacturer Rebate for # 321-0214, End Date 06/30/2018, Max Qty. 1000, SPADWTVIAY, 8426 High Definition Solar | -5.85 |  | No | Other | Shippable | 0 |  | Not Applicable as per Item Classification |  | Not Applicable
953-1266 | 953-1266 | SPA, Enphase Manufacturer Rebate for # 321-0212, End Date 06/30/2018, Max Qty. 250, SPADWTVIAY, 8426 High Definition Solar | -5.59 |  | No | Other | Shippable | 0 |  | Not Applicable as per Item Classification |  | Not Applicable
953-1267 | 953-1267 | SPA, SMA Manufacturer Rebate for # 310-0563, End Date 12/31/2018, Max Qty. N/A, SMASPACHICOELECTRIC, 7471 CHICO ELECTRIC | -155.77 |  | No | Other | Shippable | 0 |  | Not Applicable as per Item Classification |  | Not Applicable
953-1268 | 953-1268 | SPA, SMA Manufacturer Rebate for # 310-0564, End Date 12/31/2018, Max Qty. N/A, SMASPACHICOELECTRIC, 7471 CHICO ELECTRIC | -115.97 |  | No | Other | Shippable | 0 |  | Not Applicable as per Item Classification |  | Not Applicable
953-1269 | 953-1269 | SPA, SMA Manufacturer Rebate for # 310-0547, End Date 12/31/2018, Max Qty. N/A, SMASPACHICOELECTRIC, 7471 CHICO ELECTRIC | -123.65 |  | No | Other | Shippable | 0 |  | Not Applicable as per Item Classification |  | Not Applicable
953-1270 | 953-1270 | SPA, SMA Manufacturer Rebate for # 310-0548, End Date 12/31/2018, Max Qty. N/A, SMASPACHICOELECTRIC, 7471 CHICO ELECTRIC | -133.1 |  | No | Other | Shippable | 0 |  | Not Applicable as per Item Classification |  | Not Applicable
953-1271 | 953-1271 | SPA, SMA Manufacturer Rebate for # 310-0565, End Date 12/31/2018, Max Qty. N/A, SMASPACHICOELECTRIC, 7471 CHICO ELECTRIC | -151.85 |  | No | Other | Shippable | 0 |  | Not Applicable as per Item Classification |  | Not Applicable
953-1272 | 953-1272 | SPA, SMA Manufacturer Rebate for # 310-0566, End Date 12/31/2018, Max Qty. N/A, SMASPACHICOELECTRIC, 7471 CHICO ELECTRIC | -161.77 |  | No | Other | Shippable | 0 |  | Not Applicable as per Item Classification |  | Not Applicable
953-1273 | 953-1273 | SPA, Panasonic Manufacturer Rebate for # 110-1073, End Date 09/30/2018, Max Qty. , PanasonicSPAStreamlineSolar, 17808 Streamline Solar Power Systems, LLC | -19.8 |  | No | Other | Shippable | 0 |  | Not Applicable as per Item Classification |  | Not Applicable
953-1274 | 953-1274 | SPA, SMA Manufacturer Rebate for # 330-0460, End Date 05/09/2019, Max Qty. 5, SMASPASOLARROOFSYSTEMS, 81520 Solar Roof Systems LLC | -63.47 |  | No | Other | Shippable | 0 |  | Not Applicable as per Item Classification |  | Not Applicable
953-1275 | 953-1275 | SPA, SMA Manufacturer Rebate for # 330-0461, End Date 05/09/2019, Max Qty. 5, SMASPASOLARROOFSYSTEMS, 81520 Solar Roof Systems LLC | -72.2 |  | No | Other | Shippable | 0 |  | Not Applicable as per Item Classification |  | Not Applicable
953-1276 | 953-1276 | SPA, SMA Manufacturer Rebate for # 330-0462, End Date 05/09/2019, Max Qty. 5, SMASPASOLARROOFSYSTEMS, 81520 Solar Roof Systems LLC | -74.77 |  | No | Other | Shippable | 0 |  | Not Applicable as per Item Classification |  | Not Applicable
953-1277 | 953-1277 | SPA, SMA Manufacturer Rebate for # 330-0463, End Date 05/09/2019, Max Qty. 5, SMASPASOLARROOFSYSTEMS, 81520 Solar Roof Systems LLC | -270.17 |  | No | Other | Shippable | 0 |  | Not Applicable as per Item Classification |  | Not Applicable
953-1278 | 953-1278 | SPA, SMA Manufacturer Rebate for # 330-0515, End Date 05/09/2019, Max Qty. 5, SMASPASOLARROOFSYSTEMS, 81520 Solar Roof Systems LLC | -332.59 |  | No | Other | Shippable | 0 |  | Not Applicable as per Item Classification |  | Not Applicable
953-1279 | 953-1279 | SPA, SMA Manufacturer Rebate for # 330-0522, End Date 05/09/2019, Max Qty. 50, SMASPASOLARROOFSYSTEMS, 81520 Solar Roof Systems LLC | -220.18 |  | No | Other | Shippable | 0 |  | Not Applicable as per Item Classification |  | Not Applicable
953-1280 | 953-1280 | SPA, IRONRIDGE Manufacturer Rebate for # 270-0915, End Date 12/31/2018, Max Qty. , IRSPAFreedomSolar, 80189 Freedom Solar Services : Freedom Solar Services | -3.68 |  | No | Other | Shippable | 0 |  | Not Applicable as per Item Classification |  | Not Applicable
953-1281 | 953-1281 | SPA, IRONRIDGE Manufacturer Rebate for # 270-0916, End Date 12/31/2018, Max Qty. , IRSPAFreedomSolar, 80189 Freedom Solar Services : Freedom Solar Services | -2.89 |  | No | Other | Shippable | 0 |  | Not Applicable as per Item Classification |  | Not Applicable
953-1282 | 953-1282 | SPA, IRONRIDGE Manufacturer Rebate for # 210-0999, End Date 12/31/2018, Max Qty. , IRSPAFreedomSolar, 80189 Freedom Solar Services : Freedom Solar Services | -5.63 |  | No | Other | Shippable | 0 |  | Not Applicable as per Item Classification |  | Not Applicable
953-1283 | 953-1283 | SPA, IRONRIDGE Manufacturer Rebate for # 211-0486, End Date 12/31/2018, Max Qty. , IRSPAFreedomSolar, 80189 Freedom Solar Services : Freedom Solar Services | -0.18 |  | No | Other | Shippable | 0 |  | Not Applicable as per Item Classification |  | Not Applicable
953-1284 | 953-1284 | SPA, IRONRIDGE Manufacturer Rebate for # 211-0491, End Date 12/31/2018, Max Qty. , IRSPAFreedomSolar, 80189 Freedom Solar Services : Freedom Solar Services | -0.76 |  | No | Other | Shippable | 0 |  | Not Applicable as per Item Classification |  | Not Applicable
953-1285 | 953-1285 | SPA, IRONRIDGE Manufacturer Rebate for # 211-0492, End Date 12/31/2018, Max Qty. , IRSPAFreedomSolar, 80189 Freedom Solar Services : Freedom Solar Services | -0.82 |  | No | Other | Shippable | 0 |  | Not Applicable as per Item Classification |  | Not Applicable
953-1287 | 953-1287 | SPA, IRONRIDGE Manufacturer Rebate for # 260-0828, End Date 12/31/2018, Max Qty. , IRSPAFreedomSolar, 80189 Freedom Solar Services : Freedom Solar Services | -0.39 |  | No | Other | Shippable | 0 |  | Not Applicable as per Item Classification |  | Not Applicable
953-1288 | 953-1288 | SPA, IRONRIDGE Manufacturer Rebate for # 260-0835, End Date 12/31/2018, Max Qty. , IRSPAFreedomSolar, 80189 Freedom Solar Services : Freedom Solar Services | -0.08 |  | No | Other | Shippable | 0 |  | Not Applicable as per Item Classification |  | Not Applicable
953-1289 | 953-1289 | SPA, IRONRIDGE Manufacturer Rebate for # 260-0836, End Date 12/31/2018, Max Qty. , IRSPAFreedomSolar, 80189 Freedom Solar Services : Freedom Solar Services | -0.08 |  | No | Other | Shippable | 0 |  | Not Applicable as per Item Classification |  | Not Applicable
953-1290 | 953-1290 | SPA, IRONRIDGE Manufacturer Rebate for # 260-0837, End Date 12/31/2018, Max Qty. , IRSPAFreedomSolar, 80189 Freedom Solar Services : Freedom Solar Services | -0.08 |  | No | Other | Shippable | 0 |  | Not Applicable as per Item Classification |  | Not Applicable
953-1291 | 953-1291 | SPA, IRONRIDGE Manufacturer Rebate for # 260-0838, End Date 12/31/2018, Max Qty. , IRSPAFreedomSolar, 80189 Freedom Solar Services : Freedom Solar Services | -0.08 |  | No | Other | Shippable | 0 |  | Not Applicable as per Item Classification |  | Not Applicable
953-1292 | 953-1292 | SPA, IRONRIDGE Manufacturer Rebate for # 260-0839, End Date 12/31/2018, Max Qty. , IRSPAFreedomSolar, 80189 Freedom Solar Services : Freedom Solar Services | -0.08 |  | No | Other | Shippable | 0 |  | Not Applicable as per Item Classification |  | Not Applicable
953-1293 | 953-1293 | SPA, IRONRIDGE Manufacturer Rebate for # 260-0840, End Date 12/31/2018, Max Qty. , IRSPAFreedomSolar, 80189 Freedom Solar Services : Freedom Solar Services | -0.08 |  | No | Other | Shippable | 0 |  | Not Applicable as per Item Classification |  | Not Applicable
953-1294 | 953-1294 | SPA, IRONRIDGE Manufacturer Rebate for # 260-0827, End Date 12/31/2018, Max Qty. , IRSPAFreedomSolar, 80189 Freedom Solar Services : Freedom Solar Services | -0.37 |  | No | Other | Shippable | 0 |  | Not Applicable as per Item Classification |  | Not Applicable
953-1295 | 953-1295 | SPA, IRONRIDGE Manufacturer Rebate for # 260-0829, End Date 12/31/2018, Max Qty. , IRSPAFreedomSolar, 80189 Freedom Solar Services : Freedom Solar Services | -0.05 |  | No | Other | Shippable | 0 |  | Not Applicable as per Item Classification |  | Not Applicable
953-1296 | 953-1296 | SPA, IRONRIDGE Manufacturer Rebate for # 260-0830, End Date 12/31/2018, Max Qty. , IRSPAFreedomSolar, 80189 Freedom Solar Services : Freedom Solar Services | -0.05 |  | No | Other | Shippable | 0 |  | Not Applicable as per Item Classification |  | Not Applicable
953-1297 | 953-1297 | SPA, IRONRIDGE Manufacturer Rebate for # 260-0831, End Date 12/31/2018, Max Qty. , IRSPAFreedomSolar, 80189 Freedom Solar Services : Freedom Solar Services | -0.05 |  | No | Other | Shippable | 0 |  | Not Applicable as per Item Classification |  | Not Applicable
953-1298 | 953-1298 | SPA, IRONRIDGE Manufacturer Rebate for # 260-0832, End Date 12/31/2018, Max Qty. , IRSPAFreedomSolar, 80189 Freedom Solar Services : Freedom Solar Services | -0.05 |  | No | Other | Shippable | 0 |  | Not Applicable as per Item Classification |  | Not Applicable
953-1299 | 953-1299 | SPA, IRONRIDGE Manufacturer Rebate for # 260-0833, End Date 12/31/2018, Max Qty. , IRSPAFreedomSolar, 80189 Freedom Solar Services : Freedom Solar Services | -0.05 |  | No | Other | Shippable | 0 |  | Not Applicable as per Item Classification |  | Not Applicable
953-1300 | 953-1300 | SPA, IRONRIDGE Manufacturer Rebate for # 260-0834, End Date 12/31/2018, Max Qty. , IRSPAFreedomSolar, 80189 Freedom Solar Services : Freedom Solar Services | -0.05 |  | No | Other | Shippable | 0 |  | Not Applicable as per Item Classification |  | Not Applicable
953-1301 | 953-1301 | SPA, IRONRIDGE Manufacturer Rebate for # 270-0894, End Date 12/31/2018, Max Qty. , IRSPAFreedomSolar, 80189 Freedom Solar Services : Freedom Solar Services | -0.08 |  | No | Other | Shippable | 0 |  | Not Applicable as per Item Classification |  | Not Applicable
953-1302 | 953-1302 | SPA, Enphase Manufacturer Rebate for # 321-0214, End Date 06/30/2018, Max Qty. 800, SPADQHJIAY, 121315 American Solar Advantage Inc. | -7.45 |  | No | Other | Shippable | 0 |  | Not Applicable as per Item Classification |  | Not Applicable
953-1303 | 953-1303 | SPA, Enphase Manufacturer Rebate for # 321-0212, End Date 06/30/2018, Max Qty. 200, SPADQHJIAY, 121315 American Solar Advantage Inc. | -8.09 |  | No | Other | Shippable | 0 |  | Not Applicable as per Item Classification |  | Not Applicable
953-1304 | 953-1304 | SPA, Enphase Manufacturer Rebate for # 321-0215, End Date 06/30/2018, Max Qty. 100, SPADQHJIAY, 121315 American Solar Advantage Inc. | -7.45 |  | No | Other | Shippable | 0 |  | Not Applicable as per Item Classification |  | Not Applicable
953-1305 | 953-1305 | SPA, Enphase Manufacturer Rebate for # 321-0216, End Date 06/30/2018, Max Qty. 100, SPADQHJIAY, 121315 American Solar Advantage Inc. | -8.09 |  | No | Other | Shippable | 0 |  | Not Applicable as per Item Classification |  | Not Applicable
953-1306 | 953-1306 | SPA, Panasonic Manufacturer Rebate for # 110-1073, End Date 09/30/2018. Panasonic Summer Promotion or SPA. Not valid in CA. Cannot be combined with any other offer. Order must ship prior to 9/30/2018 to be eligible for rebate. | -16.5 |  | No | Other | Shippable | 0 |  | Not Applicable as per Item Classification |  | Not Applicable
953-1307 | 953-1307 | SPA, Enphase Manufacturer Rebate for # 321-0214, End Date 06/30/2018, Max Qty. 1000, SPADQN2IAI, Solar City Inc dba The LeverEdge - 121482 | -10.45 |  | No | Other | Shippable | 0 |  | Not Applicable as per Item Classification |  | Not Applicable
953-1308 | 953-1308 | SPA, Enphase Manufacturer Rebate for # 321-0212, End Date 06/30/2018, Max Qty. 1000, SPADQN2IAI, Solar City Inc dba The LeverEdge - 121483 | -12.09 |  | No | Other | Shippable | 0 |  | Not Applicable as per Item Classification |  | Not Applicable
953-1309 | 953-1309 | SPA, Enphase Manufacturer Rebate for # 321-0215, End Date 06/30/2018, Max Qty. 1000, SPADQN2IAI, Solar City Inc dba The LeverEdge - 121484 | -10.45 |  | No | Other | Shippable | 0 |  | Not Applicable as per Item Classification |  | Not Applicable
953-1310 | 953-1310 | SPA, Enphase Manufacturer Rebate for # 321-0216, End Date 06/30/2018, Max Qty. 1000, SPADQN2IAI, Solar City Inc dba The LeverEdge - 121485 | -12.09 |  | No | Other | Shippable | 0 |  | Not Applicable as per Item Classification |  | Not Applicable
953-1311 | 953-1311 | SPA, Enphase Manufacturer Rebate for # 321-0212, End Date 12/28/2018, Max Qty. 704, SPADR1JIAU , 7609 Cell Energy, Inc | -13.09 |  | No | Other | Shippable | 0 |  | Not Applicable as per Item Classification |  | Not Applicable
953-1312 | 953-1312 | SPA, Enphase Manufacturer Rebate for # 321-0214, End Date 12/11/2018, Max Qty. 60, SPADBOGIAA, 489402 Valley Unique Electric Inc - RePower | -18 |  | No | Other | Shippable | 0 |  | Not Applicable as per Item Classification |  | Not Applicable
953-1313 | 953-1313 | SPA, Enphase Manufacturer Rebate for # 321-0214, End Date 09/30/2018, Max Qty. 200, SPADB3LIAE, 80633 Solar Roof Dynamics LLC | -12.45 |  | No | Other | Shippable | 0 |  | Not Applicable as per Item Classification |  | Not Applicable
953-1314 | 953-1314 | SPA, Enphase Manufacturer Rebate for # 321-0212, End Date 09/30/2018, Max Qty. 150, SPADB3LIAE, 80633 Solar Roof Dynamics LLC | -13.09 |  | No | Other | Shippable | 0 |  | Not Applicable as per Item Classification |  | Not Applicable
953-1315 | 953-1315 | SPA, Enphase Manufacturer Rebate for # 321-0215, End Date 09/30/2018, Max Qty. 100, SPADB3LIAE, 80633 Solar Roof Dynamics LLC | -12.45 |  | No | Other | Shippable | 0 |  | Not Applicable as per Item Classification |  | Not Applicable
953-1316 | 953-1316 | SPA, Enphase Manufacturer Rebate for # 321-0216, End Date 09/30/2018, Max Qty. 50, SPADB3LIAE, 80633 Solar Roof Dynamics LLC | -13.09 |  | No | Other | Shippable | 0 |  | Not Applicable as per Item Classification |  | Not Applicable
953-1317 | 953-1317 | SPA, Enphase Manufacturer Rebate for # 321-0214, End Date 09/30/2018, Max Qty. 1000, SPADFN9IAM, Solar City Inc dba The LeverEdge - 121482 | -9.45 |  | No | Other | Shippable | 0 |  | Not Applicable as per Item Classification |  | Not Applicable
953-1318 | 953-1318 | SPA, Enphase Manufacturer Rebate for # 321-0212, End Date 09/30/2018, Max Qty. 1000, SPADFN9IAM, Solar City Inc dba The LeverEdge - 121483 | -11.09 |  | No | Other | Shippable | 0 |  | Not Applicable as per Item Classification |  | Not Applicable
953-1319 | 953-1319 | SPA, Enphase Manufacturer Rebate for # 321-0215, End Date 09/30/2018, Max Qty. 1000, SPADFN9IAM, Solar City Inc dba The LeverEdge - 121484 | -9.45 |  | No | Other | Shippable | 0 |  | Not Applicable as per Item Classification |  | Not Applicable
953-1320 | 953-1320 | SPA, Enphase Manufacturer Rebate for # 321-0216, End Date 09/30/2018, Max Qty. 1000, SPADFN9IAM, Solar City Inc dba The LeverEdge - 121485 | -11.09 |  | No | Other | Shippable | 0 |  | Not Applicable as per Item Classification |  | Not Applicable
953-1321 | 953-1321 | SPA, SMA Manufacturer Rebate for # 310-0563, End Date 06/20/2019, Max Qty. , SMASPARENVU, 30754 Renvu LLC | -101.41 |  | No | Other | Shippable | 0 |  | Not Applicable as per Item Classification |  | Not Applicable
953-1322 | 953-1322 | SPA, SMA Manufacturer Rebate for # 310-0564, End Date 06/20/2019, Max Qty. , SMASPARENVU, 30754 Renvu LLC | -104.14 |  | No | Other | Shippable | 0 |  | Not Applicable as per Item Classification |  | Not Applicable
953-1323 | 953-1323 | SPA, SMA Manufacturer Rebate for # 310-0547, End Date 06/20/2019, Max Qty. , SMASPARENVU, 30754 Renvu LLC | -110.66 |  | No | Other | Shippable | 0 |  | Not Applicable as per Item Classification |  | Not Applicable
953-1324 | 953-1324 | SPA, SMA Manufacturer Rebate for # 310-0548, End Date 06/20/2019, Max Qty. , SMASPARENVU, 30754 Renvu LLC | -119.18 |  | No | Other | Shippable | 0 |  | Not Applicable as per Item Classification |  | Not Applicable
953-1325 | 953-1325 | SPA, SMA Manufacturer Rebate for # 310-0565, End Date 06/20/2019, Max Qty. , SMASPARENVU, 30754 Renvu LLC | -136.21 |  | No | Other | Shippable | 0 |  | Not Applicable as per Item Classification |  | Not Applicable
953-1326 | 953-1326 | SPA, SMA Manufacturer Rebate for # 310-0566, End Date 06/20/2019, Max Qty. , SMASPARENVU, 30754 Renvu LLC | -145.79 |  | No | Other | Shippable | 0 |  | Not Applicable as per Item Classification |  | Not Applicable
953-1327 | 953-1327 | SPA, SMA Manufacturer Rebate for # 330-0460, End Date 06/20/2019, Max Qty. , SMASPARENVU, 30754 Renvu LLC | -168.65 |  | No | Other | Shippable | 0 |  | Not Applicable as per Item Classification |  | Not Applicable
953-1328 | 953-1328 | SPA, SMA Manufacturer Rebate for # 330-0461, End Date 06/20/2019, Max Qty. , SMASPARENVU, 30754 Renvu LLC | -191.85 |  | No | Other | Shippable | 0 |  | Not Applicable as per Item Classification |  | Not Applicable
953-1329 | 953-1329 | SPA, SMA Manufacturer Rebate for # 330-0462, End Date 06/20/2019, Max Qty. , SMASPARENVU, 30754 Renvu LLC | -198.68 |  | No | Other | Shippable | 0 |  | Not Applicable as per Item Classification |  | Not Applicable
953-1330 | 953-1330 | SPA, SMA Manufacturer Rebate for # 330-0463, End Date 06/20/2019, Max Qty. , SMASPARENVU, 30754 Renvu LLC | -219.78 |  | No | Other | Shippable | 0 |  | Not Applicable as per Item Classification |  | Not Applicable
953-1331 | 953-1331 | SPA, SMA Manufacturer Rebate for # 330-0515, End Date 06/20/2019, Max Qty. , SMASPARENVU, 30754 Renvu LLC | -27.2 |  | No | Other | Shippable | 0 |  | Not Applicable as per Item Classification |  | Not Applicable
953-1332 | 953-1332 | SPA, SMA Manufacturer Rebate for # 330-0522, End Date 06/20/2019, Max Qty. , SMASPARENVU, 30754 Renvu LLC | -306.85 |  | No | Other | Shippable | 0 |  | Not Applicable as per Item Classification |  | Not Applicable
953-1333 | 953-1333 | SPA, SOLAREDGE TECHNOLOGIES INC Manufacturer Rebate for # 310-0573, End Date 03/31/2019, Max Qty. , SOL180601, 80189 Freedom Forever, LLC | -256.15 |  | No | Other | Shippable | 0 |  | Not Applicable as per Item Classification |  | Not Applicable
953-1334 | 953-1334 | SPA, SOLAREDGE TECHNOLOGIES INC Manufacturer Rebate for # 310-0574, End Date 03/31/2019, Max Qty. , SOL180601, 80189 Freedom Forever, LLC | -259.42 |  | No | Other | Shippable | 0 |  | Not Applicable as per Item Classification |  | Not Applicable
953-1335 | 953-1335 | SPA, SOLAREDGE TECHNOLOGIES INC Manufacturer Rebate for # 310-0576, End Date 03/31/2019, Max Qty. , SOL180601, 80189 Freedom Forever, LLC | -446.72 |  | No | Other | Shippable | 0 |  | Not Applicable as per Item Classification |  | Not Applicable
953-1336 | 953-1336 | SPA, SOLAREDGE TECHNOLOGIES INC Manufacturer Rebate for # 310-0577, End Date 03/31/2019, Max Qty. , SOL180601, 80189 Freedom Forever, LLC | -465.07 |  | No | Other | Shippable | 0 |  | Not Applicable as per Item Classification |  | Not Applicable
953-1337 | 953-1337 | SPA, SOLAREDGE TECHNOLOGIES INC Manufacturer Rebate for # 310-0578, End Date 03/31/2019, Max Qty. , SOL180601, 80189 Freedom Forever, LLC | -466.47 |  | No | Other | Shippable | 0 |  | Not Applicable as per Item Classification |  | Not Applicable
953-1338 | 953-1338 | SPA, SOLAREDGE TECHNOLOGIES INC Manufacturer Rebate for # 310-0053, End Date 03/31/2019, Max Qty. , SOL180601, 80189 Freedom Forever, LLC | -456 |  | No | Other | Shippable | 0 |  | Not Applicable as per Item Classification |  | Not Applicable
953-1339 | 953-1339 | SPA, SOLAREDGE TECHNOLOGIES INC Manufacturer Rebate for # 310-0033, End Date 03/31/2019, Max Qty. , SOL180601, 80189 Freedom Forever, LLC | -488.02 |  | No | Other | Shippable | 0 |  | Not Applicable as per Item Classification |  | Not Applicable
953-1340 | 953-1340 | SPA, SOLAREDGE TECHNOLOGIES INC Manufacturer Rebate for # 310-0347, End Date 03/31/2019, Max Qty. , SOL180601, 80189 Freedom Forever, LLC | -279.57 |  | No | Other | Shippable | 0 |  | Not Applicable as per Item Classification |  | Not Applicable
953-1341 | 953-1341 | SPA, SOLAREDGE TECHNOLOGIES INC Manufacturer Rebate for # 310-0348, End Date 03/31/2019, Max Qty. , SOL180601, 80189 Freedom Forever, LLC | -282.84 |  | No | Other | Shippable | 0 |  | Not Applicable as per Item Classification |  | Not Applicable
953-1342 | 953-1342 | SPA, SOLAREDGE TECHNOLOGIES INC Manufacturer Rebate for # 310-0349, End Date 03/31/2019, Max Qty. , SOL180601, 80189 Freedom Forever, LLC | -491.57 |  | No | Other | Shippable | 0 |  | Not Applicable as per Item Classification |  | Not Applicable
953-1343 | 953-1343 | SPA, SOLAREDGE TECHNOLOGIES INC Manufacturer Rebate for # 310-0350, End Date 03/31/2019, Max Qty. , SOL180601, 80189 Freedom Forever, LLC | -509.92 |  | No | Other | Shippable | 0 |  | Not Applicable as per Item Classification |  | Not Applicable
953-1344 | 953-1344 | SPA, SOLAREDGE TECHNOLOGIES INC Manufacturer Rebate for # 310-0028, End Date 03/31/2019, Max Qty. , SOL180601, 80189 Freedom Forever, LLC | -509.31 |  | No | Other | Shippable | 0 |  | Not Applicable as per Item Classification |  | Not Applicable
953-1345 | 953-1345 | SPA, SOLAREDGE TECHNOLOGIES INC Manufacturer Rebate for # 310-0214, End Date 03/31/2019, Max Qty. , SOL180601, 80189 Freedom Forever, LLC | -508.84 |  | No | Other | Shippable | 0 |  | Not Applicable as per Item Classification |  | Not Applicable
953-1346 | 953-1346 | SPA, SOLAREDGE TECHNOLOGIES INC Manufacturer Rebate for # 310-0039, End Date 03/31/2019, Max Qty. , SOL180601, 80189 Freedom Forever, LLC | -539.86 |  | No | Other | Shippable | 0 |  | Not Applicable as per Item Classification |  | Not Applicable
953-1347 | 953-1347 | SPA, SOLAREDGE TECHNOLOGIES INC Manufacturer Rebate for # 565-0205, End Date 03/31/2019, Max Qty. , SOL180601, 80189 Freedom Forever, LLC | -19.42 |  | No | Other | Shippable | 0 |  | Not Applicable as per Item Classification |  | Not Applicable
953-1348 | 953-1348 | SPA, SOLAREDGE TECHNOLOGIES INC Manufacturer Rebate for # 565-0211, End Date 03/31/2019, Max Qty. , SOL180601, 80189 Freedom Forever, LLC | -20.22 |  | No | Other | Shippable | 0 |  | Not Applicable as per Item Classification |  | Not Applicable
953-1349 | 953-1349 | SPA, SOLAREDGE TECHNOLOGIES INC Manufacturer Rebate for # 565-0206, End Date 03/31/2019, Max Qty. , SOL180601, 80189 Freedom Forever, LLC | -20.22 |  | No | Other | Shippable | 0 |  | Not Applicable as per Item Classification |  | Not Applicable
953-1350 | 953-1350 | SPA, SOLAREDGE TECHNOLOGIES INC Manufacturer Rebate for # 570-0181, End Date 03/31/2019, Max Qty. , SOL180601, 80189 Freedom Forever, LLC | -38.49 |  | No | Other | Shippable | 0 |  | Not Applicable as per Item Classification |  | Not Applicable
953-1351 | 953-1351 | SPA, SOLAREDGE TECHNOLOGIES INC Manufacturer Rebate for # 570-1139, End Date 03/31/2019, Max Qty. , SOL180601, 80189 Freedom Forever, LLC | -72.41 |  | No | Other | Shippable | 0 |  | Not Applicable as per Item Classification |  | Not Applicable
953-1352 | 953-1352 | SPA, Panasonic Manufacturer Rebate for # 110-1073, End Date 12/31/2018, Max Qty. , Streamline Solar, 17808 Streamline Solar Power Systems, LLC | -19.8 |  | No | Other | Shippable | 0 |  | Not Applicable as per Item Classification |  | Not Applicable
953-1353 | 953-1353 | SPA, Enphase Manufacturer Rebate for # 321-0212, End Date 09/30/2018, Max Qty. 100, SPADFY6IAM, 88629 American Design and Build | -14.09 |  | No | Other | Shippable | 0 |  | Not Applicable as per Item Classification |  | Not Applicable
953-1354 | 953-1354 | SPA, Enphase Manufacturer Rebate for # 321-0214, End Date 09/30/2018, Max Qty. 100, SPADFY6IAM, 88629 American Design and Build | -11.45 |  | No | Other | Shippable | 0 |  | Not Applicable as per Item Classification |  | Not Applicable
953-1355 | 953-1355 | SPA, Enphase Manufacturer Rebate for # 321-0215, End Date 09/30/2018, Max Qty. 3000, SPADFY6IAM, 88629 American Design and Build | -11.99 |  | No | Other | Shippable | 0 |  | Not Applicable as per Item Classification |  | Not Applicable
953-1356 | 953-1356 | SPA, Enphase Manufacturer Rebate for # 321-0216, End Date 09/30/2018, Max Qty. 500, SPADFY6IAM, 88629 American Design and Build | -14.99 |  | No | Other | Shippable | 0 |  | Not Applicable as per Item Classification |  | Not Applicable
953-1357 | 953-1357 | SPA, Enphase Manufacturer Rebate for # 321-0212, End Date 09/30/2018, Max Qty. 2500, SPADOV7IAE, 10454 - Solar Solution LLC | -23.09 |  | No | Other | Shippable | 0 |  | Not Applicable as per Item Classification |  | Not Applicable
953-1358 | 953-1358 | SPA, Enphase Manufacturer Rebate for # 321-0214, End Date 09/30/2018, Max Qty. 2500, SPADOV7IAE, 10454 - Solar Solution LLC | -20.95 |  | No | Other | Shippable | 0 |  | Not Applicable as per Item Classification |  | Not Applicable
953-1359 | 953-1359 | SPA, Enphase Manufacturer Rebate for # 321-0215, End Date 09/30/2018, Max Qty. 2500, SPADOV7IAE, 10454 - Solar Solution LLC | -21.49 |  | No | Other | Shippable | 0 |  | Not Applicable as per Item Classification |  | Not Applicable
953-1360 | 953-1360 | SPA, Enphase Manufacturer Rebate for # 321-0216, End Date 09/30/2018, Max Qty. 2500, SPADOV7IAE, 10454 - Solar Solution LLC | -23.99 |  | No | Other | Shippable | 0 |  | Not Applicable as per Item Classification |  | Not Applicable
953-1361 | 953-1361 | SPA, Enphase Manufacturer Rebate for # 321-0214, End Date 09/30/2018, Max Qty. 6000, SPAD9B9IAI, 203608 Encor Solar | -22.45 |  | No | Other | Shippable | 0 |  | Not Applicable as per Item Classification |  | Not Applicable
953-1362 | 953-1362 | SPA, Enphase Manufacturer Rebate for # 321-0212, End Date 09/30/2018, Max Qty. 200, SPAD9B9IAI, 203608 Encor Solar | -16.09 |  | No | Other | Shippable | 0 |  | Not Applicable as per Item Classification |  | Not Applicable
953-1363 | 953-1363 | SPA, Enphase Manufacturer Rebate for # 321-0215, End Date 09/30/2018, Max Qty. 6000, SPAD9B9IAI, 203608 Encor Solar | -22.45 |  | No | Other | Shippable | 0 |  | Not Applicable as per Item Classification |  | Not Applicable
953-1364 | 953-1364 | SPA, Enphase Manufacturer Rebate for # 321-0216, End Date 09/30/2018, Max Qty. 200, SPAD9B9IAI, 203608 Encor Solar | -16.09 |  | No | Other | Shippable | 0 |  | Not Applicable as per Item Classification |  | Not Applicable
953-1365 | 953-1365 | SPA, Enphase Manufacturer Rebate for # 321-0215, End Date 09/30/2018, Max Qty. 300, SPAD239IAA, 30870 Icon Solar Power | -15.45 |  | No | Other | Shippable | 0 |  | Not Applicable as per Item Classification |  | Not Applicable
953-1366 | 953-1366 | SPA, Enphase Manufacturer Rebate for # 321-0216, End Date 09/30/2018, Max Qty. 100, SPAD239IAA, 30870 Icon Solar Power | -22.09 |  | No | Other | Shippable | 0 |  | Not Applicable as per Item Classification |  | Not Applicable
953-1367 | 953-1367 | SPA, Panasonic Manufacturer Rebate for # 110-1073, End Date 12/31/2018, Max Qty. , PENSASPAOPTIONONECORP, 80349 - Option One Corporation | -13.3 |  | No | Other | Shippable | 0 |  | Not Applicable as per Item Classification |  | Not Applicable
953-1368 | 953-1368 | SPA, Enphase Manufacturer Rebate for # 321-0214, End Date 09/30/2018, Max Qty. 800, SPADLQVIAY , 121315 American Solar Advantage Inc. | -7.45 |  | No | Other | Shippable | 0 |  | Not Applicable as per Item Classification |  | Not Applicable
953-1369 | 953-1369 | SPA, Enphase Manufacturer Rebate for # 321-0212, End Date 09/30/2018, Max Qty. 200, SPADLQVIAY , 121315 American Solar Advantage Inc. | -8.09 |  | No | Other | Shippable | 0 |  | Not Applicable as per Item Classification |  | Not Applicable
953-1370 | 953-1370 | SPA, Enphase Manufacturer Rebate for # 321-0215, End Date 09/30/2018, Max Qty. 100, SPADLQVIAY , 121315 American Solar Advantage Inc. | -7.45 |  | No | Other | Shippable | 0 |  | Not Applicable as per Item Classification |  | Not Applicable
953-1371 | 953-1371 | SPA, Enphase Manufacturer Rebate for # 321-0216, End Date 09/30/2018, Max Qty. 100, SPADLQVIAY , 121315 American Solar Advantage Inc. | -8.09 |  | No | Other | Shippable | 0 |  | Not Applicable as per Item Classification |  | Not Applicable
953-1372 | 953-1372 | SPA, Enphase Manufacturer Rebate for # 321-0215, End Date 09/30/2018, Max Qty. 100, SPADWTVIAY, 8426 High Definition Solar | -5.85 |  | No | Other | Shippable | 0 |  | Not Applicable as per Item Classification |  | Not Applicable
953-1373 | 953-1373 | SPA, Enphase Manufacturer Rebate for # 321-0216, End Date 09/30/2018, Max Qty. 50, SPADWTVIAY, 8426 High Definition Solar | -5.59 |  | No | Other | Shippable | 0 |  | Not Applicable as per Item Classification |  | Not Applicable
953-1374 | 953-1374 | SPA, Enphase Manufacturer Rebate for # 321-0214, End Date 09/30/2018, Max Qty. 1000, SPADWTVIAY, 8426 High Definition Solar | -5.85 |  | No | Other | Shippable | 0 |  | Not Applicable as per Item Classification |  | Not Applicable
953-1375 | 953-1375 | SPA, Enphase Manufacturer Rebate for # 321-0212, End Date 09/30/2018, Max Qty. 150, SPADWTVIAY, 8426 High Definition Solar | -5.59 |  | No | Other | Shippable | 0 |  | Not Applicable as per Item Classification |  | Not Applicable
953-1376 | 953-1376 | SPA, Enphase Manufacturer Rebate for # 321-0219, End Date 09/30/2018, Max Qty. 250, SPADZMVIAE, 80559 ROBCO ELECTRIC INC | -10.45 |  | No | Other | Shippable | 0 |  | Not Applicable as per Item Classification |  | Not Applicable
953-1377 | 953-1377 | SPA, Enphase Manufacturer Rebate for # 321-0214, End Date 09/30/2018, Max Qty. 900, SPADW2NIAQ, Nippon Energy 31018 | -10.45 |  | No | Other | Shippable | 0 |  | Not Applicable as per Item Classification |  | Not Applicable
953-1378 | 953-1378 | SPA, Enphase Manufacturer Rebate for # 321-0212, End Date 09/30/2018, Max Qty. 120, SPADW2NIAQ, Nippon Energy 31018 | -11.09 |  | No | Other | Shippable | 0 |  | Not Applicable as per Item Classification |  | Not Applicable
953-1379 | 953-1379 | SPA, Enphase Manufacturer Rebate for # 321-0215, End Date 09/30/2018, Max Qty. 900, SPADUGFIAM, Nippon Energy 31018 | -10.45 |  | No | Other | Shippable | 0 |  | Not Applicable as per Item Classification |  | Not Applicable
953-1380 | 953-1380 | SPA, Enphase Manufacturer Rebate for # 321-0216, End Date 09/30/2018, Max Qty. 100, SPADUGFIAM, Nippon Energy 31018 | -11.09 |  | No | Other | Shippable | 0 |  | Not Applicable as per Item Classification |  | Not Applicable
953-1381 | 953-1381 | SPA, Enphase Manufacturer Rebate for # 321-0212, End Date 09/30/2018, Max Qty. 588, SPADQQ0IAA, 3853 Wholesale Solar, Inc | -13.44 |  | No | Other | Shippable | 0 |  | Not Applicable as per Item Classification |  | Not Applicable
953-1382 | 953-1382 | SPA, Enphase Manufacturer Rebate for # 321-0216, End Date 09/30/2018, Max Qty. 2000, SPADQQ0IAA, 3853 Wholesale Solar, Inc | -13.44 |  | No | Other | Shippable | 0 |  | Not Applicable as per Item Classification |  | Not Applicable
953-1383 | 953-1383 | SPA, ENPHASE Manufacturer Rebate for # 321-0212, End Date 09/30/2018, Max Qty. 500, SPADF6KIAG, 4970 R & R Solar Supply | -11.09 |  | No | Other | Shippable | 0 |  | Not Applicable as per Item Classification |  | Not Applicable
953-1384 | 953-1384 | SPA, ENPHASE Manufacturer Rebate for # 321-0214, End Date 09/30/2018, Max Qty. 500, SPADF6KIAG, 4970 R & R Solar Supply | -7.45 |  | No | Other | Shippable | 0 |  | Not Applicable as per Item Classification |  | Not Applicable
953-1385 | 953-1385 | SPA, ENPHASE Manufacturer Rebate for # 570-1106, End Date 09/30/2018, Max Qty. 40, SPADNGYIAG , 4970 R & R Solar Supply | -76.76 |  | No | Other | Shippable | 0 |  | Not Applicable as per Item Classification |  | Not Applicable
953-1386 | 953-1386 | SPA, ENPHASE Manufacturer Rebate for # 321-0216, End Date 09/30/2018, Max Qty. 500, SPADF6KIAG, 4970 R & R Solar Supply | -11.09 |  | No | Other | Shippable | 0 |  | Not Applicable as per Item Classification |  | Not Applicable
953-1387 | 953-1387 | SPA, ENPHASE Manufacturer Rebate for # 321-0215, End Date 09/30/2018, Max Qty. 500, SPADF6KIAG, 4970 R & R Solar Supply | -7.45 |  | No | Other | Shippable | 0 |  | Not Applicable as per Item Classification |  | Not Applicable
953-1388 | 953-1388 | SPA, ENPHASE Manufacturer Rebate for # 321-0219, End Date 09/30/2018, Max Qty. 200, SPADF6KIAG, 4970 R & R Solar Supply | -10.45 |  | No | Other | Shippable | 0 |  | Not Applicable as per Item Classification |  | Not Applicable
953-1389 | 953-1389 | SPA, Panasonic Manufacturer Rebate for # 110-1073, End Date 12/31/2018, Max Qty. , Streamline Solar, 17808 Streamline Solar Power Systems, LLC | -26.4 |  | No | Other | Shippable | 0 |  | Not Applicable as per Item Classification |  | Not Applicable
953-1390 | 953-1390 | SPA, UniRac Manufacturer Rebate for # 250-1369, End Date 08/17/2019, Max Qty. Project SPA, UniracSPASolarRoofSystems, 81520 Solar Roof Systems LLC | -6.77 |  | No | Other | Shippable | 0 |  | Not Applicable as per Item Classification |  | Not Applicable
953-1391 | 953-1391 | SPA, UniRac Manufacturer Rebate for # 250-1370, End Date 08/17/2019, Max Qty. Project SPA, UniracSPASolarRoofSystems, 81520 Solar Roof Systems LLC | -0.18 |  | No | Other | Shippable | 0 |  | Not Applicable as per Item Classification |  | Not Applicable
953-1392 | 953-1392 | SPA, UniRac Manufacturer Rebate for # 250-1371, End Date 08/17/2019, Max Qty. Project SPA, UniracSPASolarRoofSystems, 81520 Solar Roof Systems LLC | -0.06 |  | No | Other | Shippable | 0 |  | Not Applicable as per Item Classification |  | Not Applicable
953-1393 | 953-1393 | SPA, UniRac Manufacturer Rebate for # 250-1372, End Date 08/17/2019, Max Qty. Project SPA, UniracSPASolarRoofSystems, 81520 Solar Roof Systems LLC | -0.4 |  | No | Other | Shippable | 0 |  | Not Applicable as per Item Classification |  | Not Applicable
953-1394 | 953-1394 | SPA, IRONRIDGE Manufacturer Rebate for # 210-0999, End Date 12/31/2018, Max Qty. , IRSPAFreedomForeverLLC, 80189 Freedom Forever LLC | -6.38 |  | No | Other | Shippable | 0 |  | Not Applicable as per Item Classification |  | Not Applicable
953-1395 | 953-1395 | SPA, IRONRIDGE Manufacturer Rebate for # 210-1026, End Date 12/31/2018, Max Qty. , IRSPAFreedomForeverLLC, 80189 Freedom Forever LLC | -5.39 |  | No | Other | Shippable | 0 |  | Not Applicable as per Item Classification |  | Not Applicable
953-1396 | 953-1396 | SPA, IRONRIDGE Manufacturer Rebate for # 211-0099, End Date 12/31/2018, Max Qty. , IRSPAFreedomForeverLLC, 80189 Freedom Forever LLC | -0.58 |  | No | Other | Shippable | 0 |  | Not Applicable as per Item Classification |  | Not Applicable
953-1397 | 953-1397 | SPA, IRONRIDGE Manufacturer Rebate for # 260-0101, End Date 12/31/2018, Max Qty. , IRSPAFreedomForeverLLC, 80189 Freedom Forever LLC | -0.31 |  | No | Other | Shippable | 0 |  | Not Applicable as per Item Classification |  | Not Applicable
953-1398 | 953-1398 | SPA, IRONRIDGE Manufacturer Rebate for # 260-0102, End Date 12/31/2018, Max Qty. , IRSPAFreedomForeverLLC, 80189 Freedom Forever LLC | -0.46 |  | No | Other | Shippable | 0 |  | Not Applicable as per Item Classification |  | Not Applicable
953-1399 | 953-1399 | SPA, IRONRIDGE Manufacturer Rebate for # 260-0106, End Date 12/31/2018, Max Qty. , IRSPAFreedomForeverLLC, 80189 Freedom Forever LLC | -0.11 |  | No | Other | Shippable | 0 |  | Not Applicable as per Item Classification |  | Not Applicable
953-1400 | 953-1400 | SPA, IRONRIDGE Manufacturer Rebate for # 260-0113, End Date 12/31/2018, Max Qty. , IRSPAFreedomForeverLLC, 80189 Freedom Forever LLC | -0.05 |  | No | Other | Shippable | 0 |  | Not Applicable as per Item Classification |  | Not Applicable
953-1401 | 953-1401 | SPA, IRONRIDGE Manufacturer Rebate for # 260-0114, End Date 12/31/2018, Max Qty. , IRSPAFreedomForeverLLC, 80189 Freedom Forever LLC | -0.11 |  | No | Other | Shippable | 0 |  | Not Applicable as per Item Classification |  | Not Applicable
953-1402 | 953-1402 | SPA, IRONRIDGE Manufacturer Rebate for # 211-0095, End Date 12/31/2018, Max Qty. , IRSPAFreedomForeverLLC, 80189 Freedom Forever LLC | -0.34 |  | No | Other | Shippable | 0 |  | Not Applicable as per Item Classification |  | Not Applicable
953-1403 | 953-1403 | SPA, IRONRIDGE Manufacturer Rebate for # 211-0096, End Date 12/31/2018, Max Qty. , IRSPAFreedomForeverLLC, 80189 Freedom Forever LLC | -0.41 |  | No | Other | Shippable | 0 |  | Not Applicable as per Item Classification |  | Not Applicable
953-1404 | 953-1404 | SPA, IRONRIDGE Manufacturer Rebate for # 270-0160, End Date 12/31/2018, Max Qty. , IRSPAFreedomForeverLLC, 80189 Freedom Forever LLC | -1.55 |  | No | Other | Shippable | 0 |  | Not Applicable as per Item Classification |  | Not Applicable
953-1405 | 953-1405 | SPA, IRONRIDGE Manufacturer Rebate for # 270-0161, End Date 12/31/2018, Max Qty. , IRSPAFreedomForeverLLC, 80189 Freedom Forever LLC | -1.75 |  | No | Other | Shippable | 0 |  | Not Applicable as per Item Classification |  | Not Applicable
953-1406 | 953-1406 | SPA, IRONRIDGE Manufacturer Rebate for # 590-0115, End Date 12/31/2018, Max Qty. , IRSPAFreedomForeverLLC, 80189 Freedom Forever LLC | -0.47 |  | No | Other | Shippable | 0 |  | Not Applicable as per Item Classification |  | Not Applicable
953-1407 | 953-1407 | SPA, IRONRIDGE Manufacturer Rebate for # 590-0116, End Date 12/31/2018, Max Qty. , IRSPAFreedomForeverLLC, 80189 Freedom Forever LLC | -0.37 |  | No | Other | Shippable | 0 |  | Not Applicable as per Item Classification |  | Not Applicable
953-1408 | 953-1408 | SPA, IRONRIDGE Manufacturer Rebate for # 270-0152, End Date 12/31/2018, Max Qty. , IRSPAFreedomForeverLLC, 80189 Freedom Forever LLC | -0.2 |  | No | Other | Shippable | 0 |  | Not Applicable as per Item Classification |  | Not Applicable
953-1409 | 953-1409 | SPA, Enphase Manufacturer Rebate for # 321-0214, End Date 09/30/2018, Max Qty. 2500, SPADYDDIA4, 203176 Energy Solutions Direct | -14.45 |  | No | Other | Shippable | 0 |  | Not Applicable as per Item Classification |  | Not Applicable
953-1410 | 953-1410 | SPA, Enphase Manufacturer Rebate for # 321-0212, End Date 09/30/2018, Max Qty. 2500, SPADYDDIA4, 203176 Energy Solutions Direct | -15.09 |  | No | Other | Shippable | 0 |  | Not Applicable as per Item Classification |  | Not Applicable
953-1411 | 953-1411 | SPA, Enphase Manufacturer Rebate for # 321-0215, End Date 09/30/2018, Max Qty. 2500, SPADYDDIA4, 203176 Energy Solutions Direct | -14.45 |  | No | Other | Shippable | 0 |  | Not Applicable as per Item Classification |  | Not Applicable
953-1412 | 953-1412 | SPA, Enphase Manufacturer Rebate for # 321-0216, End Date 09/30/2018, Max Qty. 2500, SPADYDDIA4, 203176 Energy Solutions Direct | -15.09 |  | No | Other | Shippable | 0 |  | Not Applicable as per Item Classification |  | Not Applicable
953-1413 | 953-1413 | SPA, Enphase Manufacturer Rebate for # 321-0219, End Date 09/30/2018, Max Qty. 2500, SPADYDDIA4, 203176 Energy Solutions Direct | -17.45 |  | No | Other | Shippable | 0 |  | Not Applicable as per Item Classification |  | Not Applicable
953-1414 | 953-1414 | SPA, SolarEdge Manufacturer Rebate for # 310-0574, End Date 06/30/2019, Max Qty. , SOL180801, 203608 Encor Solar | -213.49 |  | No | Other | Shippable | 0 |  | Not Applicable as per Item Classification |  | Not Applicable
953-1415 | 953-1415 | SPA, SolarEdge Manufacturer Rebate for # 310-0576, End Date 06/30/2019, Max Qty. , SOL180801, 203608 Encor Solar | -397.2 |  | No | Other | Shippable | 0 |  | Not Applicable as per Item Classification |  | Not Applicable
953-1416 | 953-1416 | SPA, SolarEdge Manufacturer Rebate for # 310-0577, End Date 06/30/2019, Max Qty. , SOL180801, 203608 Encor Solar | -414.16 |  | No | Other | Shippable | 0 |  | Not Applicable as per Item Classification |  | Not Applicable
953-1417 | 953-1417 | SPA, SolarEdge Manufacturer Rebate for # 310-0578, End Date 06/30/2019, Max Qty. , SOL180801, 203608 Encor Solar | -402.12 |  | No | Other | Shippable | 0 |  | Not Applicable as per Item Classification |  | Not Applicable
953-1418 | 953-1418 | SPA, SolarEdge Manufacturer Rebate for # 565-0205, End Date 06/30/2019, Max Qty. , SOL180801, 203608 Encor Solar | -17.06 |  | No | Other | Shippable | 0 |  | Not Applicable as per Item Classification |  | Not Applicable
953-1419 | 953-1419 | SPA, SolarEdge Manufacturer Rebate for # 310-0029, End Date 06/30/2019, Max Qty. , SOL180801, 203608 Encor Solar | -363.52 |  | No | Other | Shippable | 0 |  | Not Applicable as per Item Classification |  | Not Applicable
953-1420 | 953-1420 | SPA, SolarEdge Manufacturer Rebate for # 310-0033, End Date 06/30/2019, Max Qty. , SOL180801, 203608 Encor Solar | -388.32 |  | No | Other | Shippable | 0 |  | Not Applicable as per Item Classification |  | Not Applicable
953-1421 | 953-1421 | SPA, SolarEdge Manufacturer Rebate for # 310-0348, End Date 06/30/2019, Max Qty. , SOL180801, 203608 Encor Solar | -220.16 |  | No | Other | Shippable | 0 |  | Not Applicable as per Item Classification |  | Not Applicable
953-1422 | 953-1422 | SPA, SolarEdge Manufacturer Rebate for # 310-0349, End Date 06/30/2019, Max Qty. , SOL180801, 203608 Encor Solar | -405.05 |  | No | Other | Shippable | 0 |  | Not Applicable as per Item Classification |  | Not Applicable
953-1423 | 953-1423 | SPA, SolarEdge Manufacturer Rebate for # 310-0350, End Date 06/30/2019, Max Qty. , SOL180801, 203608 Encor Solar | -422.01 |  | No | Other | Shippable | 0 |  | Not Applicable as per Item Classification |  | Not Applicable
953-1424 | 953-1424 | SPA, SolarEdge Manufacturer Rebate for # 310-0028, End Date 06/30/2019, Max Qty. , SOL180801, 203608 Encor Solar | -409.96 |  | No | Other | Shippable | 0 |  | Not Applicable as per Item Classification |  | Not Applicable
953-1425 | 953-1425 | SPA, SolarEdge Manufacturer Rebate for # 310-0039, End Date 06/30/2019, Max Qty. , SOL180801, 203608 Encor Solar | -396.77 |  | No | Other | Shippable | 0 |  | Not Applicable as per Item Classification |  | Not Applicable
953-1426 | 953-1426 | SPA, SolarEdge Manufacturer Rebate for # 565-0211, End Date 06/30/2019, Max Qty. , SOL180801, 203608 Encor Solar | -17.46 |  | No | Other | Shippable | 0 |  | Not Applicable as per Item Classification |  | Not Applicable
953-1427 | 953-1427 | SPA, SolarEdge Manufacturer Rebate for # 565-0206, End Date 06/30/2019, Max Qty. , SOL180801, 203608 Encor Solar | -17.46 |  | No | Other | Shippable | 0 |  | Not Applicable as per Item Classification |  | Not Applicable
953-1428 | 953-1428 | SPA, SolarEdge Manufacturer Rebate for # 310-0573, End Date 06/30/2019, Max Qty. , SOL180801, 203608 Encor Solar | -195.98 |  | No | Other | Shippable | 0 |  | Not Applicable as per Item Classification |  | Not Applicable
953-1429 | 953-1429 | SPA, SolarEdge Manufacturer Rebate for # 310-0523, End Date 06/30/2019, Max Qty. , SOL180801, 203608 Encor Solar | -195.98 |  | No | Other | Shippable | 0 |  | Not Applicable as per Item Classification |  | Not Applicable
953-1430 | 953-1430 | SPA, Enphase Manufacturer Rebate for # 321-0215, End Date 09/30/2018, Max Qty. 400, SPADMPLIAQ, 121996 - Pennsylvania Solar Energy Co Inc | -10.45 |  | No | Other | Shippable | 0 |  | Not Applicable as per Item Classification |  | Not Applicable
953-1431 | 953-1431 | SPA, Enphase Manufacturer Rebate for # 321-0216, End Date 09/30/2018, Max Qty. 400, SPADMPLIAQ, 121996 - Pennsylvania Solar Energy Co Inc | -11.09 |  | No | Other | Shippable | 0 |  | Not Applicable as per Item Classification |  | Not Applicable
953-1432 | 953-1432 | SPA, IRONRIDGE Manufacturer Rebate for # 210-1066, End Date 12/31/2018, Max Qty. , IRSPAFreedomForeverLLC, 80189 Freedom Forever LLC | -2.56 |  | No | Other | Shippable | 0 |  | Not Applicable as per Item Classification |  | Not Applicable
953-1433 | 953-1433 | SPA, SMA Manufacturer Rebate for # 310-0563, End Date 05/09/2019, Max Qty. , SMASPASOLARROOFSYSTEMS, 81520 Solar Roof Systems LLC | -108.76 |  | No | Other | Shippable | 0 |  | Not Applicable as per Item Classification |  | Not Applicable
953-1434 | 953-1434 | SPA, SMA Manufacturer Rebate for # 310-0564, End Date 05/09/2019, Max Qty. , SMASPASOLARROOFSYSTEMS, 81520 Solar Roof Systems LLC | -9.63 |  | No | Other | Shippable | 0 |  | Not Applicable as per Item Classification |  | Not Applicable
953-1435 | 953-1435 | SPA, SMA Manufacturer Rebate for # 310-0547, End Date 05/09/2019, Max Qty. , SMASPASOLARROOFSYSTEMS, 81520 Solar Roof Systems LLC | -133.45 |  | No | Other | Shippable | 0 |  | Not Applicable as per Item Classification |  | Not Applicable
953-1436 | 953-1436 | SPA, SMA Manufacturer Rebate for # 310-0548, End Date 05/09/2019, Max Qty. , SMASPASOLARROOFSYSTEMS, 81520 Solar Roof Systems LLC | -173.1 |  | No | Other | Shippable | 0 |  | Not Applicable as per Item Classification |  | Not Applicable
953-1437 | 953-1437 | SPA, SMA Manufacturer Rebate for # 310-0565, End Date 05/09/2019, Max Qty. , SMASPASOLARROOFSYSTEMS, 81520 Solar Roof Systems LLC | -274.65 |  | No | Other | Shippable | 0 |  | Not Applicable as per Item Classification |  | Not Applicable
953-1438 | 953-1438 | SPA, SMA Manufacturer Rebate for # 310-0566, End Date 05/09/2019, Max Qty. , SMASPASOLARROOFSYSTEMS, 81520 Solar Roof Systems LLC | -212.77 |  | No | Other | Shippable | 0 |  | Not Applicable as per Item Classification |  | Not Applicable
953-1439 | 953-1439 | SPA, SMA Manufacturer Rebate for # 330-0460, End Date 05/09/2019, Max Qty. , SMASPASOLARROOFSYSTEMS, 81520 Solar Roof Systems LLC | -247.06 |  | No | Other | Shippable | 0 |  | Not Applicable as per Item Classification |  | Not Applicable
953-1440 | 953-1440 | SPA, SMA Manufacturer Rebate for # 330-0461, End Date 05/09/2019, Max Qty. , SMASPASOLARROOFSYSTEMS, 81520 Solar Roof Systems LLC | -611.15 |  | No | Other | Shippable | 0 |  | Not Applicable as per Item Classification |  | Not Applicable
953-1441 | 953-1441 | SPA, SMA Manufacturer Rebate for # 330-0462, End Date 05/09/2019, Max Qty. , SMASPASOLARROOFSYSTEMS, 81520 Solar Roof Systems LLC | -687.42 |  | No | Other | Shippable | 0 |  | Not Applicable as per Item Classification |  | Not Applicable
953-1442 | 953-1442 | SPA, SMA Manufacturer Rebate for # 330-0463, End Date 05/09/2019, Max Qty. , SMASPASOLARROOFSYSTEMS, 81520 Solar Roof Systems LLC | -919.3 |  | No | Other | Shippable | 0 |  | Not Applicable as per Item Classification |  | Not Applicable
953-1443 | 953-1443 | SPA, SMA Manufacturer Rebate for # 330-0515, End Date 05/09/2019, Max Qty. , SMASPASOLARROOFSYSTEMS, 81520 Solar Roof Systems LLC | -962.89 |  | No | Other | Shippable | 0 |  | Not Applicable as per Item Classification |  | Not Applicable
953-1444 | 953-1444 | SPA, SMA Manufacturer Rebate for # 330-0547, End Date 05/09/2019, Max Qty. , SMASPASOLARROOFSYSTEMS, 81520 Solar Roof Systems LLC | -310.23 |  | No | Other | Shippable | 0 |  | Not Applicable as per Item Classification |  | Not Applicable
953-1445 | 953-1445 | SPA, SMA Manufacturer Rebate for # 330-0548, End Date 05/09/2019, Max Qty. , SMASPASOLARROOFSYSTEMS, 81520 Solar Roof Systems LLC | -431.98 |  | No | Other | Shippable | 0 |  | Not Applicable as per Item Classification |  | Not Applicable
953-1446 | 953-1446 | SPA, SMA Manufacturer Rebate for # 330-0549, End Date 05/09/2019, Max Qty. , SMASPASOLARROOFSYSTEMS, 81520 Solar Roof Systems LLC | -476.49 |  | No | Other | Shippable | 0 |  | Not Applicable as per Item Classification |  | Not Applicable
953-1447 | 953-1447 | SPA, SMA Manufacturer Rebate for # 330-0548, End Date 09/07/2019, Max Qty. 16, Project: US SOLAR WORKS - MONTEGUE - 1MW - MA - QUOTE 1, 1424 US SOLAR WORKS | -375.35 |  | No | Other | Shippable | 0 |  | Not Applicable as per Item Classification |  | Not Applicable
953-1448 | 953-1448 | SPA, SMA Manufacturer Rebate for # 330-0522, End Date 09/07/2019, Max Qty. 16, Project: US SOLAR WORKS - MONTEGUE - 1MW - MA - QUOTE 1, 1424 US SOLAR WORKS | -376.16 |  | No | Other | Shippable | 0 |  | Not Applicable as per Item Classification |  | Not Applicable
953-1449 | 953-1449 | SPA, Panasonic Manufacturer Rebate for # 110-1127, End Date 11/30/2018, Max Qty. 768, PanasonicSPABentonElectric, 82152 Benton Electric, Inc | -36.3 |  | No | Other | Shippable | 0 |  | Not Applicable as per Item Classification |  | Not Applicable
953-1450 | 953-1450 | SPA, Panasonic Manufacturer Rebate for # 110-1181, End Date 03/31/2019, Max Qty. N/A, Panasonic SPA Blue Horizon, 1600 Blue Horizon Energy LLC | -52 |  | No | Other | Shippable | 0 |  | Not Applicable as per Item Classification |  | Not Applicable
953-1451 | 953-1451 | SPA, Panasonic Manufacturer Rebate for # 110-1181, End Date 03/31/2019, Max Qty. N/A, Panasonic SPA Whole Sun Designs , 82467 Whole Sun Designs Inc. | -56.69 |  | No | Other | Shippable | 0 |  | Not Applicable as per Item Classification |  | Not Applicable
953-1452 | 953-1452 | SPA, Panasonnic Manufacturer Rebate for # 110-1179, End Date 03/31/2019, Max Qty. N/A, Panasonic SPA Whole Sun Designs , 82467 Whole Sun Designs Inc. | -40 |  | No | Other | Shippable | 0 |  | Not Applicable as per Item Classification |  | Not Applicable
953-1453 | 953-1453 | SPA, Fronius Manufacturer Rebate for # 330-0539, End Date 01/01/2019, Max Qty. , A03442-V1, 80633 Solar Roof Dynamics LLC | -186.35 |  | No | Other | Shippable | 0 |  | Not Applicable as per Item Classification |  | Not Applicable
953-1454 | 953-1454 | SPA, Enphase Manufacturer Rebate for # 321-0214, End Date 12/31/2018, Max Qty. 2500, SPADXGHIAY, 203176 Energy Solutions Direct | -14.45 |  | No | Other | Shippable | 0 |  | Not Applicable as per Item Classification |  | Not Applicable
953-1455 | 953-1455 | SPA, Enphase Manufacturer Rebate for # 321-0212, End Date 12/31/2018, Max Qty. 2500, SPADXGHIAY, 203176 Energy Solutions Direct | -15.09 |  | No | Other | Shippable | 0 |  | Not Applicable as per Item Classification |  | Not Applicable
953-1456 | 953-1456 | SPA, Enphase Manufacturer Rebate for # 321-0215, End Date 12/31/2018, Max Qty. 2500, SPADXGHIAY, 203176 Energy Solutions Direct | -14.45 |  | No | Other | Shippable | 0 |  | Not Applicable as per Item Classification |  | Not Applicable
953-1457 | 953-1457 | SPA, Enphase Manufacturer Rebate for # 321-0216, End Date 12/31/2018, Max Qty. 2500, SPADXGHIAY, 203176 Energy Solutions Direct | -15.09 |  | No | Other | Shippable | 0 |  | Not Applicable as per Item Classification |  | Not Applicable
953-1458 | 953-1458 | SPA, Enphase Manufacturer Rebate for # 321-0219, End Date 12/31/2018, Max Qty. 2500, SPADXGHIAY, 203176 Energy Solutions Direct | -17.45 |  | No | Other | Shippable | 0 |  | Not Applicable as per Item Classification |  | Not Applicable
953-1459 | 953-1459 | SPA, Enphase Manufacturer Rebate for # 321-0214, End Date 12/31/2018, Max Qty. 3000, SPADACDIAM, 203608 Encor Solar | -22.45 |  | No | Other | Shippable | 0 |  | Not Applicable as per Item Classification |  | Not Applicable
953-1460 | 953-1460 | SPA, Enphase Manufacturer Rebate for # 321-0212, End Date 12/31/2018, Max Qty. 200, SPADACDIAM, 203608 Encor Solar | -16.09 |  | No | Other | Shippable | 0 |  | Not Applicable as per Item Classification |  | Not Applicable
953-1461 | 953-1461 | SPA, Enphase Manufacturer Rebate for # 321-0215, End Date 12/31/2018, Max Qty. 6000, SPADACDIAM, 203608 Encor Solar | -22.45 |  | No | Other | Shippable | 0 |  | Not Applicable as per Item Classification |  | Not Applicable
953-1462 | 953-1462 | SPA, Enphase Manufacturer Rebate for # 321-0216, End Date 12/31/2018, Max Qty. 200, SPADACDIAM, 203608 Encor Solar | -16.09 |  | No | Other | Shippable | 0 |  | Not Applicable as per Item Classification |  | Not Applicable
953-1463 | 953-1463 | SPA, Enphase Manufacturer Rebate for # 321-0212, End Date 12/31/2018, Max Qty. 150, SPAD5GHIAY, 80633 Solar Roof Dynamics LLC | -11.09 |  | No | Other | Shippable | 0 |  | Not Applicable as per Item Classification |  | Not Applicable
953-1464 | 953-1464 | SPA, Enphase Manufacturer Rebate for # 321-0215, End Date 12/31/2018, Max Qty. 300, SPAD5GHIAY, 80633 Solar Roof Dynamics LLC | -10.45 |  | No | Other | Shippable | 0 |  | Not Applicable as per Item Classification |  | Not Applicable
953-1465 | 953-1465 | SPA, Enphase Manufacturer Rebate for # 321-0216, End Date 12/31/2018, Max Qty. 50, SPAD5GHIAY, 80633 Solar Roof Dynamics LLC | -11.09 |  | No | Other | Shippable | 0 |  | Not Applicable as per Item Classification |  | Not Applicable
953-1466 | 953-1466 | SPA, Enphase Manufacturer Rebate for # 321-0212, End Date 12/31/2018, Max Qty. 200, SPAD36WIAA, 3853 Wholesale Solar, Inc | -13.44 |  | No | Other | Shippable | 0 |  | Not Applicable as per Item Classification |  | Not Applicable
953-1467 | 953-1467 | SPA, Enphase Manufacturer Rebate for # 321-0216, End Date 12/31/2018, Max Qty. 2000, SPAD36WIAA, 3853 Wholesale Solar, Inc | -13.44 |  | No | Other | Shippable | 0 |  | Not Applicable as per Item Classification |  | Not Applicable
953-1468 | 953-1468 | SPA, Enphase Manufacturer Rebate for # 321-0212, End Date 12/31/2018 Max Qty. 1000, SPADFN9IAM, Solar City Inc dba The LeverEdge - 121482 | -11.09 |  | No | Other | Shippable | 0 |  | Not Applicable as per Item Classification |  | Not Applicable
953-1469 | 953-1469 | SPA, Enphase Manufacturer Rebate for # 321-0215, End Date 12/31/2018, Max Qty. 2000, SPADFN9IAM, Solar City Inc dba The LeverEdge - 121482 | -9.45 |  | No | Other | Shippable | 0 |  | Not Applicable as per Item Classification |  | Not Applicable
953-1470 | 953-1470 | SPA, Enphase Manufacturer Rebate for # 321-0216, End Date 12/31/2018, Max Qty. 1000, SPADFN9IAM, Solar City Inc dba The LeverEdge - 121482 | -9.45 |  | No | Other | Shippable | 0 |  | Not Applicable as per Item Classification |  | Not Applicable
953-1471 | 953-1471 | SPA, Enphase Manufacturer Rebate for # 321-0215, End Date 12/31/2018, Max Qty. 400, SPADNROIA2, 121996 - Pennsylvania Solar Energy Co Inc | -10.45 |  | No | Other | Shippable | 0 |  | Not Applicable as per Item Classification |  | Not Applicable
953-1472 | 953-1472 | SPA, Enphase Manufacturer Rebate for # 321-0216, End Date 12/31/2018, Max Qty. 400, SPADNROIA2, 121996 - Pennsylvania Solar Energy Co Inc | -11.09 |  | No | Other | Shippable | 0 |  | Not Applicable as per Item Classification |  | Not Applicable
953-1473 | 953-1473 | SPA, Enphase Manufacturer Rebate for # 321-0212, End Date 12/31/2018, Max Qty. 100, SPADYIXIAY, 88629 American Design and Build | -14.09 |  | No | Other | Shippable | 0 |  | Not Applicable as per Item Classification |  | Not Applicable
953-1474 | 953-1474 | SPA, Enphase Manufacturer Rebate for # 321-0215, End Date 12/31/2018, Max Qty. 3000, SPADYIXIAY, 88629 American Design and Build | -11.99 |  | No | Other | Shippable | 0 |  | Not Applicable as per Item Classification |  | Not Applicable
953-1475 | 953-1475 | SPA, Enphase Manufacturer Rebate for # 321-0216, End Date 12/31/2018, Max Qty. 500, SPADYIXIAY, 88629 American Design and Build | -14.99 |  | No | Other | Shippable | 0 |  | Not Applicable as per Item Classification |  | Not Applicable
953-1476 | 953-1476 | SPA, Enphase Manufacturer Rebate for # 321-0219, End Date 12/31/2018, Max Qty. 2500, SPADYIXIAY, 88629 American Design and Build | -17.45 |  | No | Other | Shippable | 0 |  | Not Applicable as per Item Classification |  | Not Applicable
953-1477 | 953-1477 | SPA, SMA Manufacturer Rebate for # 310-0563, End Date 12/31/2018, Max Qty. , SMASPATheLeveredge, 121482 The LeverEdge | -140.67 |  | No | Other | Shippable | 0 |  | Not Applicable as per Item Classification |  | Not Applicable
953-1478 | 953-1478 | SPA, SMA Manufacturer Rebate for # 310-0564, End Date 12/31/2018, Max Qty. , SMASPATheLeveredge, 121482 The LeverEdge | -144.47 |  | No | Other | Shippable | 0 |  | Not Applicable as per Item Classification |  | Not Applicable
953-1479 | 953-1479 | SPA, SMA Manufacturer Rebate for # 310-0547, End Date 12/31/2018, Max Qty. , SMASPATheLeveredge, 121482 The LeverEdge | -153.53 |  | No | Other | Shippable | 0 |  | Not Applicable as per Item Classification |  | Not Applicable
953-1480 | 953-1480 | SPA, SMA Manufacturer Rebate for # 310-0548, End Date 12/31/2018, Max Qty. , SMASPATheLeveredge, 121482 The LeverEdge | -165.35 |  | No | Other | Shippable | 0 |  | Not Applicable as per Item Classification |  | Not Applicable
953-1481 | 953-1481 | SPA, SMA Manufacturer Rebate for # 310-0565, End Date 12/31/2018, Max Qty. , SMASPATheLeveredge, 121482 The LeverEdge | -188.98 |  | No | Other | Shippable | 0 |  | Not Applicable as per Item Classification |  | Not Applicable
953-1482 | 953-1482 | SPA, SMA Manufacturer Rebate for # 310-0566, End Date 12/31/2018, Max Qty. , SMASPATheLeveredge, 121482 The LeverEdge | -202.28 |  | No | Other | Shippable | 0 |  | Not Applicable as per Item Classification |  | Not Applicable
953-1483 | 953-1483 | SPA, SMA Manufacturer Rebate for # 330-0460, End Date 12/31/2018, Max Qty. , SMASPATheLeveredge, 121482 The LeverEdge | -285.41 |  | No | Other | Shippable | 0 |  | Not Applicable as per Item Classification |  | Not Applicable
953-1484 | 953-1484 | SPA, SMA Manufacturer Rebate for # 330-0461, End Date 12/31/2018, Max Qty. , SMASPATheLeveredge, 121482 The LeverEdge | -254.23 |  | No | Other | Shippable | 0 |  | Not Applicable as per Item Classification |  | Not Applicable
953-1485 | 953-1485 | SPA, SMA Manufacturer Rebate for # 330-0462, End Date 12/31/2018, Max Qty. , SMASPATheLeveredge, 121482 The LeverEdge | -296.56 |  | No | Other | Shippable | 0 |  | Not Applicable as per Item Classification |  | Not Applicable
953-1486 | 953-1486 | SPA, SMA Manufacturer Rebate for # 330-0463, End Date 12/31/2018, Max Qty. , SMASPATheLeveredge, 121482 The LeverEdge | -622.61 |  | No | Other | Shippable | 0 |  | Not Applicable as per Item Classification |  | Not Applicable
953-1487 | 953-1487 | SPA, SMA Manufacturer Rebate for # 330-0515, End Date 12/31/2018, Max Qty. , SMASPATheLeveredge, 121482 The LeverEdge | -837.65 |  | No | Other | Shippable | 0 |  | Not Applicable as per Item Classification |  | Not Applicable
953-1488 | 953-1488 | SPA, SMA Manufacturer Rebate for # 330-0547, End Date 12/31/2018, Max Qty. , SMASPATheLeveredge, 121482 The LeverEdge | -383.82 |  | No | Other | Shippable | 0 |  | Not Applicable as per Item Classification |  | Not Applicable
953-1489 | 953-1489 | SPA, SMA Manufacturer Rebate for # 330-0522, End Date 12/31/2018, Max Qty. , SMASPATheLeveredge, 121482 The LeverEdge | -519.28 |  | No | Other | Shippable | 0 |  | Not Applicable as per Item Classification |  | Not Applicable
953-1490 | 953-1490 | SPA, SMA Manufacturer Rebate for # 330-0549, End Date 12/31/2018, Max Qty. , SMASPATheLeveredge, 121482 The LeverEdge | -551.65 |  | No | Other | Shippable | 0 |  | Not Applicable as per Item Classification |  | Not Applicable
953-1491 | 953-1491 | SPA, SMA Manufacturer Rebate for # 330-0550, End Date 12/31/2018, Max Qty. , SMASPATheLeveredge, 121482 The LeverEdge | -1080 |  | No | Other | Shippable | 0 |  | Not Applicable as per Item Classification |  | Not Applicable
953-1492 | 953-1492 | SPA, SMA Manufacturer Rebate for # 330-0551, End Date 12/31/2018, Max Qty. , SMASPATheLeveredge, 121482 The LeverEdge | -1080 |  | No | Other | Shippable | 0 |  | Not Applicable as per Item Classification |  | Not Applicable
953-1493 | 953-1493 | SPA, SMA Manufacturer Rebate for # 565-0216, End Date 12/31/2018, Max Qty. , SMASPATheLeveredge, 121482 The LeverEdge | -5.9 |  | No | Other | Shippable | 0 |  | Not Applicable as per Item Classification |  | Not Applicable
953-1494 | 953-1494 | SPA, Enphase Manufacturer Rebate for # 321-0215, End Date 12/31/2018, Max Qty. 500, SPADHSPIAE, 203786 American Home Energy | -7.45 |  | No | Other | Shippable | 0 |  | Not Applicable as per Item Classification |  | Not Applicable
953-1495 | 953-1495 | SPA, Enphase Manufacturer Rebate for # 321-0216, End Date 12/31/2018, Max Qty. 1000, SPADHSPIAE, 203786 American Home Energy | -8.09 |  | No | Other | Shippable | 0 |  | Not Applicable as per Item Classification |  | Not Applicable
953-1496 | 953-1496 | SPA, Panasonic Manufacturer Rebate for # 110-1126, End Date 10/31/2018, Max Qty. 816, PanasonicSPAN.F.Smith&Assoc, 80864 N.F. Smith & Associates L.P. | -40.63 |  | No | Other | Shippable | 0 |  | Not Applicable as per Item Classification |  | Not Applicable
953-1497 | 953-1497 | SPA, ENPHASE Manufacturer Rebate for # 321-0212, End Date 12/31/2018, Max Qty. 500, SPADX9HIAU, 4970 R & R Solar Supply | -11.09 |  | No | Other | Shippable | 0 |  | Not Applicable as per Item Classification |  | Not Applicable
953-1498 | 953-1498 | SPA, ENPHASE Manufacturer Rebate for # 321-0216, End Date 12/31/2018, Max Qty. 500, SPADX9HIAU, 4970 R & R Solar Supply | -11.09 |  | No | Other | Shippable | 0 |  | Not Applicable as per Item Classification |  | Not Applicable
953-1499 | 953-1499 | SPA, ENPHASE Manufacturer Rebate for # 321-0215, End Date 12/31/2018, Max Qty. 1000, SPADX9HIAU, 4970 R & R Solar Supply | -7.45 |  | No | Other | Shippable | 0 |  | Not Applicable as per Item Classification |  | Not Applicable
953-1500 | 953-1500 | SPA, ENPHASE Manufacturer Rebate for # 321-0219, End Date 12/31/2018, Max Qty. 200, SPADX9HIAU, 4970 R & R Solar Supply | -10.45 |  | No | Other | Shippable | 0 |  | Not Applicable as per Item Classification |  | Not Applicable
953-1501 | 953-1501 | SPA, Enphase Manufacturer Rebate for # 321-0212, End Date 12/31/2018, Max Qty. 150, SPADQCFIAA, 80189 Freedom Forever, LLC | -22.09 |  | No | Other | Shippable | 0 |  | Not Applicable as per Item Classification |  | Not Applicable
953-1502 | 953-1502 | SPA, Enphase Manufacturer Rebate for # 321-0215, End Date 12/31/2018, Max Qty. 1500, SPADQCFIAA, 80189 Freedom Forever, LLC | -26.45 |  | No | Other | Shippable | 0 |  | Not Applicable as per Item Classification |  | Not Applicable
953-1503 | 953-1503 | SPA, Enphase Manufacturer Rebate for # 321-0216, End Date 12/31/2018, Max Qty. 50, SPADQCFIAA, 80189 Freedom Forever, LLC | -22.09 |  | No | Other | Shippable | 0 |  | Not Applicable as per Item Classification |  | Not Applicable
953-1504 | 953-1504 | SPA, Enphase Manufacturer Rebate for # 321-0219, End Date 12/31/2018, Max Qty. 300, SPADQCFIAA, 80189 Freedom Forever, LLC | -23.65 |  | No | Other | Shippable | 0 |  | Not Applicable as per Item Classification |  | Not Applicable
953-1505 | 953-1505 | SPA, Enphase Manufacturer Rebate for # 321-0215, End Date 12/31/2018, Max Qty. 1100, SPADIT01AA, 8426 High Definition Solar | -5.85 |  | No | Other | Shippable | 0 |  | Not Applicable as per Item Classification |  | Not Applicable
953-1506 | 953-1506 | SPA, Enphase Manufacturer Rebate for # 321-0216, End Date 12/31/2018, Max Qty. 50, SPADIT01AA, 8426 High Definition Solar | -5.59 |  | No | Other | Shippable | 0 |  | Not Applicable as per Item Classification |  | Not Applicable
953-1507 | 953-1507 | SPA, Fronius Manufacturer Rebate for # 310-0581, End Date 11/14/2018, Max Qty. 10, Fronius Promo, 14171 Atlas Solar | -200 |  | No | Other | Shippable | 0 |  | Not Applicable as per Item Classification |  | Not Applicable
953-1508 | 953-1508 | SPA, Fronius Manufacturer Rebate for # 310-0581, End Date 11/14/2018, Max Qty. 5, Fronius Promo, 121047 Go Solar Pros | -200 |  | No | Other | Shippable | 0 |  | Not Applicable as per Item Classification |  | Not Applicable
953-1509 | 953-1509 | SPA, IRONRIDGE Manufacturer Rebate for # 210-0213, End Date 12/31/2018, Max Qty. , IRSPAFreedomForeverLLC, 80189 Freedom Forever LLC | -1.06 |  | No | Other | Shippable | 0 |  | Not Applicable as per Item Classification |  | Not Applicable
953-1510 | 953-1510 | SPA, SolarEdge Manufacturer Rebate for # 310-0573, End Date 03/31/2020, Max Qty. , SOL180301, 121490 Energy Enterprises USA, Inc. dba Canopy Energy | -51.06 |  | No | Other | Shippable | 0 |  | Not Applicable as per Item Classification |  | Not Applicable
953-1511 | 953-1511 | SPA, SolarEdge Manufacturer Rebate for # 310-0574, End Date 03/31/2019, Max Qty. , SOL180301, 121490 Energy Enterprises USA, Inc. dba Canopy Energy | -127.14 |  | No | Other | Shippable | 0 |  | Not Applicable as per Item Classification |  | Not Applicable
953-1512 | 953-1512 | SPA, SolarEdge Manufacturer Rebate for # 310-0576, End Date 03/31/2019, Max Qty. , SOL180301, 121490 Energy Enterprises USA, Inc. dba Canopy Energy | -236.98 |  | No | Other | Shippable | 0 |  | Not Applicable as per Item Classification |  | Not Applicable
953-1513 | 953-1513 | SPA, SolarEdge Manufacturer Rebate for # 310-0577, End Date 03/31/2019, Max Qty. , SOL180301, 121490 Energy Enterprises USA, Inc. dba Canopy Energy | -239.94 |  | No | Other | Shippable | 0 |  | Not Applicable as per Item Classification |  | Not Applicable
953-1514 | 953-1514 | SPA, SolarEdge Manufacturer Rebate for # 310-0578, End Date 03/31/2020, Max Qty. , SOL180301, 121490 Energy Enterprises USA, Inc. dba Canopy Energy | -237.25 |  | No | Other | Shippable | 0 |  | Not Applicable as per Item Classification |  | Not Applicable
953-1515 | 953-1515 | SPA, SolarEdge Manufacturer Rebate for # 310-0053, End Date 03/31/2020, Max Qty. , SOL180301, 121490 Energy Enterprises USA, Inc. dba Canopy Energy | -97.16 |  | No | Other | Shippable | 0 |  | Not Applicable as per Item Classification |  | Not Applicable
953-1516 | 953-1516 | SPA, SolarEdge Manufacturer Rebate for # 310-0593, End Date 03/31/2019, Max Qty. , SOL180301, 121490 Energy Enterprises USA, Inc. dba Canopy Energy | -202.46 |  | No | Other | Shippable | 0 |  | Not Applicable as per Item Classification |  | Not Applicable
953-1517 | 953-1517 | SPA, SolarEdge Manufacturer Rebate for # 565-0205, End Date 03/31/2019, Max Qty. , SOL180301, 121490 Energy Enterprises USA, Inc. dba Canopy Energy | -12.29 |  | No | Other | Shippable | 0 |  | Not Applicable as per Item Classification |  | Not Applicable
953-1518 | 953-1518 | SPA, SolarEdge Manufacturer Rebate for # 565-0211, End Date 03/31/2020, Max Qty. , SOL180301, 121490 Energy Enterprises USA, Inc. dba Canopy Energy | -10.45 |  | No | Other | Shippable | 0 |  | Not Applicable as per Item Classification |  | Not Applicable
953-1519 | 953-1519 | SPA, SolarEdge Manufacturer Rebate for # 565-0206, End Date 03/31/2019, Max Qty. , SOL180301, 121490 Energy Enterprises USA, Inc. dba Canopy Energy | -12.69 |  | No | Other | Shippable | 0 |  | Not Applicable as per Item Classification |  | Not Applicable
953-1520 | 953-1520 | SPA, SolarEdge Manufacturer Rebate for # 570-0181, End Date 03/31/2020, Max Qty. , SOL180301, 121490 Energy Enterprises USA, Inc. dba Canopy Energy | -69.51 |  | No | Other | Shippable | 0 |  | Not Applicable as per Item Classification |  | Not Applicable
953-1521 | 953-1521 | SPA, SolarEdge Manufacturer Rebate for # 570-1139, End Date 03/31/2020, Max Qty. , SOL180301, 121490 Energy Enterprises USA, Inc. dba Canopy Energy | -54.75 |  | No | Other | Shippable | 0 |  | Not Applicable as per Item Classification |  | Not Applicable
953-1522 | 953-1522 | SPA, Enphase Manufacturer Rebate for # 321-0212, End Date 12/31/2018, Max Qty. 500, SPAD1SEIAQ, 3418 Nexus Energy Systems | -24.09 |  | No | Other | Shippable | 0 |  | Not Applicable as per Item Classification |  | Not Applicable
953-1523 | 953-1523 | SPA, Enphase Manufacturer Rebate for # 321-0215, End Date 12/31/2018, Max Qty. 6000, SPAD1SEIAQ, 3418 Nexus Energy Systems | -27.7 |  | No | Other | Shippable | 0 |  | Not Applicable as per Item Classification |  | Not Applicable
953-1524 | 953-1524 | SPA, Enphase Manufacturer Rebate for # 321-0216, End Date 12/31/2018, Max Qty. 500, SPAD1SEIAQ, 3418 Nexus Energy Systems | -24.09 |  | No | Other | Shippable | 0 |  | Not Applicable as per Item Classification |  | Not Applicable
953-1525 | 953-1525 | SPA, Enphase Manufacturer Rebate for # 321-0215, End Date 12/31/2018, Max Qty. 80, SPADJF7IAE, 28190 Spectrum Energy, Inc. | -27 |  | No | Other | Shippable | 0 |  | Not Applicable as per Item Classification |  | Not Applicable
953-1526 | 953-1526 | SPA, Enphase Manufacturer Rebate for # 321-0216, End Date 12/31/2018, Max Qty. 50, SPADJF7IAE, 28190 Spectrum Energy, Inc. | -29 |  | No | Other | Shippable | 0 |  | Not Applicable as per Item Classification |  | Not Applicable
953-1527 | 953-1527 | SPA, SMA Manufacturer Rebate for # 310-0563, End Date 05/09/2019, Max Qty. , SMASPASOLARROOFSYSTEMS, 81520 Solar Roof Systems LLC. | -147.76 |  | No | Other | Shippable | 0 |  | Not Applicable as per Item Classification |  | Not Applicable
953-1528 | 953-1528 | SPA, SMA Manufacturer Rebate for # 310-0564, End Date 05/09/2019, Max Qty. , SMASPASOLARROOFSYSTEMS, 81520 Solar Roof Systems LLC | -149.97 |  | No | Other | Shippable | 0 |  | Not Applicable as per Item Classification |  | Not Applicable
953-1529 | 953-1529 | SPA, SMA Manufacturer Rebate for # 310-0547, End Date 05/09/2019, Max Qty. , SMASPASOLARROOFSYSTEMS, 81520 Solar Roof Systems LLC | -191.56 |  | No | Other | Shippable | 0 |  | Not Applicable as per Item Classification |  | Not Applicable
953-1530 | 953-1530 | SPA, SMA Manufacturer Rebate for # 310-0548, End Date 05/09/2019, Max Qty. , SMASPASOLARROOFSYSTEMS, 81520 Solar Roof Systems LLC | -210.06 |  | No | Other | Shippable | 0 |  | Not Applicable as per Item Classification |  | Not Applicable
953-1531 | 953-1531 | SPA, SMA Manufacturer Rebate for # 310-0565, End Date 05/09/2019, Max Qty. , SMASPASOLARROOFSYSTEMS, 81520 Solar Roof Systems LLC | -290.04 |  | No | Other | Shippable | 0 |  | Not Applicable as per Item Classification |  | Not Applicable
953-1532 | 953-1532 | SPA, SMA Manufacturer Rebate for # 310-0566, End Date 05/09/2019, Max Qty. , SMASPASOLARROOFSYSTEMS, 81520 Solar Roof Systems LLC | -333.18 |  | No | Other | Shippable | 0 |  | Not Applicable as per Item Classification |  | Not Applicable
953-1533 | 953-1533 | SPA, SMA Manufacturer Rebate for # 330-0460, End Date 05/09/2019, Max Qty. , SMASPASOLARROOFSYSTEMS, 81520 Solar Roof Systems LLC | -247.06 |  | No | Other | Shippable | 0 |  | Not Applicable as per Item Classification |  | Not Applicable
953-1534 | 953-1534 | SPA, SMA Manufacturer Rebate for # 330-0461, End Date 05/09/2019, Max Qty. , SMASPASOLARROOFSYSTEMS, 81520 Solar Roof Systems LLC | -611.15 |  | No | Other | Shippable | 0 |  | Not Applicable as per Item Classification |  | Not Applicable
953-1535 | 953-1535 | SPA, SMA Manufacturer Rebate for # 330-0462, End Date 05/09/2019, Max Qty. , SMASPASOLARROOFSYSTEMS, 81520 Solar Roof Systems LLC | -687.42 |  | No | Other | Shippable | 0 |  | Not Applicable as per Item Classification |  | Not Applicable
953-1536 | 953-1536 | SPA, SMA Manufacturer Rebate for # 330-0463, End Date 05/09/2019, Max Qty. , SMASPASOLARROOFSYSTEMS, 81520 Solar Roof Systems LLC | -919.3 |  | No | Other | Shippable | 0 |  | Not Applicable as per Item Classification |  | Not Applicable
953-1537 | 953-1537 | SPA, SMA Manufacturer Rebate for # 330-0515, End Date 05/09/2019, Max Qty. , SMASPASOLARROOFSYSTEMS, 81520 Solar Roof Systems LLC | -1298.89 |  | No | Other | Shippable | 0 |  | Not Applicable as per Item Classification |  | Not Applicable
953-1538 | 953-1538 | SPA, SMA Manufacturer Rebate for # 330-0547, End Date 05/09/2019, Max Qty. , SMASPASOLARROOFSYSTEMS, 81520 Solar Roof Systems LLC | -478.23 |  | No | Other | Shippable | 0 |  | Not Applicable as per Item Classification |  | Not Applicable
953-1539 | 953-1539 | SPA, SMA Manufacturer Rebate for # 330-0548, End Date 05/09/2019, Max Qty. , SMASPASOLARROOFSYSTEMS, 81520 Solar Roof Systems LLC | -655.98 |  | No | Other | Shippable | 0 |  | Not Applicable as per Item Classification |  | Not Applicable
953-1540 | 953-1540 | SPA, SMA Manufacturer Rebate for # 330-0549, End Date 05/09/2019, Max Qty. , SMASPASOLARROOFSYSTEMS, 81520 Solar Roof Systems LLC | -700.49 |  | No | Other | Shippable | 0 |  | Not Applicable as per Item Classification |  | Not Applicable
953-1541 | 953-1541 | SPA, IRONRIDGE Manufacturer Rebate for # 260-0110, End Date 12/31/2018, Max Qty. , IRSPAFreedomForeverLLC, 80189 Freedom Forever LLC | -0.11 |  | No | Other | Shippable | 0 |  | Not Applicable as per Item Classification |  | Not Applicable
953-1542 | 953-1542 | SPA, SMA Manufacturer Rebate for # 330-0522, End Date 05/09/2019, Max Qty. , SMASPASOLARROOFSYSTEMS, 81520 Solar Roof Systems LLC | -656.79 |  | No | Other | Shippable | 0 |  | Not Applicable as per Item Classification |  | Not Applicable
953-1543 | 953-1543 | SPA, SolarEdge Manufacturer Rebate for # 310-0197, End Date 03/31/2019, Max Qty. , SOL180301, 121490 Energy Enterprises USA, Inc. dba Canopy Energy | -282.76 |  | No | Other | Shippable | 0 |  | Not Applicable as per Item Classification |  | Not Applicable
953-1544 | 953-1544 | SPA, SolarEdge Manufacturer Rebate for # 310-0575, End Date 03/31/2019, Max Qty. , SOL180301, 121490 Energy Enterprises USA, Inc. dba Canopy Energy | -236.49 |  | No | Other | Shippable | 0 |  | Not Applicable as per Item Classification |  | Not Applicable
953-1545 | 953-1545 | SPA, SolarEdge Manufacturer Rebate for # 310-0053, End Date 06/30/2018, Max Qty. , SOL180402, 2396 South Coast Solar LLC | -214.67 |  | No | Other | Shippable | 0 |  | Not Applicable as per Item Classification |  | Not Applicable
953-1546 | 953-1546 | SPA, Enphase Manufacturer Rebate for # 321-0212, End Date 03/31/2019, Max Qty. 1000, SPADWQVQA2, Solar City Inc dba The LeverEdge - 121482 | -22 |  | No | Other | Shippable | 0 |  | Not Applicable as per Item Classification |  | Not Applicable
953-1547 | 953-1547 | SPA, Enphase Manufacturer Rebate for # 321-0215, End Date 03/31/2019, Max Qty. 1000, SPADWQVQA2, Solar City Inc dba The LeverEdge - 121482 | -19 |  | No | Other | Shippable | 0 |  | Not Applicable as per Item Classification |  | Not Applicable
953-1548 | 953-1548 | SPA, Enphase Manufacturer Rebate for # 321-0216, End Date 03/31/2019, Max Qty. 1000, SPADWQVQA2, Solar City Inc dba The LeverEdge - 121482 | -22 |  | No | Other | Shippable | 0 |  | Not Applicable as per Item Classification |  | Not Applicable
953-1549 | 953-1549 | SPA, Panasonic Manufacturer Rebate for # 110-1154, End Date 12/31/2019, Max Qty. 40,0000 kw, PANASONICSPANOVAWESTSOLAR, 7401 Nova West Solar | -43.2 |  | No | Other | Shippable | 0 |  | Not Applicable as per Item Classification |  | Not Applicable
953-1550 | 953-1550 | SPA, Panasonic Manufacturer Rebate for # 110-1032, End Date 12/31/2019, Max Qty. , PANASONICSPANOVAWESTSOLAR, 7402 Nova West Solar | -37.38 |  | No | Other | Shippable | 0 |  | Not Applicable as per Item Classification |  | Not Applicable
953-1551 | 953-1551 | SPA, Panasonic Manufacturer Rebate for # 110-1181, End Date 12/31/2019, Max Qty. , PANASONICSPANOVAWESTSOLAR, 7403 Nova West Solar | -58.5 |  | No | Other | Shippable | 0 |  | Not Applicable as per Item Classification |  | Not Applicable
953-1552 | 953-1552 | SPA, Panasonic Manufacturer Rebate for # 110-1126, End Date 12/31/2019, Max Qty. , PANASONICSPANOVAWESTSOLAR, 7404 Nova West Solar | -37.38 |  | No | Other | Shippable | 0 |  | Not Applicable as per Item Classification |  | Not Applicable
953-1553 | 953-1553 | SPA, Panasonic Manufacturer Rebate for # 110-1127, End Date 12/31/2019, Max Qty. , PANASONICSPANOVAWESTSOLAR, 7405 Nova West Solar | -54.27 |  | No | Other | Shippable | 0 |  | Not Applicable as per Item Classification |  | Not Applicable
953-1554 | 953-1554 | SPA, Enphase Manufacturer Rebate for # 321-0215, End Date 03/31/2019, Max Qty. 6000, SPADZQUQAE, 203608 Encor Solar | -32 |  | No | Other | Shippable | 0 |  | Not Applicable as per Item Classification |  | Not Applicable
953-1555 | 953-1555 | SPA, Enphase Manufacturer Rebate for # 321-0216, End Date 03/31/2019, Max Qty. 200, SPADZQUQAE, 203608 Encor Solar | -27 |  | No | Other | Shippable | 0 |  | Not Applicable as per Item Classification |  | Not Applicable
953-1556 | 953-1556 | SPA, Enphase Manufacturer Rebate for # 321-0215, End Date 03/31/2019, Max Qty. 100, SPADBMAQAA, 80633 Solar Roof Dynamics LLC | -11.09 |  | No | Other | Shippable | 0 |  | Not Applicable as per Item Classification |  | Not Applicable
953-1557 | 953-1557 | SPA, Enphase Manufacturer Rebate for # 321-0216, End Date 03/31/2019, Max Qty. 50, SPADBMAQAA, 80633 Solar Roof Dynamics LLC | -11.74 |  | No | Other | Shippable | 0 |  | Not Applicable as per Item Classification |  | Not Applicable
953-1558 | 953-1558 | SPA, Enphase Manufacturer Rebate for # 321-0212, End Date 03/31/2019, Max Qty. 2500, SPADWVOQA2, 203176 Energy Solutions Direct | -29.8 |  | No | Other | Shippable | 0 |  | Not Applicable as per Item Classification |  | Not Applicable
953-1559 | 953-1559 | SPA, Enphase Manufacturer Rebate for # 321-0215, End Date 03/31/2019, Max Qty. 2500, SPADWVOQA2, 203176 Energy Solutions Direct | -18.76 |  | No | Other | Shippable | 0 |  | Not Applicable as per Item Classification |  | Not Applicable
953-1560 | 953-1560 | SPA, Enphase Manufacturer Rebate for # 321-0216, End Date 03/31/2019, Max Qty. 2500, SPADWVOQA2, 203176 Energy Solutions Direct | -19.24 |  | No | Other | Shippable | 0 |  | Not Applicable as per Item Classification |  | Not Applicable
953-1561 | 953-1561 | SPA, Enphase Manufacturer Rebate for # 321-0219, End Date 03/31/2019, Max Qty. 2500, SPADWVOQA2, 203176 Energy Solutions Direct | -19.64 |  | No | Other | Shippable | 0 |  | Not Applicable as per Item Classification |  | Not Applicable
953-1562 | 953-1562 | SPA, Enphase Manufacturer Rebate for # 321-0212, End Date 03/31/2019, Max Qty. 150, SPAD0NVQA0, 80189 Freedom Forever, LLC | -33 |  | No | Other | Shippable | 0 |  | Not Applicable as per Item Classification |  | Not Applicable
953-1563 | 953-1563 | SPA, Enphase Manufacturer Rebate for # 321-0215, End Date 03/31/2019, Max Qty. 1000, SPAD0NVQA0, 80189 Freedom Forever, LLC | -36 |  | No | Other | Shippable | 0 |  | Not Applicable as per Item Classification |  | Not Applicable
953-1564 | 953-1564 | SPA, Enphase Manufacturer Rebate for # 321-0216, End Date 03/31/2019, Max Qty. 50, SPAD0NVQA0, 80189 Freedom Forever, LLC | -33 |  | No | Other | Shippable | 0 |  | Not Applicable as per Item Classification |  | Not Applicable
953-1565 | 953-1565 | SPA, Enphase Manufacturer Rebate for # 321-0219, End Date 03/31/2019, Max Qty. 300, SPAD0NVQA0, 80189 Freedom Forever, LLC | -35.7 |  | No | Other | Shippable | 0 |  | Not Applicable as per Item Classification |  | Not Applicable
953-1566 | 953-1566 | SPA, Enphase Manufacturer Rebate for # 321-0215, End Date 03/31/2019, Max Qty. 1000, SPADCYHQAO, 203786 American Home Energy | -9.55 |  | No | Other | Shippable | 0 |  | Not Applicable as per Item Classification |  | Not Applicable
953-1567 | 953-1567 | SPA, Enphase Manufacturer Rebate for # 321-0216, End Date 03/31/2019, Max Qty. 500, SPADCYHQAO, 203786 American Home Energy | -10.91 |  | No | Other | Shippable | 0 |  | Not Applicable as per Item Classification |  | Not Applicable
953-1568 | 953-1568 | SPA, SMA Manufacturer Rebate for # 310-0563, End Date 12/05/2019, Max Qty. , SMASPACRESENTELECTRICSUPPLY , 120769 Cresent Electric Supply | -140.67 |  | No | Other | Shippable | 0 |  | Not Applicable as per Item Classification |  | Not Applicable
953-1569 | 953-1569 | SPA, SMA Manufacturer Rebate for # 310-0564, End Date 12/05/2019, Max Qty. , SMASPACRESENTELECTRICSUPPLY , 120769 Cresent Electric Supply | -144.47 |  | No | Other | Shippable | 0 |  | Not Applicable as per Item Classification |  | Not Applicable
953-1570 | 953-1570 | SPA, SMA Manufacturer Rebate for # 310-0547, End Date 12/05/2019, Max Qty. , SMASPACRESENTELECTRICSUPPLY , 120769 Cresent Electric Supply | -153.53 |  | No | Other | Shippable | 0 |  | Not Applicable as per Item Classification |  | Not Applicable
953-1571 | 953-1571 | SPA, SMA Manufacturer Rebate for # 310-0548, End Date 12/05/2019, Max Qty. , SMASPACRESENTELECTRICSUPPLY , 120769 Cresent Electric Supply | -165.35 |  | No | Other | Shippable | 0 |  | Not Applicable as per Item Classification |  | Not Applicable
953-1572 | 953-1572 | SPA, SMA Manufacturer Rebate for # 310-0565, End Date 12/05/2019, Max Qty. , SMASPACRESENTELECTRICSUPPLY , 120769 Cresent Electric Supply | -188.98 |  | No | Other | Shippable | 0 |  | Not Applicable as per Item Classification |  | Not Applicable
953-1573 | 953-1573 | SPA, SMA Manufacturer Rebate for # 310-0566, End Date 12/05/2019, Max Qty. , SMASPACRESENTELECTRICSUPPLY , 120769 Cresent Electric Supply | -202.28 |  | No | Other | Shippable | 0 |  | Not Applicable as per Item Classification |  | Not Applicable
953-1574 | 953-1574 | SPA, SMA Manufacturer Rebate for # 330-0460, End Date 12/05/2019, Max Qty. , SMASPACRESENTELECTRICSUPPLY , 120769 Cresent Electric Supply | -285.41 |  | No | Other | Shippable | 0 |  | Not Applicable as per Item Classification |  | Not Applicable
953-1575 | 953-1575 | SPA, SMA Manufacturer Rebate for # 330-0461, End Date 12/05/2019, Max Qty. , SMASPACRESENTELECTRICSUPPLY , 120769 Cresent Electric Supply | -324.68 |  | No | Other | Shippable | 0 |  | Not Applicable as per Item Classification |  | Not Applicable
953-1576 | 953-1576 | SPA, SMA Manufacturer Rebate for # 330-0462, End Date 12/05/2019, Max Qty. , SMASPACRESENTELECTRICSUPPLY , 120769 Cresent Electric Supply | -526.11 |  | No | Other | Shippable | 0 |  | Not Applicable as per Item Classification |  | Not Applicable
953-1577 | 953-1577 | SPA, SMA Manufacturer Rebate for # 330-0463, End Date 12/05/2019, Max Qty. , SMASPACRESENTELECTRICSUPPLY , 120769 Cresent Electric Supply | -1047.37 |  | No | Other | Shippable | 0 |  | Not Applicable as per Item Classification |  | Not Applicable
953-1578 | 953-1578 | SPA, SMA Manufacturer Rebate for # 330-0515, End Date 12/05/2019, Max Qty. , SMASPACRESENTELECTRICSUPPLY , 120769 Cresent Electric Supply | -885 |  | No | Other | Shippable | 0 |  | Not Applicable as per Item Classification |  | Not Applicable
953-1579 | 953-1579 | SPA, SMA Manufacturer Rebate for # 330-0547, End Date 12/05/2019, Max Qty. , SMASPACRESENTELECTRICSUPPLY , 120769 Cresent Electric Supply | -383.82 |  | No | Other | Shippable | 0 |  | Not Applicable as per Item Classification |  | Not Applicable
953-1580 | 953-1580 | SPA, SMA Manufacturer Rebate for # 330-0522, End Date 12/05/2019, Max Qty. , SMASPACRESENTELECTRICSUPPLY , 120769 Cresent Electric Supply | -519.208 |  | No | Other | Shippable | 0 |  | Not Applicable as per Item Classification |  | Not Applicable
953-1581 | 953-1581 | SPA, SMA Manufacturer Rebate for # 330-0548, End Date 12/05/2019, Max Qty. , SMASPACRESENTELECTRICSUPPLY , 120769 Cresent Electric Supply | -520.01 |  | No | Other | Shippable | 0 |  | Not Applicable as per Item Classification |  | Not Applicable
953-1582 | 953-1582 | SPA, SMA Manufacturer Rebate for # 330-0549, End Date 12/05/2019, Max Qty. , SMASPACRESENTELECTRICSUPPLY , 120769 Cresent Electric Supply | -551.65 |  | No | Other | Shippable | 0 |  | Not Applicable as per Item Classification |  | Not Applicable
953-1583 | 953-1583 | SPA, SMA Manufacturer Rebate for # 330-0550, End Date 12/05/2019, Max Qty. , SMASPACRESENTELECTRICSUPPLY , 120769 Cresent Electric Supply | -1080 |  | No | Other | Shippable | 0 |  | Not Applicable as per Item Classification |  | Not Applicable
953-1584 | 953-1584 | SPA, SMA Manufacturer Rebate for # 330-0551, End Date 12/05/2019, Max Qty. , SMASPACRESENTELECTRICSUPPLY , 120769 Cresent Electric Supply | -1080 |  | No | Other | Shippable | 0 |  | Not Applicable as per Item Classification |  | Not Applicable
953-1585 | 953-1585 | SPA, SMA Manufacturer Rebate for # 565-0216, End Date 12/05/2019, Max Qty. , SMASPACRESENTELECTRICSUPPLY , 120769 Cresent Electric Supply | -5.9 |  | No | Other | Shippable | 0 |  | Not Applicable as per Item Classification |  | Not Applicable
953-1586 | 953-1586 | SPA, Enphase Manufacturer Rebate for # 321-0215, End Date 03/31/2019, Max Qty. 1000, SPADBBHQAQ, 8426 High Definition Solar | -10.02 |  | No | Other | Shippable | 0 |  | Not Applicable as per Item Classification |  | Not Applicable
953-1587 | 953-1587 | SPA, Enphase Manufacturer Rebate for # 321-0216, End Date 03/31/2019, Max Qty. 50, SPADBBHQAQ, 8426 High Definition Solar | -15.4 |  | No | Other | Shippable | 0 |  | Not Applicable as per Item Classification |  | Not Applicable
953-1588 | 953-1588 | SPA, Ironridge Manufacturer Rebate for # 210-0694, End Date 12/31/2019, Max Qty. , IRSPAFreedomForever, 80189 Freedom Forever, LLC | -0.43 |  | No | Other | Shippable | 0 |  | Not Applicable as per Item Classification |  | Not Applicable
953-1589 | 953-1589 | SPA, SMA Manufacturer Rebate for # 330-0549, End Date 01/11/2020, Max Qty. 30, SMASPASCALOSOLARSOLUTIONS, 22729 Scalo Solar Solutions | -676.48 |  | No | Other | Shippable | 0 |  | Not Applicable as per Item Classification |  | Not Applicable
953-1590 | 953-1590 | SPA, Ironridge Manufacturer Rebate for # 210-0213, End Date 12/31/2019, Max Qty. , IRSPAFreedomForever, 80189 Freedom Forever, LLC | -0.94 |  | No | Other | Shippable | 0 |  | Not Applicable as per Item Classification |  | Not Applicable
953-1591 | 953-1591 | SPA, Ironridge Manufacturer Rebate for # 210-1003, End Date 12/31/2019, Max Qty. , IRSPAFreedomForever, 80189 Freedom Forever, LLC | -0.63 |  | No | Other | Shippable | 0 |  | Not Applicable as per Item Classification |  | Not Applicable
953-1592 | 953-1592 | SPA, Ironridge Manufacturer Rebate for # 210-1008, End Date 12/31/2019, Max Qty. , IRSPAFreedomForever, 80189 Freedom Forever, LLC | -1.94 |  | No | Other | Shippable | 0 |  | Not Applicable as per Item Classification |  | Not Applicable
953-1593 | 953-1593 | SPA, Ironridge Manufacturer Rebate for # 210-1009, End Date 12/31/2019, Max Qty. , IRSPAFreedomForever, 80189 Freedom Forever, LLC | -2.52 |  | No | Other | Shippable | 0 |  | Not Applicable as per Item Classification |  | Not Applicable
953-1594 | 953-1594 | SPA, Ironridge Manufacturer Rebate for # 210-1066, End Date 12/31/2019, Max Qty. , IRSPAFreedomForever, 80189 Freedom Forever, LLC | -2.56 |  | No | Other | Shippable | 0 |  | Not Applicable as per Item Classification |  | Not Applicable
953-1595 | 953-1595 | SPA, Ironridge Manufacturer Rebate for # 211-0095, End Date 12/31/2019, Max Qty. , IRSPAFreedomForever, 80189 Freedom Forever, LLC | -0.34 |  | No | Other | Shippable | 0 |  | Not Applicable as per Item Classification |  | Not Applicable
953-1596 | 953-1596 | SPA, Ironridge Manufacturer Rebate for # 211-0096, End Date 12/31/2019, Max Qty. , IRSPAFreedomForever, 80189 Freedom Forever, LLC | -0.41 |  | No | Other | Shippable | 0 |  | Not Applicable as per Item Classification |  | Not Applicable
953-1597 | 953-1597 | SPA, Ironridge Manufacturer Rebate for # 211-0097, End Date 12/31/2019, Max Qty. , IRSPAFreedomForever, 80189 Freedom Forever, LLC | -0.19 |  | No | Other | Shippable | 0 |  | Not Applicable as per Item Classification |  | Not Applicable
953-1598 | 953-1598 | SPA, Ironridge Manufacturer Rebate for # 211-0098, End Date 12/31/2019, Max Qty. , IRSPAFreedomForever, 80189 Freedom Forever, LLC | -0.62 |  | No | Other | Shippable | 0 |  | Not Applicable as per Item Classification |  | Not Applicable
953-1599 | 953-1599 | SPA, Ironridge Manufacturer Rebate for # 211-0099, End Date 12/31/2019, Max Qty. , IRSPAFreedomForever, 80189 Freedom Forever, LLC | -0.58 |  | No | Other | Shippable | 0 |  | Not Applicable as per Item Classification |  | Not Applicable
953-1600 | 953-1600 | SPA, Ironridge Manufacturer Rebate for # 211-0463, End Date 12/31/2019, Max Qty. , IRSPAFreedomForever, 80189 Freedom Forever, LLC | -0.07 |  | No | Other | Shippable | 0 |  | Not Applicable as per Item Classification |  | Not Applicable
953-1601 | 953-1601 | SPA, Ironridge Manufacturer Rebate for # 211-0464, End Date 12/31/2019, Max Qty. , IRSPAFreedomForever, 80189 Freedom Forever, LLC | -0.07 |  | No | Other | Shippable | 0 |  | Not Applicable as per Item Classification |  | Not Applicable
953-1602 | 953-1602 | SPA, Ironridge Manufacturer Rebate for # 211-0465, End Date 12/31/2019, Max Qty. , IRSPAFreedomForever, 80189 Freedom Forever, LLC | -0.34 |  | No | Other | Shippable | 0 |  | Not Applicable as per Item Classification |  | Not Applicable
953-1603 | 953-1603 | SPA, Ironridge Manufacturer Rebate for # 211-0481, End Date 12/31/2019, Max Qty. , IRSPAFreedomForever, 80189 Freedom Forever, LLC | -0.89 |  | No | Other | Shippable | 0 |  | Not Applicable as per Item Classification |  | Not Applicable
953-1604 | 953-1604 | SPA, Ironridge Manufacturer Rebate for # 220-0349, End Date 12/31/2019, Max Qty. , IRSPAFreedomForever, 80189 Freedom Forever, LLC | -1.32 |  | No | Other | Shippable | 0 |  | Not Applicable as per Item Classification |  | Not Applicable
953-1605 | 953-1605 | SPA, Ironridge Manufacturer Rebate for # 220-0715, End Date 12/31/2019, Max Qty. , IRSPAFreedomForever, 80189 Freedom Forever, LLC | -0.47 |  | No | Other | Shippable | 0 |  | Not Applicable as per Item Classification |  | Not Applicable
953-1606 | 953-1606 | SPA, Ironridge Manufacturer Rebate for # 260-0101, End Date 12/31/2019, Max Qty. , IRSPAFreedomForever, 80189 Freedom Forever, LLC | -0.3 |  | No | Other | Shippable | 0 |  | Not Applicable as per Item Classification |  | Not Applicable
953-1607 | 953-1607 | SPA, Ironridge Manufacturer Rebate for # 260-0102, End Date 12/31/2019, Max Qty. , IRSPAFreedomForever, 80189 Freedom Forever, LLC | -0.46 |  | No | Other | Shippable | 0 |  | Not Applicable as per Item Classification |  | Not Applicable
953-1608 | 953-1608 | SPA, Ironridge Manufacturer Rebate for # 260-0103, End Date 12/31/2019, Max Qty. , IRSPAFreedomForever, 80189 Freedom Forever, LLC | -0.05 |  | No | Other | Shippable | 0 |  | Not Applicable as per Item Classification |  | Not Applicable
953-1609 | 953-1609 | SPA, Ironridge Manufacturer Rebate for # 260-0104, End Date 12/31/2019, Max Qty. , IRSPAFreedomForever, 80189 Freedom Forever, LLC | -0.11 |  | No | Other | Shippable | 0 |  | Not Applicable as per Item Classification |  | Not Applicable
953-1610 | 953-1610 | SPA, Ironridge Manufacturer Rebate for # 260-0110, End Date 12/31/2019, Max Qty. , IRSPAFreedomForever, 80189 Freedom Forever, LLC | -0.11 |  | No | Other | Shippable | 0 |  | Not Applicable as per Item Classification |  | Not Applicable
953-1611 | 953-1611 | SPA, Ironridge Manufacturer Rebate for # 260-0113, End Date 12/31/2019, Max Qty. , IRSPAFreedomForever, 80189 Freedom Forever, LLC | -0.05 |  | No | Other | Shippable | 0 |  | Not Applicable as per Item Classification |  | Not Applicable
953-1612 | 953-1612 | SPA, Ironridge Manufacturer Rebate for # 260-0114, End Date 12/31/2019, Max Qty. , IRSPAFreedomForever, 80189 Freedom Forever, LLC | -0.11 |  | No | Other | Shippable | 0 |  | Not Applicable as per Item Classification |  | Not Applicable
953-1613 | 953-1613 | SPA, Ironridge Manufacturer Rebate for # 270-0152, End Date 12/31/2019, Max Qty. , IRSPAFreedomForever, 80189 Freedom Forever, LLC | -0.2 |  | No | Other | Shippable | 0 |  | Not Applicable as per Item Classification |  | Not Applicable
953-1614 | 953-1614 | SPA, Ironridge Manufacturer Rebate for # 270-0160, End Date 12/31/2019, Max Qty. , IRSPAFreedomForever, 80189 Freedom Forever, LLC | -1.55 |  | No | Other | Shippable | 0 |  | Not Applicable as per Item Classification |  | Not Applicable
953-1615 | 953-1615 | SPA, Ironridge Manufacturer Rebate for # 590-0116, End Date 12/31/2019, Max Qty. , IRSPAFreedomForever, 80189 Freedom Forever, LLC | -0.37 |  | No | Other | Shippable | 0 |  | Not Applicable as per Item Classification |  | Not Applicable
953-1616 | 953-1616 | SPA, Ironridge Manufacturer Rebate for # 590-0117, End Date 12/31/2019, Max Qty. , IRSPAFreedomForever, 80189 Freedom Forever, LLC | -0.16 |  | No | Other | Shippable | 0 |  | Not Applicable as per Item Classification |  | Not Applicable
953-1617 | 953-1617 | SPA, Ironridge Manufacturer Rebate for # 210-0691, End Date 12/31/2019, Max Qty. , IRSPAFreedomForever, 80189 Freedom Forever, LLC | -0.34 |  | No | Other | Shippable | 0 |  | Not Applicable as per Item Classification |  | Not Applicable
953-1618 | 953-1618 | SPA, Ironridge Manufacturer Rebate for # 210-0999, End Date 12/31/2019, Max Qty. , IRSPAFreedomForever, 80189 Freedom Forever, LLC | -1.38 |  | No | Other | Shippable | 0 |  | Not Applicable as per Item Classification |  | Not Applicable
953-1619 | 953-1619 | SPA, Ironridge Manufacturer Rebate for # 210-1000, End Date 12/31/2019, Max Qty. , IRSPAFreedomForever, 80189 Freedom Forever, LLC | -1.57 |  | No | Other | Shippable | 0 |  | Not Applicable as per Item Classification |  | Not Applicable
953-1620 | 953-1620 | SPA, Ironridge Manufacturer Rebate for # 210-1004, End Date 12/31/2019, Max Qty. , IRSPAFreedomForever, 80189 Freedom Forever, LLC | -2.42 |  | No | Other | Shippable | 0 |  | Not Applicable as per Item Classification |  | Not Applicable
953-1621 | 953-1621 | SPA, Ironridge Manufacturer Rebate for # 210-1005, End Date 12/31/2019, Max Qty. , IRSPAFreedomForever, 80189 Freedom Forever, LLC | -2.84 |  | No | Other | Shippable | 0 |  | Not Applicable as per Item Classification |  | Not Applicable
953-1622 | 953-1622 | SPA, Ironridge Manufacturer Rebate for # 210-1006, End Date 12/31/2019, Max Qty. , IRSPAFreedomForever, 80189 Freedom Forever, LLC | -2.9 |  | No | Other | Shippable | 0 |  | Not Applicable as per Item Classification |  | Not Applicable
953-1623 | 953-1623 | SPA, Ironridge Manufacturer Rebate for # 210-1026, End Date 12/31/2019, Max Qty. , IRSPAFreedomForever, 80189 Freedom Forever, LLC | -1.25 |  | No | Other | Shippable | 0 |  | Not Applicable as per Item Classification |  | Not Applicable
953-1624 | 953-1624 | SPA, Ironridge Manufacturer Rebate for # 210-1027, End Date 12/31/2019, Max Qty. , IRSPAFreedomForever, 80189 Freedom Forever, LLC | -1.49 |  | No | Other | Shippable | 0 |  | Not Applicable as per Item Classification |  | Not Applicable
953-1625 | 953-1625 | SPA, Ironridge Manufacturer Rebate for # 211-0482, End Date 12/31/2019, Max Qty. , IRSPAFreedomForever, 80189 Freedom Forever, LLC | -0.95 |  | No | Other | Shippable | 0 |  | Not Applicable as per Item Classification |  | Not Applicable
953-1626 | 953-1626 | SPA, Ironridge Manufacturer Rebate for # 211-0483, End Date 12/31/2019, Max Qty. , IRSPAFreedomForever, 80189 Freedom Forever, LLC | -1 |  | No | Other | Shippable | 0 |  | Not Applicable as per Item Classification |  | Not Applicable
953-1627 | 953-1627 | SPA, Ironridge Manufacturer Rebate for # 211-0484, End Date 12/31/2019, Max Qty. , IRSPAFreedomForever, 80189 Freedom Forever, LLC | -1.05 |  | No | Other | Shippable | 0 |  | Not Applicable as per Item Classification |  | Not Applicable
953-1628 | 953-1628 | SPA, Ironridge Manufacturer Rebate for # 211-0485, End Date 12/31/2019, Max Qty. , IRSPAFreedomForever, 80189 Freedom Forever, LLC | -1.11 |  | No | Other | Shippable | 0 |  | Not Applicable as per Item Classification |  | Not Applicable
953-1629 | 953-1629 | SPA, Ironridge Manufacturer Rebate for # 220-0350, End Date 12/31/2019, Max Qty. , IRSPAFreedomForever, 80189 Freedom Forever, LLC | -2.21 |  | No | Other | Shippable | 0 |  | Not Applicable as per Item Classification |  | Not Applicable
953-1630 | 953-1630 | SPA, Ironridge Manufacturer Rebate for # 220-0360, End Date 12/31/2019, Max Qty. , IRSPAFreedomForever, 80189 Freedom Forever, LLC | -5.26 |  | No | Other | Shippable | 0 |  | Not Applicable as per Item Classification |  | Not Applicable
953-1631 | 953-1631 | SPA, Ironridge Manufacturer Rebate for # 220-0359, End Date 12/31/2019, Max Qty. , IRSPAFreedomForever, 80189 Freedom Forever, LLC | -5.11 |  | No | Other | Shippable | 0 |  | Not Applicable as per Item Classification |  | Not Applicable
953-1632 | 953-1632 | SPA, Ironridge Manufacturer Rebate for # 220-0361, End Date 12/31/2019, Max Qty. , IRSPAFreedomForever, 80189 Freedom Forever, LLC | -6.84 |  | No | Other | Shippable | 0 |  | Not Applicable as per Item Classification |  | Not Applicable
953-1633 | 953-1633 | SPA, Ironridge Manufacturer Rebate for # 220-0714, End Date 12/31/2019, Max Qty. , IRSPAFreedomForever, 80189 Freedom Forever, LLC | -5.79 |  | No | Other | Shippable | 0 |  | Not Applicable as per Item Classification |  | Not Applicable
953-1634 | 953-1634 | SPA, Ironridge Manufacturer Rebate for # 220-0716, End Date 12/31/2019, Max Qty. , IRSPAFreedomForever, 80189 Freedom Forever, LLC | -0.45 |  | No | Other | Shippable | 0 |  | Not Applicable as per Item Classification |  | Not Applicable
953-1635 | 953-1635 | SPA, Ironridge Manufacturer Rebate for # 260-0106, End Date 12/31/2019, Max Qty. , IRSPAFreedomForever, 80189 Freedom Forever, LLC | -0.11 |  | No | Other | Shippable | 0 |  | Not Applicable as per Item Classification |  | Not Applicable
953-1636 | 953-1636 | SPA, Ironridge Manufacturer Rebate for # 260-0108, End Date 12/31/2019, Max Qty. , IRSPAFreedomForever, 80189 Freedom Forever, LLC | -0.11 |  | No | Other | Shippable | 0 |  | Not Applicable as per Item Classification |  | Not Applicable
953-1637 | 953-1637 | SPA, Ironridge Manufacturer Rebate for # 260-0109, End Date 12/31/2019, Max Qty. , IRSPAFreedomForever, 80189 Freedom Forever, LLC | -0.05 |  | No | Other | Shippable | 0 |  | Not Applicable as per Item Classification |  | Not Applicable
953-1638 | 953-1638 | SPA, Ironridge Manufacturer Rebate for # 260-0115, End Date 12/31/2019, Max Qty. , IRSPAFreedomForever, 80189 Freedom Forever, LLC | -0.05 |  | No | Other | Shippable | 0 |  | Not Applicable as per Item Classification |  | Not Applicable
953-1639 | 953-1639 | SPA, Ironridge Manufacturer Rebate for # 260-0116, End Date 12/31/2019, Max Qty. , IRSPAFreedomForever, 80189 Freedom Forever, LLC | -0.11 |  | No | Other | Shippable | 0 |  | Not Applicable as per Item Classification |  | Not Applicable
953-1640 | 953-1640 | SPA, Ironridge Manufacturer Rebate for # 260-0117, End Date 12/31/2019, Max Qty. , IRSPAFreedomForever, 80189 Freedom Forever, LLC | -0.05 |  | No | Other | Shippable | 0 |  | Not Applicable as per Item Classification |  | Not Applicable
953-1641 | 953-1641 | SPA, Ironridge Manufacturer Rebate for # 260-0118, End Date 12/31/2019, Max Qty. , IRSPAFreedomForever, 80189 Freedom Forever, LLC | -0.01 |  | No | Other | Shippable | 0 |  | Not Applicable as per Item Classification |  | Not Applicable
953-1642 | 953-1642 | SPA, Ironridge Manufacturer Rebate for # 270-0161, End Date 12/31/2019, Max Qty. , IRSPAFreedomForever, 80189 Freedom Forever, LLC | -1.81 |  | No | Other | Shippable | 0 |  | Not Applicable as per Item Classification |  | Not Applicable
953-1643 | 953-1643 | SPA, Ironridge Manufacturer Rebate for # 550-0382, End Date 12/31/2019, Max Qty. , IRSPAFreedomForever, 80189 Freedom Forever, LLC | -0.62 |  | No | Other | Shippable | 0 |  | Not Applicable as per Item Classification |  | Not Applicable
953-1644 | 953-1644 | SPA, Ironridge Manufacturer Rebate for # 590-0101, End Date 12/31/2019, Max Qty. , IRSPAFreedomForever, 80189 Freedom Forever, LLC | -0.54 |  | No | Other | Shippable | 0 |  | Not Applicable as per Item Classification |  | Not Applicable
953-1645 | 953-1645 | SPA, Ironridge Manufacturer Rebate for # 590-0115, End Date 12/31/2019, Max Qty. , IRSPAFreedomForever, 80189 Freedom Forever, LLC | -0.49 |  | No | Other | Shippable | 0 |  | Not Applicable as per Item Classification |  | Not Applicable
953-1646 | 953-1646 | SPA, SMA Manufacturer Rebate for # 310-0548, End Date 01/08/2020, Max Qty. , , 7471 CHICO ELECTRIC | -238.71 |  | No | Other | Shippable | 0 |  | Not Applicable as per Item Classification |  | Not Applicable
953-1647 | 953-1647 | SPA, SMA Manufacturer Rebate for # 310-0563, End Date 01/08/2020, Max Qty. , SMASPACHICOELECTRIC, 7471 CHICO ELECTRIC | -173.05 |  | No | Other | Shippable | 0 |  | Not Applicable as per Item Classification |  | Not Applicable
953-1648 | 953-1648 | SPA, SMA Manufacturer Rebate for # 310-0564, End Date 01/08/2020, Max Qty. , SMASPACHICOELECTRIC, 7471 CHICO ELECTRIC | -176 |  | No | Other | Shippable | 0 |  | Not Applicable as per Item Classification |  | Not Applicable
953-1649 | 953-1649 | SPA, SMA Manufacturer Rebate for # 310-0547, End Date 01/08/2020, Max Qty. , SMASPACHICOELECTRIC, 7471 CHICO ELECTRIC | -218.26 |  | No | Other | Shippable | 0 |  | Not Applicable as per Item Classification |  | Not Applicable
953-1650 | 953-1650 | SPA, SMA Manufacturer Rebate for # 310-0565, End Date 01/08/2020, Max Qty. , SMASPACHICOELECTRIC, 7471 CHICO ELECTRIC | -321.8 |  | No | Other | Shippable | 0 |  | Not Applicable as per Item Classification |  | Not Applicable
953-1651 | 953-1651 | SPA, SMA Manufacturer Rebate for # 310-0566, End Date 01/08/2020, Max Qty. , SMASPACHICOELECTRIC, 7471 CHICO ELECTRIC | -365.98 |  | No | Other | Shippable | 0 |  | Not Applicable as per Item Classification |  | Not Applicable
953-1652 | 953-1652 | SPA, SMA Manufacturer Rebate for # 330-0460, End Date 01/08/2020, Max Qty. , SMASPACHICOELECTRIC, 7471 CHICO ELECTRIC | -323.98 |  | No | Other | Shippable | 0 |  | Not Applicable as per Item Classification |  | Not Applicable
953-1653 | 953-1653 | SPA, SMA Manufacturer Rebate for # 330-0461, End Date 01/08/2020, Max Qty. , SMASPACHICOELECTRIC, 7471 CHICO ELECTRIC | -688.91 |  | No | Other | Shippable | 0 |  | Not Applicable as per Item Classification |  | Not Applicable
953-1654 | 953-1654 | SPA, SMA Manufacturer Rebate for # 330-0462, End Date 01/08/2020, Max Qty. , SMASPACHICOELECTRIC, 7471 CHICO ELECTRIC | -96 |  | No | Other | Shippable | 0 |  | Not Applicable as per Item Classification |  | Not Applicable
953-1655 | 953-1655 | SPA, SMA Manufacturer Rebate for # 330-0463, End Date 01/08/2020, Max Qty. , SMASPACHICOELECTRIC, 7471 CHICO ELECTRIC | -254.34 |  | No | Other | Shippable | 0 |  | Not Applicable as per Item Classification |  | Not Applicable
953-1656 | 953-1656 | SPA, SMA Manufacturer Rebate for # 330-0515, End Date 01/08/2020, Max Qty. , SMASPACHICOELECTRIC, 7471 CHICO ELECTRIC | -126.09 |  | No | Other | Shippable | 0 |  | Not Applicable as per Item Classification |  | Not Applicable
953-1657 | 953-1657 | SPA, SMA Manufacturer Rebate for # 330-0547, End Date 01/08/2020, Max Qty. , SMASPACHICOELECTRIC, 7471 CHICO ELECTRIC | -577.37 |  | No | Other | Shippable | 0 |  | Not Applicable as per Item Classification |  | Not Applicable
953-1658 | 953-1658 | SPA, SMA Manufacturer Rebate for # 330-0522, End Date 01/08/2020, Max Qty. , SMASPACHICOELECTRIC, 7471 CHICO ELECTRIC | -790.62 |  | No | Other | Shippable | 0 |  | Not Applicable as per Item Classification |  | Not Applicable
953-1659 | 953-1659 | SPA, SMA Manufacturer Rebate for # 330-0549, End Date 01/08/2020, Max Qty. , SMASPACHICOELECTRIC, 7471 CHICO ELECTRIC | -842.58 |  | No | Other | Shippable | 0 |  | Not Applicable as per Item Classification |  | Not Applicable
953-1660 | 953-1660 | SPA, SMA Manufacturer Rebate for # 330-0550, End Date 01/08/2020, Max Qty. , SMASPACHICOELECTRIC, 7471 CHICO ELECTRIC | -2695.31 |  | No | Other | Shippable | 0 |  | Not Applicable as per Item Classification |  | Not Applicable
953-1661 | 953-1661 | SPA, SMA Manufacturer Rebate for # 330-0551, End Date 01/08/2020, Max Qty. , SMASPACHICOELECTRIC, 7471 CHICO ELECTRIC | -2695.31 |  | No | Other | Shippable | 0 |  | Not Applicable as per Item Classification |  | Not Applicable
953-1662 | 953-1662 | SPA, SMA Manufacturer Rebate for # 565-0216, End Date 01/08/2020, Max Qty. , SMASPACHICOELECTRIC, 7471 CHICO ELECTRIC | -6.88 |  | No | Other | Shippable | 0 |  | Not Applicable as per Item Classification |  | Not Applicable
953-1663 | 953-1663 | SPA, SMA Manufacturer Rebate for # 310-0563, End Date 01/01/2020, Max Qty. , SMASPACresentElectricSupply, 120769 Cresent Electric Supply | -140.67 |  | No | Other | Shippable | 0 |  | Not Applicable as per Item Classification |  | Not Applicable
953-1664 | 953-1664 | SPA, SMA Manufacturer Rebate for # 310-0564, End Date 01/01/2020, Max Qty. , SMASPACresentElectricSupply, 120769 Cresent Electric Supply | -144.47 |  | No | Other | Shippable | 0 |  | Not Applicable as per Item Classification |  | Not Applicable
953-1665 | 953-1665 | SPA, SMA Manufacturer Rebate for # 310-0547, End Date 01/01/2020, Max Qty. , SMASPACresentElectricSupply, 120769 Cresent Electric Supply | -153.53 |  | No | Other | Shippable | 0 |  | Not Applicable as per Item Classification |  | Not Applicable
953-1666 | 953-1666 | SPA, SMA Manufacturer Rebate for # 310-0548, End Date 01/01/2020, Max Qty. , SMASPACresentElectricSupply, 120769 Cresent Electric Supply | -165.35 |  | No | Other | Shippable | 0 |  | Not Applicable as per Item Classification |  | Not Applicable
953-1667 | 953-1667 | SPA, SMA Manufacturer Rebate for # 310-0565, End Date 01/01/2020, Max Qty. , SMASPACresentElectricSupply, 120769 Cresent Electric Supply | -188.98 |  | No | Other | Shippable | 0 |  | Not Applicable as per Item Classification |  | Not Applicable
953-1668 | 953-1668 | SPA, SMA Manufacturer Rebate for # 310-0566, End Date 01/01/2020, Max Qty. , SMASPACresentElectricSupply, 120769 Cresent Electric Supply | -202.28 |  | No | Other | Shippable | 0 |  | Not Applicable as per Item Classification |  | Not Applicable
953-1669 | 953-1669 | SPA, SMA Manufacturer Rebate for # 330-0460, End Date 01/01/2020, Max Qty. , SMASPACresentElectricSupply, 120769 Cresent Electric Supply | -285.41 |  | No | Other | Shippable | 0 |  | Not Applicable as per Item Classification |  | Not Applicable
953-1670 | 953-1670 | SPA, SMA Manufacturer Rebate for # 330-0461, End Date 01/01/2020, Max Qty. , SMASPACresentElectricSupply, 120769 Cresent Electric Supply | -324.68 |  | No | Other | Shippable | 0 |  | Not Applicable as per Item Classification |  | Not Applicable
953-1671 | 953-1671 | SPA, SMA Manufacturer Rebate for # 330-0462, End Date 01/01/2020, Max Qty. , SMASPACresentElectricSupply, 120769 Cresent Electric Supply | -526.11 |  | No | Other | Shippable | 0 |  | Not Applicable as per Item Classification |  | Not Applicable
953-1672 | 953-1672 | SPA, SMA Manufacturer Rebate for # 330-0463, End Date 01/01/2020, Max Qty. , SMASPACresentElectricSupply, 120769 Cresent Electric Supply | -1047.37 |  | No | Other | Shippable | 0 |  | Not Applicable as per Item Classification |  | Not Applicable
953-1673 | 953-1673 | SPA, SMA Manufacturer Rebate for # 330-0515, End Date 01/01/2020, Max Qty. , SMASPACresentElectricSupply, 120769 Cresent Electric Supply | -885 |  | No | Other | Shippable | 0 |  | Not Applicable as per Item Classification |  | Not Applicable
953-1674 | 953-1674 | SPA, SMA Manufacturer Rebate for # 330-0547, End Date 01/01/2020, Max Qty. , SMASPACresentElectricSupply, 120769 Cresent Electric Supply | -383.82 |  | No | Other | Shippable | 0 |  | Not Applicable as per Item Classification |  | Not Applicable
953-1675 | 953-1675 | SPA, SMA Manufacturer Rebate for # 330-0522, End Date 01/01/2020, Max Qty. , SMASPACresentElectricSupply, 120769 Cresent Electric Supply | -519.28 |  | No | Other | Shippable | 0 |  | Not Applicable as per Item Classification |  | Not Applicable
953-1676 | 953-1676 | SPA, SMA Manufacturer Rebate for # 330-0548, End Date 01/01/2020, Max Qty. , SMASPACresentElectricSupply, 120769 Cresent Electric Supply | -520.01 |  | No | Other | Shippable | 0 |  | Not Applicable as per Item Classification |  | Not Applicable
953-1677 | 953-1677 | SPA, SMA Manufacturer Rebate for # 330-0549, End Date 01/01/2020, Max Qty. , SMASPACresentElectricSupply, 120769 Cresent Electric Supply | -551.65 |  | No | Other | Shippable | 0 |  | Not Applicable as per Item Classification |  | Not Applicable
953-1678 | 953-1678 | SPA, SMA Manufacturer Rebate for # 330-0550, End Date 01/01/2020, Max Qty. , SMASPACresentElectricSupply, 120769 Cresent Electric Supply | -2952 |  | No | Other | Shippable | 0 |  | Not Applicable as per Item Classification |  | Not Applicable
953-1679 | 953-1679 | SPA, SMA Manufacturer Rebate for # 330-0551, End Date 01/01/2020, Max Qty. , SMASPACresentElectricSupply, 120769 Cresent Electric Supply | -2952 |  | No | Other | Shippable | 0 |  | Not Applicable as per Item Classification |  | Not Applicable
953-1680 | 953-1680 | SPA, SMA Manufacturer Rebate for # 565-0216, End Date 01/01/2020, Max Qty. , SMASPACresentElectricSupply, 120769 Cresent Electric Supply | -5.9 |  | No | Other | Shippable | 0 |  | Not Applicable as per Item Classification |  | Not Applicable
953-1681 | 953-1681 | SPA, SMA Manufacturer Rebate for # 310-0563, End Date 01/01/2020, Max Qty. , SMASPATheLeveredge, 121482 The LeverEdge | -140.67 |  | No | Other | Shippable | 0 |  | Not Applicable as per Item Classification |  | Not Applicable
953-1682 | 953-1682 | SPA, SMA Manufacturer Rebate for # 310-0564, End Date 01/01/2020, Max Qty. , SMASPATheLeveredge, 121482 The LeverEdge | -144.48 |  | No | Other | Shippable | 0 |  | Not Applicable as per Item Classification |  | Not Applicable
953-1683 | 953-1683 | SPA, SMA Manufacturer Rebate for # 310-0547, End Date 01/01/2020, Max Qty. , SMASPATheLeveredge, 121482 The LeverEdge | -153.53 |  | No | Other | Shippable | 0 |  | Not Applicable as per Item Classification |  | Not Applicable
953-1684 | 953-1684 | SPA, SMA Manufacturer Rebate for # 310-0548, End Date 01/01/2020, Max Qty. , SMASPATheLeveredge, 121482 The LeverEdge | -165.35 |  | No | Other | Shippable | 0 |  | Not Applicable as per Item Classification |  | Not Applicable
953-1685 | 953-1685 | SPA, SMA Manufacturer Rebate for # 310-0565, End Date 01/01/2020, Max Qty. , SMASPATheLeveredge, 121482 The LeverEdge | -188.98 |  | No | Other | Shippable | 0 |  | Not Applicable as per Item Classification |  | Not Applicable
953-1686 | 953-1686 | SPA, SMA Manufacturer Rebate for # 310-0566, End Date 01/01/2020, Max Qty. , SMASPATheLeveredge, 121482 The LeverEdge | -202.27 |  | No | Other | Shippable | 0 |  | Not Applicable as per Item Classification |  | Not Applicable
953-1687 | 953-1687 | SPA, SMA Manufacturer Rebate for # 330-0460, End Date 01/01/2020, Max Qty. , SMASPATheLeveredge, 121482 The LeverEdge | -285.41 |  | No | Other | Shippable | 0 |  | Not Applicable as per Item Classification |  | Not Applicable
953-1688 | 953-1688 | SPA, SMA Manufacturer Rebate for # 330-0461, End Date 01/01/2020, Max Qty. , SMASPATheLeveredge, 121482 The LeverEdge | -324.68 |  | No | Other | Shippable | 0 |  | Not Applicable as per Item Classification |  | Not Applicable
953-1689 | 953-1689 | SPA, SMA Manufacturer Rebate for # 330-0462, End Date 01/01/2020, Max Qty. , SMASPATheLeveredge, 121482 The LeverEdge | -526.11 |  | No | Other | Shippable | 0 |  | Not Applicable as per Item Classification |  | Not Applicable
953-1690 | 953-1690 | SPA, SMA Manufacturer Rebate for # 330-0463, End Date 01/01/2020, Max Qty. , SMASPATheLeveredge, 121482 The LeverEdge | -1047.37 |  | No | Other | Shippable | 0 |  | Not Applicable as per Item Classification |  | Not Applicable
953-1691 | 953-1691 | SPA, SMA Manufacturer Rebate for # 330-0515, End Date 01/01/2020, Max Qty. , SMASPATheLeveredge, 121482 The LeverEdge | -885 |  | No | Other | Shippable | 0 |  | Not Applicable as per Item Classification |  | Not Applicable
953-1692 | 953-1692 | SPA, SMA Manufacturer Rebate for # 330-0547, End Date 01/01/2020, Max Qty. , SMASPATheLeveredge, 121482 The LeverEdge | -383.82 |  | No | Other | Shippable | 0 |  | Not Applicable as per Item Classification |  | Not Applicable
953-1693 | 953-1693 | SPA, SMA Manufacturer Rebate for # 330-0522, End Date 01/01/2020, Max Qty. , SMASPATheLeveredge, 121482 The LeverEdge | -520.01 |  | No | Other | Shippable | 0 |  | Not Applicable as per Item Classification |  | Not Applicable
953-1694 | 953-1694 | SPA, SMA Manufacturer Rebate for # 330-0549, End Date 01/01/2020, Max Qty. , SMASPATheLeveredge, 121482 The LeverEdge | -551.65 |  | No | Other | Shippable | 0 |  | Not Applicable as per Item Classification |  | Not Applicable
953-1695 | 953-1695 | SPA, SMA Manufacturer Rebate for # 330-0550, End Date 01/01/2020, Max Qty. , SMASPATheLeveredge, 121482 The LeverEdge | -2952 |  | No | Other | Shippable | 0 |  | Not Applicable as per Item Classification |  | Not Applicable
953-1696 | 953-1696 | SPA, SMA Manufacturer Rebate for # 330-0551, End Date 01/01/2020, Max Qty. , SMASPATheLeveredge, 121482 The LeverEdge | -2952 |  | No | Other | Shippable | 0 |  | Not Applicable as per Item Classification |  | Not Applicable
953-1697 | 953-1697 | SPA, SMA Manufacturer Rebate for # 565-0216, End Date 01/01/2020, Max Qty. , SMASPATheLeveredge, 121482 The LeverEdge | -5.93 |  | No | Other | Shippable | 0 |  | Not Applicable as per Item Classification |  | Not Applicable
953-1698 | 953-1698 | SPA, ENPHASE Manufacturer Rebate for # 321-0216, End Date 03/31/2019, Max Qty. 1700, SPADEH6QAO, 4970 R & R Solar Supply | -22 |  | No | Other | Shippable | 0 |  | Not Applicable as per Item Classification |  | Not Applicable
953-1699 | 953-1699 | SPA, ENPHASE Manufacturer Rebate for # 321-0215, End Date 03/31/2019, Max Qty. 500, SPADEH6QAO, 4970 R & R Solar Supply | -17 |  | No | Other | Shippable | 0 |  | Not Applicable as per Item Classification |  | Not Applicable
953-1700 | 953-1700 | SPA, ENPHASE Manufacturer Rebate for # 321-0219, End Date 03/31/2019, Max Qty. 300, SPADEH6QAO, 4970 R & R Solar Supply | -22.5 |  | No | Other | Shippable | 0 |  | Not Applicable as per Item Classification |  | Not Applicable
953-1701 | 953-1701 | SPA, SMA Manufacturer Rebate for # 330-0522, End Date 04/17/2019, Max Qty. 17, , 4203245 CMTA Energy Solutions | -423.51 |  | No | Other | Shippable | 0 |  | Not Applicable as per Item Classification |  | Not Applicable
953-1702 | 953-1702 | SPA, SMA Manufacturer Rebate for # 310-0563, End Date 01/23/2020, Max Qty. , SMASPAEDGESELECTRICAL, 30786 Edges Electrical Group LLC | -173.05 |  | No | Other | Shippable | 0 |  | Not Applicable as per Item Classification |  | Not Applicable
953-1703 | 953-1703 | SPA, SMA Manufacturer Rebate for # 310-0564, End Date 01/23/2020, Max Qty. , SMASPAEDGESELECTRICAL, 30786 Edges Electrical Group LLC | -176 |  | No | Other | Shippable | 0 |  | Not Applicable as per Item Classification |  | Not Applicable
953-1704 | 953-1704 | SPA, SMA Manufacturer Rebate for # 310-0547, End Date 01/23/2020, Max Qty. , SMASPAEDGESELECTRICAL, 30786 Edges Electrical Group LLC | -218.26 |  | No | Other | Shippable | 0 |  | Not Applicable as per Item Classification |  | Not Applicable
953-1705 | 953-1705 | SPA, SMA Manufacturer Rebate for # 310-0548, End Date 01/23/2020, Max Qty. , SMASPAEDGESELECTRICAL, 30786 Edges Electrical Group LLC | -238.71 |  | No | Other | Shippable | 0 |  | Not Applicable as per Item Classification |  | Not Applicable
953-1706 | 953-1706 | SPA, SMA Manufacturer Rebate for # 310-0565, End Date 01/23/2020, Max Qty. , SMASPAEDGESELECTRICAL, 30786 Edges Electrical Group LLC | -321.8 |  | No | Other | Shippable | 0 |  | Not Applicable as per Item Classification |  | Not Applicable
953-1707 | 953-1707 | SPA, SMA Manufacturer Rebate for # 310-0566, End Date 01/23/2020, Max Qty. , SMASPAEDGESELECTRICAL, 30786 Edges Electrical Group LLC | -365.98 |  | No | Other | Shippable | 0 |  | Not Applicable as per Item Classification |  | Not Applicable
953-1708 | 953-1708 | SPA, SMA Manufacturer Rebate for # 330-0460, End Date 01/23/2020, Max Qty. , SMASPAEDGESELECTRICAL, 30786 Edges Electrical Group LLC | -323.98 |  | No | Other | Shippable | 0 |  | Not Applicable as per Item Classification |  | Not Applicable
953-1709 | 953-1709 | SPA, SMA Manufacturer Rebate for # 330-0461, End Date 01/23/2020, Max Qty. , SMASPAEDGESELECTRICAL, 30786 Edges Electrical Group LLC | -688.91 |  | No | Other | Shippable | 0 |  | Not Applicable as per Item Classification |  | Not Applicable
953-1710 | 953-1710 | SPA, SMA Manufacturer Rebate for # 330-0462, End Date 01/23/2020, Max Qty. , SMASPAEDGESELECTRICAL, 30786 Edges Electrical Group LLC | -96 |  | No | Other | Shippable | 0 |  | Not Applicable as per Item Classification |  | Not Applicable
953-1711 | 953-1711 | SPA, SMA Manufacturer Rebate for # 330-0463, End Date 01/23/2020, Max Qty. , SMASPAEDGESELECTRICAL, 30786 Edges Electrical Group LLC | -254.34 |  | No | Other | Shippable | 0 |  | Not Applicable as per Item Classification |  | Not Applicable
953-1712 | 953-1712 | SPA, SMA Manufacturer Rebate for # 330-0515, End Date 01/23/2020, Max Qty. , SMASPAEDGESELECTRICAL, 30786 Edges Electrical Group LLC | -126.09 |  | No | Other | Shippable | 0 |  | Not Applicable as per Item Classification |  | Not Applicable
953-1713 | 953-1713 | SPA, SMA Manufacturer Rebate for # 330-0547, End Date 01/23/2020, Max Qty. , SMASPAEDGESELECTRICAL, 30786 Edges Electrical Group LLC | -577.37 |  | No | Other | Shippable | 0 |  | Not Applicable as per Item Classification |  | Not Applicable
953-1714 | 953-1714 | SPA, SMA Manufacturer Rebate for # 330-0522, End Date 01/23/2020, Max Qty. , SMASPAEDGESELECTRICAL, 30786 Edges Electrical Group LLC | -790.62 |  | No | Other | Shippable | 0 |  | Not Applicable as per Item Classification |  | Not Applicable
953-1715 | 953-1715 | SPA, SMA Manufacturer Rebate for # 330-0549, End Date 01/23/2020, Max Qty. , SMASPAEDGESELECTRICAL, 30786 Edges Electrical Group LLC | -842.58 |  | No | Other | Shippable | 0 |  | Not Applicable as per Item Classification |  | Not Applicable
953-1716 | 953-1716 | SPA, SMA Manufacturer Rebate for # 330-0550, End Date 01/23/2020, Max Qty. , SMASPAEDGESELECTRICAL, 30786 Edges Electrical Group LLC | -2695.31 |  | No | Other | Shippable | 0 |  | Not Applicable as per Item Classification |  | Not Applicable
953-1717 | 953-1717 | SPA, SMA Manufacturer Rebate for # 330-0551, End Date 01/23/2020, Max Qty. , SMASPAEDGESELECTRICAL, 30786 Edges Electrical Group LLC | -2695.31 |  | No | Other | Shippable | 0 |  | Not Applicable as per Item Classification |  | Not Applicable
953-1718 | 953-1718 | SPA, SMA Manufacturer Rebate for # 565-0216, End Date 01/23/2020, Max Qty. , SMASPAEDGESELECTRICAL, 30786 Edges Electrical Group LLC | -6.88 |  | No | Other | Shippable | 0 |  | Not Applicable as per Item Classification |  | Not Applicable
953-1719 | 953-1719 | SPA, Enphase Manufacturer Rebate for # 321-0215, End Date 03/31/2019, Max Qty. 6000, SPADZU5QAC, 3418 Nexus Energy Systems | -38.82 |  | No | Other | Shippable | 0 |  | Not Applicable as per Item Classification |  | Not Applicable
953-1720 | 953-1720 | SPA, Enphase Manufacturer Rebate for # 321-0216, End Date 03/31/2019, Max Qty. 500, SPADZU5QAC, 3418 Nexus Energy Systems | -37.08 |  | No | Other | Shippable | 0 |  | Not Applicable as per Item Classification |  | Not Applicable
953-1721 | 953-1721 | SPA, Enphase Manufacturer Rebate for # 321-0215, End Date 03/31/2019, Max Qty. 400, SPADM2VQAS, 121996 Pennsylvania Solar Energy Co Inc | -21.82 |  | No | Other | Shippable | 0 |  | Not Applicable as per Item Classification |  | Not Applicable
953-1722 | 953-1722 | SPA, Enphase Manufacturer Rebate for # 321-0216, End Date 03/31/2019, Max Qty. 400, SPADM2VQAS, 121996 Pennsylvania Solar Energy Co Inc | -19.43 |  | No | Other | Shippable | 0 |  | Not Applicable as per Item Classification |  | Not Applicable
953-1723 | 953-1723 | SPA, Panasonic Manufacturer Rebate for # 110-1181, End Date 03/31/2019, Max Qty. N/A, Panasonic SPA Blue Horizon, 1600 Blue Horizon Energy LLC | -55.25 |  | No | Other | Shippable | 0 |  | Not Applicable as per Item Classification |  | Not Applicable
953-1724 | 953-1724 | SPA, SolarEdge Manufacturer Rebate for # 310-0574, End Date 03/31/2020, Max Qty. , SOL180301, 121490 Energy Enterprises USA, Inc. dba Canopy Energy | -110.68 |  | No | Other | Shippable | 0 |  | Not Applicable as per Item Classification |  | Not Applicable
953-1725 | 953-1725 | SPA, SolarEdge Manufacturer Rebate for # 310-0576, End Date 03/31/2020, Max Qty. , SOL180301, 121490 Energy Enterprises USA, Inc. dba Canopy Energy | -220.91 |  | No | Other | Shippable | 0 |  | Not Applicable as per Item Classification |  | Not Applicable
953-1726 | 953-1726 | SPA, SolarEdge Manufacturer Rebate for # 310-0577, End Date 03/31/2020, Max Qty. , SOL180301, 121490 Energy Enterprises USA, Inc. dba Canopy Energy | -219.91 |  | No | Other | Shippable | 0 |  | Not Applicable as per Item Classification |  | Not Applicable
953-1727 | 953-1727 | SPA, SolarEdge Manufacturer Rebate for # 310-0593, End Date 03/31/2020, Max Qty. , SOL180301, 121490 Energy Enterprises USA, Inc. dba Canopy Energy | -184.73 |  | No | Other | Shippable | 0 |  | Not Applicable as per Item Classification |  | Not Applicable
953-1728 | 953-1728 | SPA, SolarEdge Manufacturer Rebate for # 565-0205, End Date 03/31/2020, Max Qty. , SOL180301, 121490 Energy Enterprises USA, Inc. dba Canopy Energy | -11.56 |  | No | Other | Shippable | 0 |  | Not Applicable as per Item Classification |  | Not Applicable
953-1729 | 953-1729 | SPA, SolarEdge Manufacturer Rebate for # 565-0206, End Date 03/31/2020, Max Qty. , SOL180301, 121490 Energy Enterprises USA, Inc. dba Canopy Energy | -10.45 |  | No | Other | Shippable | 0 |  | Not Applicable as per Item Classification |  | Not Applicable
953-1730 | 953-1730 | SPA, SolarEdge Manufacturer Rebate for # 310-0197, End Date 03/31/2019, Max Qty. , SOL180301, 121490 Energy Enterprises USA, Inc. dba Canopy Energy | -321.18 |  | No | Other | Shippable | 0 |  | Not Applicable as per Item Classification |  | Not Applicable
953-1731 | 953-1731 | SPA, SolarEdge Manufacturer Rebate for # 310-0594, End Date 03/31/2019, Max Qty. , SOL180301, 121490 Energy Enterprises USA, Inc. dba Canopy Energy | -93.91 |  | No | Other | Shippable | 0 |  | Not Applicable as per Item Classification |  | Not Applicable
953-1732 | 953-1732 | SPA, SolarEdge Manufacturer Rebate for # 310-0595, End Date 03/31/2019, Max Qty. , SOL180301, 121490 Energy Enterprises USA, Inc. dba Canopy Energy | -88.82 |  | No | Other | Shippable | 0 |  | Not Applicable as per Item Classification |  | Not Applicable
953-1733 | 953-1733 | SPA, SolarEdge Manufacturer Rebate for # 310-0596, End Date 03/31/2019, Max Qty. , SOL180301, 121490 Energy Enterprises USA, Inc. dba Canopy Energy | -198.65 |  | No | Other | Shippable | 0 |  | Not Applicable as per Item Classification |  | Not Applicable
953-1734 | 953-1734 | SPA, SolarEdge Manufacturer Rebate for # 310-0597, End Date 03/31/2019, Max Qty. , SOL180301, 121490 Energy Enterprises USA, Inc. dba Canopy Energy | -183.24 |  | No | Other | Shippable | 0 |  | Not Applicable as per Item Classification |  | Not Applicable
953-1735 | 953-1735 | SPA, SolarEdge Manufacturer Rebate for # 310-0598, End Date 03/31/2019, Max Qty. , SOL180301, 121490 Energy Enterprises USA, Inc. dba Canopy Energy | -193.61 |  | No | Other | Shippable | 0 |  | Not Applicable as per Item Classification |  | Not Applicable
953-1736 | 953-1736 | SPA, SolarEdge Manufacturer Rebate for # 310-0599, End Date 03/31/2019, Max Qty. , SOL180301, 121490 Energy Enterprises USA, Inc. dba Canopy Energy | -151.35 |  | No | Other | Shippable | 0 |  | Not Applicable as per Item Classification |  | Not Applicable
953-1737 | 953-1737 | SPA, SolarEdge Manufacturer Rebate for # 310-0600, End Date 03/31/2019, Max Qty. , SOL180301, 121490 Energy Enterprises USA, Inc. dba Canopy Energy | -147.14 |  | No | Other | Shippable | 0 |  | Not Applicable as per Item Classification |  | Not Applicable
953-1738 | 953-1738 | SPA, SolarEdge Manufacturer Rebate for # 570-0198, End Date 03/31/2019, Max Qty. , SOL180301, 121490 Energy Enterprises USA, Inc. dba Canopy Energy | -59.51 |  | No | Other | Shippable | 0 |  | Not Applicable as per Item Classification |  | Not Applicable
953-1739 | 953-1739 | SPA, SolarEdge Manufacturer Rebate for # 570-0199, End Date 03/31/2019, Max Qty. , SOL180301, 121490 Energy Enterprises USA, Inc. dba Canopy Energy | -74.19 |  | No | Other | Shippable | 0 |  | Not Applicable as per Item Classification |  | Not Applicable
953-1740 | 953-1740 | SPA, SolarEdge Manufacturer Rebate for # 310-0594, End Date 06/30/2019, Max Qty. , SOL180402, 2395 South Coast Solar LLC | -193.63 |  | No | Other | Shippable | 0 |  | Not Applicable as per Item Classification |  | Not Applicable
953-1741 | 953-1741 | SPA, SolarEdge Manufacturer Rebate for # 310-0595, End Date 06/30/2019, Max Qty. , SOL180402, 2395 South Coast Solar LLC | -195.65 |  | No | Other | Shippable | 0 |  | Not Applicable as per Item Classification |  | Not Applicable
953-1742 | 953-1742 | SPA, SolarEdge Manufacturer Rebate for # 310-0596, End Date 06/30/2019, Max Qty. , SOL180402, 2395 South Coast Solar LLC | -374.72 |  | No | Other | Shippable | 0 |  | Not Applicable as per Item Classification |  | Not Applicable
953-1743 | 953-1743 | SPA, SolarEdge Manufacturer Rebate for # 310-0597, End Date 06/30/2019, Max Qty. , SOL180402, 2395 South Coast Solar LLC | -390.78 |  | No | Other | Shippable | 0 |  | Not Applicable as per Item Classification |  | Not Applicable
953-1744 | 953-1744 | SPA, SolarEdge Manufacturer Rebate for # 310-0598, End Date 06/30/2019, Max Qty. , SOL180402, 2395 South Coast Solar LLC | -375.13 |  | No | Other | Shippable | 0 |  | Not Applicable as per Item Classification |  | Not Applicable
953-1745 | 953-1745 | SPA, SolarEdge Manufacturer Rebate for # 310-0599, End Date 06/30/2019, Max Qty. , SOL180402, 2395 South Coast Solar LLC | -328.82 |  | No | Other | Shippable | 0 |  | Not Applicable as per Item Classification |  | Not Applicable
953-1746 | 953-1746 | SPA, SolarEdge Manufacturer Rebate for # 310-0600, End Date 06/30/2019, Max Qty. , SOL180402, 2395 South Coast Solar LLC | -220.08 |  | No | Other | Shippable | 0 |  | Not Applicable as per Item Classification |  | Not Applicable
953-1747 | 953-1747 | SPA, SolarEdge Manufacturer Rebate for # 570-0198, End Date 06/30/2019, Max Qty. , SOL180402, 2395 South Coast Solar LLC | -47.54 |  | No | Other | Shippable | 0 |  | Not Applicable as per Item Classification |  | Not Applicable
953-1748 | 953-1748 | SPA, SolarEdge Manufacturer Rebate for # 570-0199, End Date 06/30/2019, Max Qty. , SOL180402, 2395 South Coast Solar LLC | -88.68 |  | No | Other | Shippable | 0 |  | Not Applicable as per Item Classification |  | Not Applicable
953-1749 | 953-1749 | SPA, Enphase Manufacturer Rebate for # 321-0216, End Date 03/31/2019, Max Qty. 600, SPAD9LGQAC, 203823 Turnkey Construction and Solar Inc | -12.58 |  | No | Other | Shippable | 0 |  | Not Applicable as per Item Classification |  | Not Applicable
953-1750 | 953-1750 | SPA, Enphase Manufacturer Rebate for # 321-0215, End Date 03/31/2019, Max Qty. 500, SPAD9LGQAC, 203823 Turnkey Construction and Solar Inc | -11.49 |  | No | Other | Shippable | 0 |  | Not Applicable as per Item Classification |  | Not Applicable
953-1751 | 953-1751 | SPA, Enphase Manufacturer Rebate for # 321-0219, End Date 03/31/2019, Max Qty. 200, SPAD9LGQAC, 203823 Turnkey Construction and Solar Inc | -8.14 |  | No | Other | Shippable | 0 |  | Not Applicable as per Item Classification |  | Not Applicable
953-1752 | 953-1752 | SPA, SMA Manufacturer Rebate for # 330-0522, End Date 04/17/2019, Max Qty. 17, 4203383 Lawson Electric | -622.76 |  | No | Other | Shippable | 0 |  | Not Applicable as per Item Classification |  | Not Applicable
953-1753 | 953-1753 | SPA, Panasonic Manufacturer Rebate for # 110-1127, End Date 06/30/2019, Max PENSASPAOPTIONONECORPORATION, 80349 Option One Corporation | -30.38 |  | No | Other | Shippable | 0 |  | Not Applicable as per Item Classification |  | Not Applicable
953-1754 | 953-1754 | SPA, Panasonic Manufacturer Rebate for # 110-1127, End Date 06/30/2019, Max Qty. , PansonicSPATreeiumEnergyInc., 80384 Treeium Energy Inc | -27.08 |  | No | Other | Shippable | 0 |  | Not Applicable as per Item Classification |  | Not Applicable
953-1755 | 953-1755 | SPA, Panasonic Manufacturer Rebate for # 110-1126, End Date 06/30/2019, Max Qty. , PansonicSPATreeiumEnergyInc., 80384 Treeium Energy Inc | -25.42 |  | No | Other | Shippable | 0 |  | Not Applicable as per Item Classification |  | Not Applicable
953-1756 | 953-1756 | SPA, Ironridge Manufacturer Rebate for # 212-0000, End Date 12/31/2019, Max Qty. , IRSPAFreedomForever, 80189 Freedom Forever, LLC | -2.05 |  | No | Other | Shippable | 0 |  | Not Applicable as per Item Classification |  | Not Applicable
953-1757 | 953-1757 | SPA, Ironridge Manufacturer Rebate for # 212-0001, End Date 12/31/2019, Max Qty. , IRSPAFreedomForever, 80189 Freedom Forever, LLC | -0.12 |  | No | Other | Shippable | 0 |  | Not Applicable as per Item Classification |  | Not Applicable
953-1758 | 953-1758 | SPA, Ironridge Manufacturer Rebate for # 212-0002, End Date 12/31/2019, Max Qty. , IRSPAFreedomForever, 80189 Freedom Forever, LLC | -0.57 |  | No | Other | Shippable | 0 |  | Not Applicable as per Item Classification |  | Not Applicable
953-1759 | 953-1759 | SPA, Ironridge Manufacturer Rebate for # 212-0003, End Date 12/31/2019, Max Qty. , IRSPAFreedomForever, 80189 Freedom Forever, LLC | -0.6 |  | No | Other | Shippable | 0 |  | Not Applicable as per Item Classification |  | Not Applicable
953-1760 | 953-1760 | SPA, Ironridge Manufacturer Rebate for # 212-0004, End Date 12/31/2019, Max Qty. , IRSPAFreedomForever, 80189 Freedom Forever, LLC | -0.6 |  | No | Other | Shippable | 0 |  | Not Applicable as per Item Classification |  | Not Applicable
953-1761 | 953-1761 | SPA, Ironridge Manufacturer Rebate for # 212-0005, End Date 12/31/2019, Max Qty. , IRSPAFreedomForever, 80189 Freedom Forever, LLC | -0.6 |  | No | Other | Shippable | 0 |  | Not Applicable as per Item Classification |  | Not Applicable
953-1762 | 953-1762 | SPA, SMA Manufacturer Rebate for # 330-0549, End Date 04/15/2019, Max Qty. 9, SMASPALAWSONELECTRIC, 4203383 Lawson Electric Company | -664.84 |  | No | Other | Shippable | 0 |  | Not Applicable as per Item Classification |  | Not Applicable
953-1763 | 953-1763 | SPA, Enphase Manufacturer Rebate for # 321-0212, End Date 03/31/2019, Max Qty. 200, SPADO88QAG, 3853 Wholesale Solar, Inc | -8.14 |  | No | Other | Shippable | 0 |  | Not Applicable as per Item Classification |  | Not Applicable
953-1764 | 953-1764 | SPA, Enphase Manufacturer Rebate for # 321-0216, End Date 03/31/2019, Max Qty. 2000, SPADO88QAG, 3853 Wholesale Solar, Inc | -13.86 |  | No | Other | Shippable | 0 |  | Not Applicable as per Item Classification |  | Not Applicable
953-1765 | 953-1765 | SPA, Unirac Manufacturer Rebate for # 250-1369, End Date 10/01/2019, Max Qty. , , 4203383 Lawson Electric | -8.24 |  | No | Other | Shippable | 0 |  | Not Applicable as per Item Classification |  | Not Applicable
953-1766 | 953-1766 | SPA, Unirac Manufacturer Rebate for # 250-1372, End Date 10/01/2019, Max Qty. , , 4203383 Lawson Electric | -0.43 |  | No | Other | Shippable | 0 |  | Not Applicable as per Item Classification |  | Not Applicable
953-1767 | 953-1767 | SPA, Unirac Manufacturer Rebate for # 250-1370, End Date 10/01/2019, Max Qty. , , 4203383 Lawson Electric | -0.23 |  | No | Other | Shippable | 0 |  | Not Applicable as per Item Classification |  | Not Applicable
953-1768 | 953-1768 | SPA, Unirac Manufacturer Rebate for # 250-1371, End Date 10/01/2019, Max Qty. , , 4203383 Lawson Electric | 0 |  | No | Other | Shippable | 0 |  | Not Applicable as per Item Classification |  | Not Applicable
953-1769 | 953-1769 | SPA, SMA Manufacturer Rebate for # 565-0221, End Date 04/26/2019, Max Qty. 4, SMASPA23012773, 7375 SOUND SOLAR SYSTEMS LLC | -3 |  | No | Other | Shippable | 0 |  | Not Applicable as per Item Classification |  | Not Applicable
953-1770 | 953-1770 | SPA, SMA Manufacturer Rebate for # 330-0548, End Date 04/26/2019, Max Qty. 900, SMASPA23012773, 7375 SOUND SOLAR SYSTEMS LLC | -668.86 |  | No | Other | Shippable | 0 |  | Not Applicable as per Item Classification |  | Not Applicable
953-1771 | 953-1771 | SPA, Enphase Manufacturer Rebate for # 321-0215, End Date 06/30/2019, Max Qty. 400, SPADHYXQAI, 80633 Solar Roof Dynamics LLC | -18.38 |  | No | Other | Shippable | 0 |  | Not Applicable as per Item Classification |  | Not Applicable
953-1772 | 953-1772 | SPA, Enphase Manufacturer Rebate for # 321-0216, End Date 06/30/2019, Max Qty. 150, SPADHYXQAI, 80633 Solar Roof Dynamics LLC | -19.67 |  | No | Other | Shippable | 0 |  | Not Applicable as per Item Classification |  | Not Applicable
953-1773 | 953-1773 | SPA, Enphase Manufacturer Rebate for # 321-0219, End Date 06/30/2019, Max Qty. 600, SPADFU6QAA , 4649 CALIFORNIA SOLAR SYSTEMS | -37.67 |  | No | Other | Shippable | 0 |  | Not Applicable as per Item Classification |  | Not Applicable
953-1774 | 953-1774 | SPA, Enphase Manufacturer Rebate for # 321-0216, End Date 06/30/2019, Max Qty. 300, SPADFU6QAA , 4649 CALIFORNIA SOLAR SYSTEMS | -45.83 |  | No | Other | Shippable | 0 |  | Not Applicable as per Item Classification |  | Not Applicable
953-1775 | 953-1775 | SPA, Enphase Manufacturer Rebate for # 321-0215, End Date 06/30/2019, Max Qty. 4500, SPADFU6QAA , 4649 CALIFORNIA SOLAR SYSTEMS | -37.89 |  | No | Other | Shippable | 0 |  | Not Applicable as per Item Classification |  | Not Applicable
953-1776 | 953-1776 | SPA, Panasonic Manufacturer Rebate for # 110-1127, End Date 12/31/2019, Max Qty. 500kW,PanasonicSPAFuzion Energy, 203265 Fuzion Energy | -36.98 |  | No | Other | Shippable | 0 |  | Not Applicable as per Item Classification |  | Not Applicable
953-1777 | 953-1777 | SPA, Panasonic Manufacturer Rebate for # 110-1179, End Date 12/31/2019, Max Qty. 500kW, PansonicSPAFusionEnergy, 203265 Fuzion Energy | -36.98 |  | No | Other | Shippable | 0 |  | Not Applicable as per Item Classification |  | Not Applicable
953-1778 | 953-1778 | SPA, Enphase Manufacturer Rebate for # 321-0215, End Date 06/30/2019, Max Qty. 6000, SPADFV4QAA, 3418 Nexus Energy Systems | -37.79 |  | No | Other | Shippable | 0 |  | Not Applicable as per Item Classification |  | Not Applicable
953-1779 | 953-1779 | SPA, Enphase Manufacturer Rebate for # 321-0216, End Date 06/30/2019, Max Qty. 500, SPADFV4QAA, 3418 Nexus Energy Systems | -34.43 |  | No | Other | Shippable | 0 |  | Not Applicable as per Item Classification |  | Not Applicable
953-1780 | 953-1780 | SPA, Enphase Manufacturer Rebate for # 321-0215, End Date 06/30/2019, Max Qty. 1000, SPADCD2QAI, 8426 High Definition Solar | -11.89 |  | No | Other | Shippable | 0 |  | Not Applicable as per Item Classification |  | Not Applicable
953-1781 | 953-1781 | SPA, Enphase Manufacturer Rebate for # 321-0216, End Date 06/30/2019, Max Qty. 200, SPADCD2QAI, 8426 High Definition Solar | -15.33 |  | No | Other | Shippable | 0 |  | Not Applicable as per Item Classification |  | Not Applicable
953-1782 | 953-1782 | SPA, Enphase Manufacturer Rebate for # 321-0215, End Date 06/30/2019, Max Qty. 2500, SPADHGIQAA, 203176 Energy Solutions Direct | -28.04 |  | No | Other | Shippable | 0 |  | Not Applicable as per Item Classification |  | Not Applicable
953-1783 | 953-1783 | SPA, Enphase Manufacturer Rebate for # 321-0216, End Date 06/30/2019, Max Qty. 2500, SPADHGIQAA, 203176 Energy Solutions Direct | -28.62 |  | No | Other | Shippable | 0 |  | Not Applicable as per Item Classification |  | Not Applicable
953-1784 | 953-1784 | SPA, Enphase Manufacturer Rebate for # 321-0219, End Date 06/30/2019, Max Qty. 2500, SPADHGIQAA, 203176 Energy Solutions Direct | -25.35 |  | No | Other | Shippable | 0 |  | Not Applicable as per Item Classification |  | Not Applicable
953-1785 | 953-1785 | SPA, Enphase Manufacturer Rebate for # 321-0215, End Date 06/30/2019, Max Qty. 1000, SPADBZXQAY, 121482 The LeverEdge | -17.89 |  | No | Other | Shippable | 0 |  | Not Applicable as per Item Classification |  | Not Applicable
953-1786 | 953-1786 | SPA, Enphase Manufacturer Rebate for # 321-0216, End Date 06/30/2019, Max Qty. 1000, SPADBZXQAY, 121482 The LeverEdge | -20.33 |  | No | Other | Shippable | 0 |  | Not Applicable as per Item Classification |  | Not Applicable
953-1788 | 953-1788 | SPA, Enphase Manufacturer Rebate for # 321-0219, End Date 06/30/2019, Max Qty. 500, SPADHYSQAA, 10454 - Solar Solution LLC | -33.67 |  | No | Other | Shippable | 0 |  | Not Applicable as per Item Classification |  | Not Applicable
953-1789 | 953-1789 | SPA, Enphase Manufacturer Rebate for # 321-0215, End Date 06/30/2019, Max Qty. 500, SPADHYSQAA, 10454 - Solar Solution LLC | -31.89 |  | No | Other | Shippable | 0 |  | Not Applicable as per Item Classification |  | Not Applicable
953-1790 | 953-1790 | SPA, Enphase Manufacturer Rebate for # 321-0216, End Date 06/30/2019, Max Qty. 3500, SPADHYSQAA, 10454 - Solar Solution LLC | -32.33 |  | No | Other | Shippable | 0 |  | Not Applicable as per Item Classification |  | Not Applicable
953-1791 | 953-1791 | SPA, ENPHASE Manufacturer Rebate for # 321-0216, End Date 06/30/2019, Max Qty. 1000, SPADE32QAC, 4970 R & R Solar Supply | -20.33 |  | No | Other | Shippable | 0 |  | Not Applicable as per Item Classification |  | Not Applicable
953-1792 | 953-1792 | SPA, ENPHASE Manufacturer Rebate for # 321-0219, End Date 06/30/2019, Max Qty. 1000, SPADE32QAC, 4970 R & R Solar Supply | -22.67 |  | No | Other | Shippable | 0 |  | Not Applicable as per Item Classification |  | Not Applicable
953-1793 | 953-1793 | SPA, Enphase Manufacturer Rebate for # 321-0215, End Date 06/30/2019, Max Qty. 400, SPADMM7QAA, 121996 Pennsylvania Solar Energy Co Inc | -18.89 |  | No | Other | Shippable | 0 |  | Not Applicable as per Item Classification |  | Not Applicable
953-1794 | 953-1794 | SPA, Enphase Manufacturer Rebate for # 321-0216, End Date 06/30/2019, Max Qty. 400, SPADMM7QAA, 121996 Pennsylvania Solar Energy Co Inc | -20.33 |  | No | Other | Shippable | 0 |  | Not Applicable as per Item Classification |  | Not Applicable
953-1795 | 953-1795 | SPA, UniRac Manufacturer Rebate for # 270-0873, End Date 09/01/2019, Max Qty. , 04/10/2019 PDF, 81520 Solar Roof Systems LLC | -0.23 |  | No | Other | Shippable | 0 |  | Not Applicable as per Item Classification |  | Not Applicable
953-1796 | 953-1796 | SPA, UniRac Manufacturer Rebate for # 260-0768, End Date 09/01/2019, Max Qty. , UniracSPASolarRoofSystems, 81520 Solar Roof Systems LLC | -0.5 |  | No | Other | Shippable | 0 |  | Not Applicable as per Item Classification |  | Not Applicable
953-1797 | 953-1797 | SPA, UniRac Manufacturer Rebate for # 260-0014, End Date 09/01/2019, Max Qty. , UniracSPASolarRoofSystems, 81520 Solar Roof Systems LLC | -0.52 |  | No | Other | Shippable | 0 |  | Not Applicable as per Item Classification |  | Not Applicable
953-1798 | 953-1798 | SPA, UniRac Manufacturer Rebate for # 211-0471, End Date 09/01/2019, Max Qty. , UniracSPASolarRoofSystems, 81520 Solar Roof Systems LLC | -0.77 |  | No | Other | Shippable | 0 |  | Not Applicable as per Item Classification |  | Not Applicable
953-1799 | 953-1799 | SPA, UniRac Manufacturer Rebate for # 211-0473, End Date 09/01/2019, Max Qty. , UniracSPASolarRoofSystems, 81520 Solar Roof Systems LLC | -0.65 |  | No | Other | Shippable | 0 |  | Not Applicable as per Item Classification |  | Not Applicable
953-1800 | 953-1800 | SPA, UniRac Manufacturer Rebate for # 250-1369, End Date 09/01/2019, Max Qty. , UniracSPASolarRoofSystems, 81520 Solar Roof Systems LLC | -8.45 |  | No | Other | Shippable | 0 |  | Not Applicable as per Item Classification |  | Not Applicable
953-1801 | 953-1801 | SPA, UniRac Manufacturer Rebate for # 250-1370, End Date 09/01/2019, Max Qty. , UniracSPASolarRoofSystems, 81520 Solar Roof Systems LLC | -0.22 |  | No | Other | Shippable | 0 |  | Not Applicable as per Item Classification |  | Not Applicable
953-1802 | 953-1802 | SPA, UniRac Manufacturer Rebate for # 250-1371, End Date 09/01/2019, Max Qty. , UniracSPASolarRoofSystems, 81520 Solar Roof Systems LLC | -0.07 |  | No | Other | Shippable | 0 |  | Not Applicable as per Item Classification |  | Not Applicable
953-1803 | 953-1803 | SPA, SolarEdge Manufacturer Rebate for # 310-0197, End Date 03/31/2020, Max Qty. , SOL180301, 121490 Energy Enterprises USA, Inc. dba Canopy Energy | -336.03 |  | No | Other | Shippable | 0 |  | Not Applicable as per Item Classification |  | Not Applicable
953-1804 | 953-1804 | SPA, SolarEdge Manufacturer Rebate for # 310-0041, End Date 03/31/2020, Max Qty. , SOL180301, 121490 Energy Enterprises USA, Inc. dba Canopy Energy | -306.76 |  | No | Other | Shippable | 0 |  | Not Applicable as per Item Classification |  | Not Applicable
953-1805 | 953-1805 | SPA, SolarEdge Manufacturer Rebate for # 310-0594, End Date 03/31/2020, Max Qty. , SOL180301, 121490 Energy Enterprises USA, Inc. dba Canopy Energy | -108.47 |  | No | Other | Shippable | 0 |  | Not Applicable as per Item Classification |  | Not Applicable
953-1806 | 953-1806 | SPA, SolarEdge Manufacturer Rebate for # 310-0595, End Date 03/31/2020, Max Qty. , SOL180301, 121490 Energy Enterprises USA, Inc. dba Canopy Energy | -110.68 |  | No | Other | Shippable | 0 |  | Not Applicable as per Item Classification |  | Not Applicable
953-1807 | 953-1807 | SPA, SolarEdge Manufacturer Rebate for # 310-0596, End Date 03/31/2020, Max Qty. , SOL180301, 121490 Energy Enterprises USA, Inc. dba Canopy Energy | -220.91 |  | No | Other | Shippable | 0 |  | Not Applicable as per Item Classification |  | Not Applicable
953-1808 | 953-1808 | SPA, SolarEdge Manufacturer Rebate for # 310-0597, End Date 03/31/2020, Max Qty. , SOL180301, 121490 Energy Enterprises USA, Inc. dba Canopy Energy | -219.91 |  | No | Other | Shippable | 0 |  | Not Applicable as per Item Classification |  | Not Applicable
953-1809 | 953-1809 | SPA, SolarEdge Manufacturer Rebate for # 310-0598, End Date 03/31/2020, Max Qty. , SOL180301, 121490 Energy Enterprises USA, Inc. dba Canopy Energy | -237.25 |  | No | Other | Shippable | 0 |  | Not Applicable as per Item Classification |  | Not Applicable
953-1810 | 953-1810 | SPA, SolarEdge Manufacturer Rebate for # 310-0599, End Date 03/31/2020, Max Qty. , SOL180301, 121490 Energy Enterprises USA, Inc. dba Canopy Energy | -211.31 |  | No | Other | Shippable | 0 |  | Not Applicable as per Item Classification |  | Not Applicable
953-1811 | 953-1811 | SPA, SolarEdge Manufacturer Rebate for # 310-0600, End Date 03/31/2020, Max Qty. , SOL180301, 121490 Energy Enterprises USA, Inc. dba Canopy Energy | -184.73 |  | No | Other | Shippable | 0 |  | Not Applicable as per Item Classification |  | Not Applicable
953-1812 | 953-1812 | SPA, SolarEdge Manufacturer Rebate for # 570-0198, End Date 03/31/2020, Max Qty. , SOL180301, 121490 Energy Enterprises USA, Inc. dba Canopy Energy | -59.51 |  | No | Other | Shippable | 0 |  | Not Applicable as per Item Classification |  | Not Applicable
953-1813 | 953-1813 | SPA, SolarEdge Manufacturer Rebate for # 570-0199, End Date 03/31/2020, Max Qty. , SOL180301, 121490 Energy Enterprises USA, Inc. dba Canopy Energy | -74.19 |  | No | Other | Shippable | 0 |  | Not Applicable as per Item Classification |  | Not Applicable
953-1814 | 953-1814 | SPA, SolarEdge Manufacturer Rebate for # 310-0199, End Date 03/31/2020, Max Qty. , SOL180301, 121490 Energy Enterprises USA, Inc. dba Canopy Energy | -122.79 |  | No | Other | Shippable | 0 |  | Not Applicable as per Item Classification |  | Not Applicable
953-1815 | 953-1815 | SPA, SolarEdge Manufacturer Rebate for # 310-0097, End Date 03/31/2020, Max Qty. , SOL180301, 121490 Energy Enterprises USA, Inc. dba Canopy Energy | -251.8 |  | No | Other | Shippable | 0 |  | Not Applicable as per Item Classification |  | Not Applicable
953-1816 | 953-1816 | SPA, Enphase Manufacturer Rebate for # 321-0215, End Date 06/30/2019, Max Qty. 1000, SPADJNUQAQ, 203742 Ilum Solar | -20.89 |  | No | Other | Shippable | 0 |  | Not Applicable as per Item Classification |  | Not Applicable
953-1817 | 953-1817 | SPA, Enphase Manufacturer Rebate for # 321-0216, End Date 06/30/2019, Max Qty. 350, SPADJNUQAQ, 203742 Ilum Solar | -22.33 |  | No | Other | Shippable | 0 |  | Not Applicable as per Item Classification |  | Not Applicable
953-1818 | 953-1818 | SPA, Enphase Manufacturer Rebate for # 321-0216, End Date 06/30/2019, Max Qty. 500, SPADMDTQAQ, 203823 Turnkey Construction and Solar Inc | -22.33 |  | No | Other | Shippable | 0 |  | Not Applicable as per Item Classification |  | Not Applicable
953-1819 | 953-1819 | SPA, Enphase Manufacturer Rebate for # 321-0215, End Date 06/30/2019, Max Qty. 1000, SPADMDTQAQ, 203823 Turnkey Construction and Solar Inc | -21.89 |  | No | Other | Shippable | 0 |  | Not Applicable as per Item Classification |  | Not Applicable
953-1820 | 953-1820 | SPA, Enphase Manufacturer Rebate for # 321-0219, End Date 06/30/2019, Max Qty. 200, SPADMDTQAQ, 203823 Turnkey Construction and Solar Inc | -16.67 |  | No | Other | Shippable | 0 |  | Not Applicable as per Item Classification |  | Not Applicable
953-1821 | 953-1821 | SPA, Enphase Manufacturer Rebate for # 321-0216, End Date 10/01/2019, Max Qty. 202, SPAD6TNQAI, 4271 Halcyon Solar Construction | -19.48 |  | No | Other | Shippable | 0 |  | Not Applicable as per Item Classification |  | Not Applicable
953-1822 | 953-1822 | SPA, Panasonic Manufacturer Rebate for # 110-1127, End Date 12/31/2019, Max Qty. , PanasonicSPAMilestoneSolar, 7748 Milestone Solar | -23.78 |  | No | Other | Shippable | 0 |  | Not Applicable as per Item Classification |  | Not Applicable
953-1823 | 953-1823 | SPA, Panasonic Manufacturer Rebate for # 110-1154, End Date 12/31/2019, Max Qty. , PanasonicSPAMilestoneSolar, 7748 Milestone Solar | -19.2 |  | No | Other | Shippable | 0 |  | Not Applicable as per Item Classification |  | Not Applicable
953-1824 | 953-1824 | SPA, Panasonic Manufacturer Rebate for # 110-1126, End Date 12/31/2019 Max Qty. , PanasonicSPAMilestoneSolar, 7748 Milestone Solar | -22.75 |  | No | Other | Shippable | 0 |  | Not Applicable as per Item Classification |  | Not Applicable
953-1825 | 953-1825 | SPA, Enphase Manufacturer Rebate for # 321-0215, End Date 06/30/2019, Max Qty. 8000, SPADMJGQA0, 203176 Energy Solutions Direct | -32.66 |  | No | Other | Shippable | 0 |  | Not Applicable as per Item Classification |  | Not Applicable
953-1826 | 953-1826 | SPA, Enphase Manufacturer Rebate for # 321-0216, End Date 06/30/2019, Max Qty. 1000, SPADMJGQA0, 203176 Energy Solutions Direct | -33.24 |  | No | Other | Shippable | 0 |  | Not Applicable as per Item Classification |  | Not Applicable
953-1827 | 953-1827 | SPA, Enphase Manufacturer Rebate for # 321-0219, End Date 06/30/2019, Max Qty. 1000, SPADMJGQA0, 203176 Energy Solutions Direct | -35.03 |  | No | Other | Shippable | 0 |  | Not Applicable as per Item Classification |  | Not Applicable
953-1828 | 953-1828 | SPA, Enphase Manufacturer Rebate for # 321-0216, End Date 10/21/2019, Max Qty. 247, SPADTGUQAC, 4271 Halcyon Solar Construction | -19.48 |  | No | Other | Shippable | 0 |  | Not Applicable as per Item Classification |  | Not Applicable
953-1829 | 953-1829 | SPA, Panasonic Manufacturer Rebate for # 110-1127, End Date 06/30/2019, Max Qty. 500kW, Solar Optimum, 6487 SOLAR OPTIMUM INC. | -40.28 |  | No | Other | Shippable | 0 |  | Not Applicable as per Item Classification |  | Not Applicable
953-1830 | 953-1830 | SPA, Panasonic Manufacturer Rebate for # 110-1179, End Date 06/30/2019, Max Qty. 500kW, Solar Optimum, 6487 SOLAR OPTIMUM INC. | -40.28 |  | No | Other | Shippable | 0 |  | Not Applicable as per Item Classification |  | Not Applicable
953-1831 | 953-1831 | SPA, Enphase Manufacturer Rebate for # 321-0215, End Date 06/30/2019, Max Qty. 1500, SPADKI4QAG, 6487 SOLAR OPTIMUM INC. | -23.71 |  | No | Other | Shippable | 0 |  | Not Applicable as per Item Classification |  | Not Applicable
953-1832 | 953-1832 | SPA, Enphase Manufacturer Rebate for # 321-0216, End Date 06/30/2019, Max Qty. 2500, SPADKI4QAG, 6487 SOLAR OPTIMUM INC. | -25.34 |  | No | Other | Shippable | 0 |  | Not Applicable as per Item Classification |  | Not Applicable
953-1833 | 953-1833 | SPA, Enphase Manufacturer Rebate for # 321-0219, End Date 06/30/2019, Max Qty. 3000, SPADKI4QAG, 6487 SOLAR OPTIMUM INC. | -35.67 |  | No | Other | Shippable | 0 |  | Not Applicable as per Item Classification |  | Not Applicable
953-1834 | 953-1834 | SPA, Enphase Manufacturer Rebate for # 321-0215, End Date 06/30/2019, Max Qty. 1000, SPADPWDQAO, 8426 High Definition Solar | -4.89 |  | No | Other | Shippable | 0 |  | Not Applicable as per Item Classification |  | Not Applicable
953-1835 | 953-1835 | SPA, Enphase Manufacturer Rebate for # 321-0216, End Date 06/30/2019, Max Qty. 200, SPADPWDQAO, 8426 High Definition Solar | -5.83 |  | No | Other | Shippable | 0 |  | Not Applicable as per Item Classification |  | Not Applicable
953-1836 | 953-1836 | SPA, Enphase Manufacturer Rebate for # 321-0219, End Date 06/30/2019, Max Qty. 800, SPADPXIQA4, 202957 Gold Rush Energy | -9.07 |  | No | Other | Shippable | 0 |  | Not Applicable as per Item Classification |  | Not Applicable
953-1837 | 953-1837 | SPA, Enphase Manufacturer Rebate for # 321-0216, End Date 06/30/2019, Max Qty. 200, SPADPXIQA4, 202957 Gold Rush Energy | -8.93 |  | No | Other | Shippable | 0 |  | Not Applicable as per Item Classification |  | Not Applicable
953-1838 | 953-1838 | SPA, Enphase Manufacturer Rebate for # 321-0215, End Date 06/30/2019, Max Qty. 200, SPADPXIQA4, 202957 Gold Rush Energy | -8.79 |  | No | Other | Shippable | 0 |  | Not Applicable as per Item Classification |  | Not Applicable
953-1839 | 953-1839 | SPA, Enphase Manufacturer Rebate for # 321-0215, End Date 06/30/2019, Max Qty. 400, SPADPYGQA4, 80633 Solar Roof Dynamics LLC | -9.38 |  | No | Other | Shippable | 0 |  | Not Applicable as per Item Classification |  | Not Applicable
953-1840 | 953-1840 | SPA, Enphase Manufacturer Rebate for # 321-0216, End Date 06/30/2019, Max Qty. 150, SPADPYGQA4, 80633 Solar Roof Dynamics LLC | -9.52 |  | No | Other | Shippable | 0 |  | Not Applicable as per Item Classification |  | Not Applicable
953-1841 | 953-1841 | SPA, Enphase Manufacturer Rebate for # 321-0215, End Date 06/30/2019, Max Qty. 8000, SPADPCJQAG , 203176 Energy Solutions Direct | -25.04 |  | No | Other | Shippable | 0 |  | Not Applicable as per Item Classification |  | Not Applicable
953-1842 | 953-1842 | SPA, Enphase Manufacturer Rebate for # 321-0216, End Date 06/30/2019, Max Qty. 1000, SPADPCJQAG , 203176 Energy Solutions Direct | -24.73 |  | No | Other | Shippable | 0 |  | Not Applicable as per Item Classification |  | Not Applicable
953-1843 | 953-1843 | SPA, Enphase Manufacturer Rebate for # 321-0219, End Date 06/30/2019, Max Qty. 1000, SPADPCJQAG , 203176 Energy Solutions Direct | -24.37 |  | No | Other | Shippable | 0 |  | Not Applicable as per Item Classification |  | Not Applicable
953-1844 | 953-1844 | SPA, ENPHASE ENERGY Manufacturer Rebate for # 321-0215, End Date 06/30/2019, Max Qty. 1000, SPADPWGQAO, 80189 Freedom Forever, LLC | -32.99 |  | No | Other | Shippable | 0 |  | Not Applicable as per Item Classification |  | Not Applicable
953-1845 | 953-1845 | SPA, ENPHASE ENERGY Manufacturer Rebate for # 321-0216, End Date 06/30/2019, Max Qty. 50, SPADPWGQAO, 80189 Freedom Forever, LLC | -27.63 |  | No | Other | Shippable | 0 |  | Not Applicable as per Item Classification |  | Not Applicable
953-1846 | 953-1846 | SPA, ENPHASE ENERGY Manufacturer Rebate for # 321-0219, End Date 06/30/2019, Max Qty. 300, SPADPWGQAO, 80189 Freedom Forever, LLC | -30.19 |  | No | Other | Shippable | 0 |  | Not Applicable as per Item Classification |  | Not Applicable
953-1847 | 953-1847 | SPA, Enphase Manufacturer Rebate for # 321-0215, End Date 06/30/2019, Max Qty. 1000, SPADPBIQAG, 121482 The LeverEdge | -8.89 |  | No | Other | Shippable | 0 |  | Not Applicable as per Item Classification |  | Not Applicable
953-1848 | 953-1848 | SPA, Enphase Manufacturer Rebate for # 321-0216, End Date 06/30/2019, Max Qty. 1000, SPADPBIQAG, 121482 The LeverEdge | -10.33 |  | No | Other | Shippable | 0 |  | Not Applicable as per Item Classification |  | Not Applicable
953-1849 | 953-1849 | SPA, Panasonic Manufacturer Rebate for # 110-1126, End Date 09/30/2019, Max Qty. ALL, Panasonic is behind on SPA paperwork. , 1600 Blue Horizon Energy LLC | -52.67 |  | No | Other | Shippable | 0 |  | Not Applicable as per Item Classification |  | Not Applicable
953-1850 | 953-1850 | SPA, Enphase Manufacturer Rebate for # 321-0215, End Date 06/30/2019, Max Qty. 1500, Solar Optimum, 6487 SOLAR OPTIMUM INC. | -22.27 |  | No | Other | Shippable | 0 |  | Not Applicable as per Item Classification |  | Not Applicable
953-1851 | 953-1851 | SPA, Enphase Manufacturer Rebate for # 321-0216, End Date 06/30/2019, Max Qty. 2500, SPADPYWQAO , 6487 SOLAR OPTIMUM INC. | -20.96 |  | No | Other | Shippable | 0 |  | Not Applicable as per Item Classification |  | Not Applicable
953-1852 | 953-1852 | SPA, Enphase Manufacturer Rebate for # 321-0219, End Date 06/30/2019, Max Qty. 3000, SPADPYWQAO , 6487 SOLAR OPTIMUM INC. | -23.8 |  | No | Other | Shippable | 0 |  | Not Applicable as per Item Classification |  | Not Applicable
953-1853 | 953-1853 | SPA, Enphase Manufacturer Rebate for # 321-0215, End Date 06/30/2019, Max Qty. 2500, SPADPDSQAW, 88629 American Sentry Solar | -21.11 |  | No | Other | Shippable | 0 |  | Not Applicable as per Item Classification |  | Not Applicable
953-1854 | 953-1854 | SPA, Enphase Manufacturer Rebate for # 321-0216, End Date 06/30/2019, Max Qty. 2500, SPADPDSQAW, 88629 American Sentry Solar | -17.73 |  | No | Other | Shippable | 0 |  | Not Applicable as per Item Classification |  | Not Applicable
953-1855 | 953-1855 | SPA, Enphase Manufacturer Rebate for # 321-0219, End Date 06/30/2019, Max Qty. 2500, SPADPDSQAW, 88629 American Sentry Solar | -17.87 |  | No | Other | Shippable | 0 |  | Not Applicable as per Item Classification |  | Not Applicable
953-1856 | 953-1856 | SPA, Panasonic Manufacturer Rebate for # 110-1127, End Date 06/30/2019, Max Qty. all, PENSASPABentonElectricInc, 82152 Benton Electric, Inc. | -36.98 |  | No | Other | Shippable | 0 |  | Not Applicable as per Item Classification |  | Not Applicable
953-1857 | 953-1857 | SPA, Panasonic Manufacturer Rebate for # 110-1126, End Date 06/30/2019, Max Qty. all, PENSASPABentonElectricInc, 82152 Benton Electric, Inc. | -46.17 |  | No | Other | Shippable | 0 |  | Not Applicable as per Item Classification |  | Not Applicable
953-1858 | 953-1858 | SPA, Panasonic Manufacturer Rebate for # 110-1181, End Date 06/30/2019, Max Qty. all, PENSASPABentonElectricInc, 82152 Benton Electric, Inc. | -68.25 |  | No | Other | Shippable | 0 |  | Not Applicable as per Item Classification |  | Not Applicable
953-1859 | 953-1859 | SPA, Enphase Manufacturer Rebate for # 321-0216, End Date 06/30/2019, Max Qty. 1000, SPADM5EQAS, 3853 Wholesale Solar,Inc | -11.13 |  | No | Other | Shippable | 0 |  | Not Applicable as per Item Classification |  | Not Applicable
953-1860 | 953-1860 | SPA, Enphase Manufacturer Rebate for # 321-0215, End Date 06/30/2019, Max Qty. 400, SPADMTFQAK, 4203363 Hytech Solar Inc | -4.39 |  | No | Other | Shippable | 0 |  | Not Applicable as per Item Classification |  | Not Applicable
953-1861 | 953-1861 | SPA, Enphase Manufacturer Rebate for # 321-0216, End Date 06/30/2019, Max Qty. 200, SPADMTFQAK, 4203363 Hytech Solar Inc | -5.63 |  | No | Other | Shippable | 0 |  | Not Applicable as per Item Classification |  | Not Applicable
953-1862 | 953-1862 | SPA, Enphase Manufacturer Rebate for # 321-0219, End Date 06/30/2019, Max Qty. 300, SPADMTFQAK, 4203363 Hytech Solar Inc | -7.97 |  | No | Other | Shippable | 0 |  | Not Applicable as per Item Classification |  | Not Applicable
953-1863 | 953-1863 | SPA, Enphase Manufacturer Rebate for # 321-0215, End Date 06/30/2019, Max Qty. 400, SPADPYCQAO, 121996 Pennsylvania Solar Energy Co Inc | -9.89 |  | No | Other | Shippable | 0 |  | Not Applicable as per Item Classification |  | Not Applicable
953-1864 | 953-1864 | SPA, Enphase Manufacturer Rebate for # 321-0216, End Date 06/30/2019, Max Qty. 400, SPADPYCQAO, 121996 Pennsylvania Solar Energy Co Inc | -10.03 |  | No | Other | Shippable | 0 |  | Not Applicable as per Item Classification |  | Not Applicable
953-1865 | 953-1865 | SPA, Enphase Manufacturer Rebate for # 321-0219, End Date 06/30/2019, Max Qty. 500, SPADPBKQAG, 10454 - Solar Solution LLC | -23.37 |  | No | Other | Shippable | 0 |  | Not Applicable as per Item Classification |  | Not Applicable
953-1866 | 953-1866 | SPA, Enphase Manufacturer Rebate for # 321-0215, End Date 06/30/2019, Max Qty. 500, SPADPBKQAG, 10454 - Solar Solution LLC | -24.19 |  | No | Other | Shippable | 0 |  | Not Applicable as per Item Classification |  | Not Applicable
953-1867 | 953-1867 | SPA, Enphase Manufacturer Rebate for # 321-0216, End Date 06/30/2019, Max Qty. 3500, SPADPBKQAG, 10454 - Solar Solution LLC | -23.23 |  | No | Other | Shippable | 0 |  | Not Applicable as per Item Classification |  | Not Applicable
953-1868 | 953-1868 | SPA, SMA AMERICA LLC Manufacturer Rebate for # 310-0563, End Date 06/11/2020, Max Qty. , SMA America LLC-City Electric Supply Moneta VA, 4203533 City Electric Supply Moneta VA | -237.15 |  | No | Other | Shippable | 0 |  | Not Applicable as per Item Classification |  | Not Applicable
953-1869 | 953-1869 | SPA, SMA Manufacturer Rebate for # 330-0463, End Date 05/23/2020, Max Qty. 13, SMA#201905196, 4203531 GO Grup ENERJİ Ltd. | -300 |  | No | Other | Shippable | 0 |  | Not Applicable as per Item Classification |  | Not Applicable
953-1870 | 953-1870 | SPA, Enphase Manufacturer Rebate for # 321-0215, End Date 06/30/2019, Max Qty. 200, SPADPXIQA4, 202957 Gold Rush Energy | -8.79 |  | No | Other | Shippable | 0 |  | Not Applicable as per Item Classification |  | Not Applicable
953-1871 | 953-1871 | SPA, Enphase Manufacturer Rebate for # 321-0219, End Date 06/30/2019, Max Qty. 800, SPADPXIQA4, 202957 Gold Rush Energy | -9.7 |  | No | Other | Shippable | 0 |  | Not Applicable as per Item Classification |  | Not Applicable
953-1872 | 953-1872 | SPA, Enphase Manufacturer Rebate for # 321-0216, End Date 06/30/2019, Max Qty. 200, SPADPXIQA4, 202957 Gold Rush Energy | -8.93 |  | No | Other | Shippable | 0 |  | Not Applicable as per Item Classification |  | Not Applicable
953-1873 | 953-1873 | SPA, Panasonic Manufacturer Rebate for # 110-1154, End Date 06/30/2019, Max Qty. 150kw, Panasonic SPA/Gold Rush Energy , 202957 Gold Rush Energy Solutions | -35.95 |  | No | Other | Shippable | 0 |  | Not Applicable as per Item Classification |  | Not Applicable
953-1874 | 953-1874 | SPA, Panasonic Manufacturer Rebate for # 110-1179, End Date 06/30/2019, Max Qty. 150kw, Panasonic SPA/Gold Rush Energy , 202957 Gold Rush Energy Solutions | -45.56 |  | No | Other | Shippable | 0 |  | Not Applicable as per Item Classification |  | Not Applicable
953-1875 | 953-1875 | SPA, Panasonic Manufacturer Rebate for # 110-1126, End Date 06/30/2019, Max Qty. 150KW, Panasonic SPA/Gold Rush Energy , 202957 Gold Rush Energy Solutions | -29.92 |  | No | Other | Shippable | 0 |  | Not Applicable as per Item Classification |  | Not Applicable
953-1876 | 953-1876 | SPA, Panasonic Manufacturer Rebate for # 110-1127, End Date 06/30/2019, Max Qty. 150kw, Panasonic SPA/Gold Rush Energy , 202957 Gold Rush Energy Solutions | -30.38 |  | No | Other | Shippable | 0 |  | Not Applicable as per Item Classification |  | Not Applicable
953-1877 | 953-1877 | SPA, Panasonic Manufacturer Rebate for # 110-1181, End Date 06/30/2019, Max Qty. 150kw, Panasonic SPA/Gold Rush Energy , 202957 Gold Rush Energy Solutions | -52 |  | No | Other | Shippable | 0 |  | Not Applicable as per Item Classification |  | Not Applicable
953-1878 | 953-1878 | SPA, Panasonic Manufacturer Rebate for # 110-1182, End Date 06/30/2019, Max Qty. 150kw, Panasonic SPA/Gold Rush Energy , 202957 Gold Rush Energy Solutions | -20.53 |  | No | Other | Shippable | 0 |  | Not Applicable as per Item Classification |  | Not Applicable
953-1879 | 953-1879 | SPA, Panasonic Manufacturer Rebate for # 110-1202, End Date 06/30/2019, Max Qty. 150kw, Panasonic SPA/Gold Rush Energy , 202957 Gold Rush Energy Solutions | -46.25 |  | No | Other | Shippable | 0 |  | Not Applicable as per Item Classification |  | Not Applicable
953-1880 | 953-1880 | SPA, SolarEdge Manufacturer Rebate for # 310-0600, End Date 12/31/2019, Max Qty. , SOL190501, 7155:1 Border States - Renu - SPA | -130.59 |  | No | Other | Shippable | 0 |  | Not Applicable as per Item Classification |  | Not Applicable
953-1881 | 953-1881 | SPA, SolarEdge Manufacturer Rebate for # 310-0599, End Date 12/31/2019, Max Qty. , SOL190501, 7155:1 Border States - Renu - SPA | -127.61 |  | No | Other | Shippable | 0 |  | Not Applicable as per Item Classification |  | Not Applicable
953-1882 | 953-1882 | SPA, SolarEdge Manufacturer Rebate for # 310-0598, End Date 12/31/2019, Max Qty. , SOL190501, 7155:1 Border States - Renu - SPA | -201.09 |  | No | Other | Shippable | 0 |  | Not Applicable as per Item Classification |  | Not Applicable
953-1883 | 953-1883 | SPA, SolarEdge Manufacturer Rebate for # 310-0597, End Date 12/31/2019, Max Qty. , SOL190501, 7155:1 Border States - Renu - SPA | -195.6 |  | No | Other | Shippable | 0 |  | Not Applicable as per Item Classification |  | Not Applicable
953-1884 | 953-1884 | SPA, SolarEdge Manufacturer Rebate for # 310-0596, End Date 12/31/2019, Max Qty. , SOL190501, 7155:1 Border States - Renu - SPA | -195.35 |  | No | Other | Shippable | 0 |  | Not Applicable as per Item Classification |  | Not Applicable
953-1885 | 953-1885 | SPA, SolarEdge Manufacturer Rebate for # 310-0595, End Date 12/31/2019, Max Qty. , SOL190501, 7155:1 Border States - Renu - SPA | -93.31 |  | No | Other | Shippable | 0 |  | Not Applicable as per Item Classification |  | Not Applicable
953-1886 | 953-1886 | SPA, SolarEdge Manufacturer Rebate for # 565-0205, End Date 12/31/2019, Max Qty. , SOL190501, 7155:1 Border States - Renu - SPA | -10.29 |  | No | Other | Shippable | 0 |  | Not Applicable as per Item Classification |  | Not Applicable
953-1887 | 953-1887 | SPA, SolarEdge Manufacturer Rebate for # 565-0206, End Date 12/31/2019, Max Qty. , SOL190501, 7155:1 Border States - Renu - SPA | -10.43 |  | No | Other | Shippable | 0 |  | Not Applicable as per Item Classification |  | Not Applicable
953-1888 | 953-1888 | SPA, SMA AMERICA LLC Manufacturer Rebate for # 310-0608, End Date 06/11/2020, Max Qty. , SMA America LLC-City ELECTRIC SUPPLY CORPORATE, 4203533 CITY ELECTRIC SUPPLY CORPORATE | -102.83 |  | No | Other | Shippable | 0 |  | Not Applicable as per Item Classification |  | Not Applicable
953-1889 | 953-1889 | SPA, SMA AMERICA LLC Manufacturer Rebate for # 310-0609, End Date 06/11/2020, Max Qty. , SMA America LLC-City ELECTRIC SUPPLY CORPORATE, 4203533 CITY ELECTRIC SUPPLY CORPORATE | -151.53 |  | No | Other | Shippable | 0 |  | Not Applicable as per Item Classification |  | Not Applicable
953-1890 | 953-1890 | SPA, SMA AMERICA LLC Manufacturer Rebate for # 310-0610, End Date 06/11/2020, Max Qty. , SMA America LLC-City ELECTRIC SUPPLY CORPORATE, 4203533 CITY ELECTRIC SUPPLY CORPORATE | -151.42 |  | No | Other | Shippable | 0 |  | Not Applicable as per Item Classification |  | Not Applicable
953-1891 | 953-1891 | SPA, SMA AMERICA LLC Manufacturer Rebate for # 310-0611, End Date 06/11/2020, Max Qty. , SMA America LLC-City ELECTRIC SUPPLY CORPORATE, 4203533 CITY ELECTRIC SUPPLY CORPORATE | -90.24 |  | No | Other | Shippable | 0 |  | Not Applicable as per Item Classification |  | Not Applicable
953-1892 | 953-1892 | SPA, SMA AMERICA LLC Manufacturer Rebate for # 310-0612, End Date 06/11/2020, Max Qty. , SMA America LLC-City ELECTRIC SUPPLY CORPORATE, 4203533 CITY ELECTRIC SUPPLY CORPORATE | -101.04 |  | No | Other | Shippable | 0 |  | Not Applicable as per Item Classification |  | Not Applicable
953-1893 | 953-1893 | SPA, SMA AMERICA LLC Manufacturer Rebate for # 310-0613, End Date 06/11/2020, Max Qty. , SMA America LLC-City ELECTRIC SUPPLY CORPORATE, 4203533 CITY ELECTRIC SUPPLY CORPORATE | -108.04 |  | No | Other | Shippable | 0 |  | Not Applicable as per Item Classification |  | Not Applicable
953-1894 | 953-1894 | SPA, SMA AMERICA LLC Manufacturer Rebate for # 330-0547, End Date 06/11/2020, Max Qty. , SMA America LLC-City ELECTRIC SUPPLY CORPORATE, 4203533 CITY ELECTRIC SUPPLY CORPORATE | -250.82 |  | No | Other | Shippable | 0 |  | Not Applicable as per Item Classification |  | Not Applicable
953-1895 | 953-1895 | SPA, SMA AMERICA LLC Manufacturer Rebate for # 330-0522, End Date 06/11/2020, Max Qty. , SMA America LLC-City ELECTRIC SUPPLY CORPORATE, 4203533 CITY ELECTRIC SUPPLY CORPORATE | -125.95 |  | No | Other | Shippable | 0 |  | Not Applicable as per Item Classification |  | Not Applicable
953-1896 | 953-1896 | SPA, SMA AMERICA LLC Manufacturer Rebate for # 330-0548, End Date 06/11/2020, Max Qty. , SMA America LLC-City ELECTRIC SUPPLY CORPORATE, 4203533 CITY ELECTRIC SUPPLY CORPORATE | -347.39 |  | No | Other | Shippable | 0 |  | Not Applicable as per Item Classification |  | Not Applicable
953-1897 | 953-1897 | SPA, SMA AMERICA LLC Manufacturer Rebate for # 330-0549, End Date 06/11/2020, Max Qty. , SMA America LLC-City ELECTRIC SUPPLY CORPORATE, 4203533 CITY ELECTRIC SUPPLY CORPORATE | -188.17 |  | No | Other | Shippable | 0 |  | Not Applicable as per Item Classification |  | Not Applicable
953-1898 | 953-1898 | SPA, SE3800H-US HD-Wave Manufacturer Rebate for # 310-0348, End Date 03/31/2020, Max Qty. , SOL190502, 31090 Posigen of Louisiana, LLC | -168.62 |  | No | Other | Shippable | 0 |  | Not Applicable as per Item Classification |  | Not Applicable
953-1899 | 953-1899 | SPA, SE5000H-US HD-Wave Manufacturer Rebate for # 310-0349, End Date 03/31/2020, Max Qty. , SOL190502, 31090 Posigen of Louisiana, LLC | -295 |  | No | Other | Shippable | 0 |  | Not Applicable as per Item Classification |  | Not Applicable
953-1900 | 953-1900 | SPA, SE6000H-US HD-Wave Manufacturer Rebate for # 310-0604, End Date 03/31/2020, Max Qty. , SOL190502, 31090 Posigen of Louisiana, LLC | -308 |  | No | Other | Shippable | 0 |  | Not Applicable as per Item Classification |  | Not Applicable
953-1901 | 953-1901 | SPA, SE7600H-US HD-Wave Manufacturer Rebate for # 310-0605, End Date 03/31/2020, Max Qty. , SOL190502, 31090 Posigen of Louisiana, LLC | -290 |  | No | Other | Shippable | 0 |  | Not Applicable as per Item Classification |  | Not Applicable
953-1902 | 953-1902 | SPA, SMA Manufacturer Rebate for # 310-0563, End Date 11/28/2019, Max Qty. , SMASPASOLARROOFSYSTEMS, 81520 Solar Roof Systems LLC | -147.76 |  | No | Other | Shippable | 0 |  | Not Applicable as per Item Classification |  | Not Applicable
953-1903 | 953-1903 | SPA, SMA Manufacturer Rebate for # 310-0564, End Date 11/28/2019, Max Qty. , SMASPASOLARROOFSYSTEMS, 81520 Solar Roof Systems LLC | -149.97 |  | No | Other | Shippable | 0 |  | Not Applicable as per Item Classification |  | Not Applicable
953-1904 | 953-1904 | SPA, SMA Manufacturer Rebate for # 310-0547, End Date 11/28/2019, Max Qty. , SMASPASOLARROOFSYSTEMS, 81520 Solar Roof Systems LLC | -191.56 |  | No | Other | Shippable | 0 |  | Not Applicable as per Item Classification |  | Not Applicable
953-1905 | 953-1905 | SPA, SMA Manufacturer Rebate for # 310-0548, End Date 11/28/2019, Max Qty. , SMASPASOLARROOFSYSTEMS, 81520 Solar Roof Systems LLC | -210.06 |  | No | Other | Shippable | 0 |  | Not Applicable as per Item Classification |  | Not Applicable
953-1906 | 953-1906 | SPA, SMA Manufacturer Rebate for # 310-0565, End Date 11/28/2019, Max Qty. , SMASPASOLARROOFSYSTEMS, 81520 Solar Roof Systems LLC | -290.54 |  | No | Other | Shippable | 0 |  | Not Applicable as per Item Classification |  | Not Applicable
953-1907 | 953-1907 | SPA, SMA Manufacturer Rebate for # 310-0566, End Date 11/28/2019, Max Qty. , SMASPASOLARROOFSYSTEMS, 81520 Solar Roof Systems LLC | -333.18 |  | No | Other | Shippable | 0 |  | Not Applicable as per Item Classification |  | Not Applicable
953-1908 | 953-1908 | SPA, SMA Manufacturer Rebate for # 330-0460, End Date 11/28/2019, Max Qty. , SMASPASOLARROOFSYSTEMS, 81520 Solar Roof Systems LLC | -247.06 |  | No | Other | Shippable | 0 |  | Not Applicable as per Item Classification |  | Not Applicable
953-1909 | 953-1909 | SPA, SMA Manufacturer Rebate for # 330-0461, End Date 11/28/2019, Max Qty. , SMASPASOLARROOFSYSTEMS, 81520 Solar Roof Systems LLC | -611.15 |  | No | Other | Shippable | 0 |  | Not Applicable as per Item Classification |  | Not Applicable
953-1910 | 953-1910 | SPA, SMA Manufacturer Rebate for # 330-0461, End Date 11/28/2019, Max Qty. , SMASPASOLARROOFSYSTEMS, 81520 Solar Roof Systems LLC | -687.42 |  | No | Other | Shippable | 0 |  | Not Applicable as per Item Classification |  | Not Applicable
953-1911 | 953-1911 | SPA, SMA Manufacturer Rebate for # 330-0463, End Date 11/28/2019, Max Qty. , SMASPASOLARROOFSYSTEMS, 81520 Solar Roof Systems LLC | -919.3 |  | No | Other | Shippable | 0 |  | Not Applicable as per Item Classification |  | Not Applicable
953-1912 | 953-1912 | SPA, SMA Manufacturer Rebate for # 330-0515, End Date 11/28/2019, Max Qty. , SMASPASOLARROOFSYSTEMS, 81520 Solar Roof Systems LLC | -1298.89 |  | No | Other | Shippable | 0 |  | Not Applicable as per Item Classification |  | Not Applicable
953-1913 | 953-1913 | SPA, SMA Manufacturer Rebate for # 330-0547, End Date 11/28/2019, Max Qty. , SMASPASOLARROOFSYSTEMS, 81520 Solar Roof Systems LLC | -372.64 |  | No | Other | Shippable | 0 |  | Not Applicable as per Item Classification |  | Not Applicable
953-1914 | 953-1914 | SPA, SMA Manufacturer Rebate for # 330-0548, End Date 11/28/2019, Max Qty. , SMASPASOLARROOFSYSTEMS, 81520 Solar Roof Systems LLC | -503.8 |  | No | Other | Shippable | 0 |  | Not Applicable as per Item Classification |  | Not Applicable
953-1915 | 953-1915 | SPA, SMA Manufacturer Rebate for # 330-0549, End Date 11/28/2019, Max Qty. , SMASPASOLARROOFSYSTEMS, 81520 Solar Roof Systems LLC | -514.2 |  | No | Other | Shippable | 0 |  | Not Applicable as per Item Classification |  | Not Applicable
953-1916 | 953-1916 | SPA, SMA Manufacturer Rebate for # 330-0522, End Date 11/28/2019, Max Qty. , SMASPASOLARROOFSYSTEMS, 81520 Solar Roof Systems LLC | -220.18 |  | No | Other | Shippable | 0 |  | Not Applicable as per Item Classification |  | Not Applicable
953-1917 | 953-1917 | SPA, Panasonic Manufacturer Rebate for # 110-1181, End Date 09/30/2019, Max Qty. n/a, PANASONICSPABlueHorizon, 1600 Blue Horizon Energy LLC | -78 |  | No | Other | Shippable | 0 |  | Not Applicable as per Item Classification |  | Not Applicable
953-1918 | 953-1918 | SPA, Unirac Manufacturer Rebate for # 210-0203, End Date 09/30/2019, Max Qty. , Solar Optimum, 6487 SOLAR OPTIMUM INC. | -8.15 |  | No | Other | Shippable | 0 |  | Not Applicable as per Item Classification |  | Not Applicable
953-1919 | 953-1919 | SPA, PANASONIC CORPORATION OF NORTH AMERICA Manufacturer Rebate for # 110-1127, End Date 12/31/2019, Max Qty. 80189 Freedom Forever, LLC | -10.58 |  | No | Other | Shippable | 0 |  | Not Applicable as per Item Classification |  | Not Applicable
953-1920 | 953-1920 | SPA, PANASONIC CORPORATION OF NORTH AMERICA Manufacturer Rebate for # 110-1182, End Date 12/31/2019, Max Qty. , PanasonicSPAFreedomForever, 80189 Freedom Forever, LLC | -16.75 |  | No | Other | Shippable | 0 |  | Not Applicable as per Item Classification |  | Not Applicable
953-1921 | 953-1921 | SPA, PANASONIC CORPORATION OF NORTH AMERICA Manufacturer Rebate for # 110-1154, End Date 12/31/2019, Max Qty. , PanasonicSPAFreedomForever, 80189 Freedom Forever, LLC | -16.75 |  | No | Other | Shippable | 0 |  | Not Applicable as per Item Classification |  | Not Applicable
953-1922 | 953-1922 | SPA, PANASONIC CORPORATION OF NORTH AMERICA Manufacturer Rebate for # 110-1032, End Date 12/31/2019, Max Qty. , PanasonicSPAFreedomForever, 80189 Freedom Forever, LLC | -10.42 |  | No | Other | Shippable | 0 |  | Not Applicable as per Item Classification |  | Not Applicable
953-1923 | 953-1923 | SPA, PANASONIC CORPORATION OF NORTH AMERICA Manufacturer Rebate for # 110-1126, End Date 12/31/2019, Max Qty. , PanasonicSPAFreedomForever, 80189 Freedom Forever, LLC | -10.42 |  | No | Other | Shippable | 0 |  | Not Applicable as per Item Classification |  | Not Applicable
953-1924 | 953-1924 | SPA, PANASONIC CORPORATION OF NORTH AMERICA Manufacturer Rebate for # 110-1179, End Date 12/31/2019, Max Qty. , PanasonicSPAFreedomForever, 80189 Freedom Forever, LLC | -10.11 |  | No | Other | Shippable | 0 |  | Not Applicable as per Item Classification |  | Not Applicable
953-1925 | 953-1925 | SPA, PANASONIC CORPORATION OF NORTH AMERICA Manufacturer Rebate for # 110-1202, End Date 12/31/2019, Max Qty. , PanasonicSPAFreedomForever, 80189 Freedom Forever, LLC | -10.26 |  | No | Other | Shippable | 0 |  | Not Applicable as per Item Classification |  | Not Applicable
953-1926 | 953-1926 | SPA, PANASONIC CORPORATION OF NORTH AMERICA Manufacturer Rebate for # 112-0008, End Date 12/31/2019, Max Qty. , PanasonicSPAFreedomForever, 80189 Freedom Forever, LLC | -16.29 |  | No | Other | Shippable | 0 |  | Not Applicable as per Item Classification |  | Not Applicable
953-1927 | 953-1927 | SPA, Unirac Manufacturer Rebate for # 210-0203, End Date 09/30/2019, Max Qty. , Solar Optimum, 6487 SOLAR OPTIMUM INC. | -8.15 |  | No | Other | Shippable | 0 |  | Not Applicable as per Item Classification |  | Not Applicable
953-1928 | 953-1928 | SPA, Unirac Manufacturer Rebate for # 210-0206, End Date 09/30/2019, Max Qty. , UniracSPASolarOptimum, 6487 SOLAR OPTIMUM INC. | -10.38 |  | No | Other | Shippable | 0 |  | Not Applicable as per Item Classification |  | Not Applicable
953-1929 | 953-1929 | SPA, Unirac Manufacturer Rebate for # 210-0595, End Date 09/30/2019, Max Qty. , UniracSPASolarOptimum, 6487 SOLAR OPTIMUM INC. | -11.57 |  | No | Other | Shippable | 0 |  | Not Applicable as per Item Classification |  | Not Applicable
953-1930 | 953-1930 | SPA, Enphase Manufacturer Rebate for # 321-0215, End Date 09/30/2019, Max Qty. 400, SPADZUAQA4, 4203363 Hytech Solar Inc | -4.39 |  | No | Other | Shippable | 0 |  | Not Applicable as per Item Classification |  | Not Applicable
953-1931 | 953-1931 | SPA, Enphase Manufacturer Rebate for # 321-0216, End Date 09/30/2019, Max Qty. 200, SPADZUAQA4, 4203363 Hytech Solar Inc | -5.63 |  | No | Other | Shippable | 0 |  | Not Applicable as per Item Classification |  | Not Applicable
953-1932 | 953-1932 | SPA, Enphase Manufacturer Rebate for # 321-0219, End Date 09/30/2019, Max Qty. 300, SPADZUAQA4, 4203363 Hytech Solar Inc | -7.97 |  | No | Other | Shippable | 0 |  | Not Applicable as per Item Classification |  | Not Applicable
953-1933 | 953-1933 | SPA, Enphase Manufacturer Rebate for # 321-0215, End Date 09/30/2019, Max Qty. 1000, SPADVDQQAC, 8426 High Definition Solar | -7.36 |  | No | Other | Shippable | 0 |  | Not Applicable as per Item Classification |  | Not Applicable
953-1934 | 953-1934 | SPA, Enphase Manufacturer Rebate for # 321-0216, End Date 09/30/2019, Max Qty. 200, SPADVDQQAC, 8426 High Definition Solar | -8.64 |  | No | Other | Shippable | 0 |  | Not Applicable as per Item Classification |  | Not Applicable
953-1935 | 953-1935 | SPA, Enphase Manufacturer Rebate for # 321-0215, End Date 09/30/2019, Max Qty. 1000, SPADVEBQAK, 121482 The LeverEdge | -8.89 |  | No | Other | Shippable | 0 |  | Not Applicable as per Item Classification |  | Not Applicable
953-1936 | 953-1936 | SPA, Enphase Manufacturer Rebate for # 321-0216, End Date 09/30/2019, Max Qty. 1000, SPADVEBQAK, 121482 The LeverEdge | -10.33 |  | No | Other | Shippable | 0 |  | Not Applicable as per Item Classification |  | Not Applicable
953-1937 | 953-1937 | SPA, Enphase Manufacturer Rebate for # 321-0215, End Date 09/30/2019, Max Qty. 400, SPADZXDQAO, 121996 Pennsylvania Solar Energy Co Inc | -9.36 |  | No | Other | Shippable | 0 |  | Not Applicable as per Item Classification |  | Not Applicable
953-1938 | 953-1938 | SPA, Enphase Manufacturer Rebate for # 321-0216, End Date 09/30/2019, Max Qty. 400, SPADZXDQAO, 121996 Pennsylvania Solar Energy Co Inc | -10.33 |  | No | Other | Shippable | 0 |  | Not Applicable as per Item Classification |  | Not Applicable
953-1939 | 953-1939 | SPA, Enphase Manufacturer Rebate for # 321-0215, End Date 09/30/2019, Max Qty. 700, SPADEBDQA0, 4271 HALCYON SOLAR CONSTRUCTION | -9.89 |  | No | Other | Shippable | 0 |  | Not Applicable as per Item Classification |  | Not Applicable
953-1940 | 953-1940 | SPA, Enphase Manufacturer Rebate for # 321-0216, End Date 09/30/2019, Max Qty. 700, SPADEBDQA0, 4271 HALCYON SOLAR CONSTRUCTION | -11.33 |  | No | Other | Shippable | 0 |  | Not Applicable as per Item Classification |  | Not Applicable
953-1941 | 953-1941 | SPA, Enphase Manufacturer Rebate for # 321-0215, End Date 09/30/2019, Max Qty. 400, SPADVJJQAC, 80633 Solar Roof Dynamics LLC | -9.38 |  | No | Other | Shippable | 0 |  | Not Applicable as per Item Classification |  | Not Applicable
953-1942 | 953-1942 | SPA, Enphase Manufacturer Rebate for # 321-0216, End Date 09/30/2019, Max Qty. 150, SPADVJJQAC, 80633 Solar Roof Dynamics LLC | -9.52 |  | No | Other | Shippable | 0 |  | Not Applicable as per Item Classification |  | Not Applicable
953-1943 | 953-1943 | SPA, Enphase Manufacturer Rebate for # 321-0219, End Date 09/30/2019, Max Qty. 500, SPADYQAQAK, 10454 - Solar Solution LLC | -23.37 |  | No | Other | Shippable | 0 |  | Not Applicable as per Item Classification |  | Not Applicable
953-1944 | 953-1944 | SPA, Enphase Manufacturer Rebate for # 321-0215, End Date 09/30/2019, Max Qty. 500, SPADYQAQAK, 10454 - Solar Solution LLC | -24.19 |  | No | Other | Shippable | 0 |  | Not Applicable as per Item Classification |  | Not Applicable
953-1945 | 953-1945 | SPA, Enphase Manufacturer Rebate for # 321-0216, End Date 09/30/2019, Max Qty. 3500, SPADYQAQAK, 10454 - Solar Solution LLC | -23.23 |  | No | Other | Shippable | 0 |  | Not Applicable as per Item Classification |  | Not Applicable
953-1946 | 953-1946 | SPA, Enphase Manufacturer Rebate for # 321-0215, End Date 09/30/2019, Max Qty. 7000, SPADV6CQAC, 203176 Energy Solutions Direct | -28.23 |  | No | Other | Shippable | 0 |  | Not Applicable as per Item Classification |  | Not Applicable
953-1947 | 953-1947 | SPA, Enphase Manufacturer Rebate for # 321-0216, End Date 09/30/2019, Max Qty. 7000, SPADV6CQAC, 203176 Energy Solutions Direct | -24.23 |  | No | Other | Shippable | 0 |  | Not Applicable as per Item Classification |  | Not Applicable
953-1948 | 953-1948 | SPA, Enphase Manufacturer Rebate for # 321-0219, End Date 09/30/2019, Max Qty. 7000, SPADV6CQAC, 203176 Energy Solutions Direct | -24.87 |  | No | Other | Shippable | 0 |  | Not Applicable as per Item Classification |  | Not Applicable
953-1949 | 953-1949 | SPA, Panasonic Manufacturer Rebate for # 110-1127, End Date 12/31/2019, Max Qty. , 06/19/2019 Panasonic Special Price Agreement, 4203536 Newport Electric Construction Corp dba NEC Solar | -37.08 |  | No | Other | Shippable | 0 |  | Not Applicable as per Item Classification |  | Not Applicable
953-1950 | 953-1950 | SPA, Panasonic Manufacturer Rebate for # 110-1202, End Date 12/31/2019, Max Qty. , 8/13/2019 Panasonic Special Price Agreement, 4203536 Newport Electric Construction Corp dba NEC Solar | -46.7 |  | No | Other | Shippable | 0 |  | Not Applicable as per Item Classification |  | Not Applicable
953-1951 | 953-1951 | SPA, Panasonic Manufacturer Rebate for # 110-1154, End Date 12/31/2019, Max Qty. , 8/13/2019 Panasonic Special Price Agreement, 4203536 Newport Electric Construction Corp dba NEC Solar | -48.75 |  | No | Other | Shippable | 0 |  | Not Applicable as per Item Classification |  | Not Applicable
953-1952 | 953-1952 | SPA, Panasonic Manufacturer Rebate for # 110-1126, End Date 12/31/2019, Max Qty. , 8/13/2019 Panasonic Special Price Agreement, 4203536 Newport Electric Construction Corp dba NEC Solar | -30.33 |  | No | Other | Shippable | 0 |  | Not Applicable as per Item Classification |  | Not Applicable
953-1953 | 953-1953 | SPA, SolarEdge Manufacturer Rebate for # 565-0220, End Date 03/31/2020, Max Qty. , SOL180301, 121490 Energy Enterprises USA, Inc. dba Canopy Energy | -10.78 |  | No | Other | Shippable | 0 |  | Not Applicable as per Item Classification |  | Not Applicable
953-1954 | 953-1954 | SPA, SolarEdge Manufacturer Rebate for # 565-0194, End Date 03/31/2020, Max Qty. , SOL180301, 121490 Energy Enterprises USA, Inc. dba Canopy Energy | -12.52 |  | No | Other | Shippable | 0 |  | Not Applicable as per Item Classification |  | Not Applicable
953-1955 | 953-1955 | SPA, SolarEdge Manufacturer Rebate for # 565-0108, End Date 03/31/2020, Max Qty. , SOL180301, 121490 Energy Enterprises USA, Inc. dba Canopy Energy | -12.72 |  | No | Other | Shippable | 0 |  | Not Applicable as per Item Classification |  | Not Applicable
953-1956 | 953-1956 | SPA, SolarEdge Manufacturer Rebate for # 310-0199, End Date 03/31/2020, Max Qty. , SOL180301, 121490 Energy Enterprises USA, Inc. dba Canopy Energy | -122.79 |  | No | Other | Shippable | 0 |  | Not Applicable as per Item Classification |  | Not Applicable
953-1957 | 953-1957 | SPA, SolarEdge Manufacturer Rebate for # 310-0097, End Date 03/31/2020, Max Qty. , SOL180301, 121490 Energy Enterprises USA, Inc. dba Canopy Energy | -251.8 |  | No | Other | Shippable | 0 |  | Not Applicable as per Item Classification |  | Not Applicable
953-1958 | 953-1958 | SPA, Sunny Boy SB-3.0-US Manufacturer Rebate for # 310-0608, End Date 06/05/2020, Max Qty. , SMA SPA# 201906205, 3551 SOLAR-RAY INC | -46.71 |  | No | Other | Shippable | 0 |  | Not Applicable as per Item Classification |  | Not Applicable
953-1959 | 953-1959 | SPA, Sunny Boy SB-3.8-US Manufacturer Rebate for # 310-0609, End Date 06/06/2020, Max Qty. , SMA SPA# 201906205, 3552 SOLAR-RAY INC | -46.87 |  | No | Other | Shippable | 0 |  | Not Applicable as per Item Classification |  | Not Applicable
953-1960 | 953-1960 | SPA, Sunny Boy SB-5.0-US Manufacturer Rebate for # 310-0610, End Date 06/07/2020, Max Qty. , SMA SPA# 201906205, 3553 SOLAR-RAY INC | -46.87 |  | No | Other | Shippable | 0 |  | Not Applicable as per Item Classification |  | Not Applicable
953-1961 | 953-1961 | SPA, Sunny Boy SB-6.0-US Manufacturer Rebate for # 310-0611, End Date 06/08/2020, Max Qty. , SMA SPA# 201906205, 3554 SOLAR-RAY INC | -87.12 |  | No | Other | Shippable | 0 |  | Not Applicable as per Item Classification |  | Not Applicable
953-1963 | 953-1963 | SPA, Sunny Boy SB-7.7-US Manufacturer Rebate for # 310-0613, End Date 06/10/2020, Max Qty. , SMA SPA# 201906205, 3556 SOLAR-RAY INC | -150.01 |  | No | Other | Shippable | 0 |  | Not Applicable as per Item Classification |  | Not Applicable
953-1964 | 953-1964 | SPA, Sunny Tripower 33000-TL (Core 1, STP-33) Manufacturer Rebate for # 330-0547, End Date 06/11/2020, Max Qty. , SMA SPA# 201906205, 3557 SOLAR-RAY INC | -250.82 |  | No | Other | Shippable | 0 |  | Not Applicable as per Item Classification |  | Not Applicable
953-1965 | 953-1965 | SPA, Sunny Tripower 50000-TL (Core 1) Manufacturer Rebate for # 330-0522, End Date 06/12/2020, Max Qty. , SMA SPA# 201906205, 3558 SOLAR-RAY INC | -125.95 |  | No | Other | Shippable | 0 |  | Not Applicable as per Item Classification |  | Not Applicable
953-1966 | 953-1966 | SPA, Sunny Tripower 50000-TL (Core 1, STP-50) Manufacturer Rebate for # 330-0548, End Date 06/13/2020, Max Qty. , SMA SPA# 201906205, 3559 SOLAR-RAY INC | -347.39 |  | No | Other | Shippable | 0 |  | Not Applicable as per Item Classification |  | Not Applicable
953-1967 | 953-1967 | SPA, Sunny Tripower 62000-TL (Core 1, STP-62) Manufacturer Rebate for # 330-0549, End Date 06/14/2020, Max Qty. , SMA SPA# 201906205, 3560 SOLAR-RAY INC | -188.77 |  | No | Other | Shippable | 0 |  | Not Applicable as per Item Classification |  | Not Applicable
953-1968 | 953-1968 | SPA, Enphase Manufacturer Rebate for # 321-0216, End Date 09/30/2019, Max Qty. 1000, SPADH5AQAG, 3853 Wholesale Solar,Inc | -13.94 |  | No | Other | Shippable | 0 |  | Not Applicable as per Item Classification |  | Not Applicable
953-1969 | 953-1969 | SPA, Enphase Manufacturer Rebate for # 321-0215, End Date 09/30/2019, Max Qty. 800, SPADVZNQAC, 202957 Gold Rush Energy | -11.26 |  | No | Other | Shippable | 0 |  | Not Applicable as per Item Classification |  | Not Applicable
953-1970 | 953-1970 | SPA, Enphase Manufacturer Rebate for # 321-0219, End Date 09/30/2019, Max Qty. 800, SPADVZNQAC, 202957 Gold Rush Energy | -12.17 |  | No | Other | Shippable | 0 |  | Not Applicable as per Item Classification |  | Not Applicable
953-1971 | 953-1971 | SPA, Enphase Manufacturer Rebate for # 321-0216, End Date 09/30/2019, Max Qty. 200, SPADVZNQAC, 202957 Gold Rush Energy | -11.74 |  | No | Other | Shippable | 0 |  | Not Applicable as per Item Classification |  | Not Applicable
953-1972 | 953-1972 | SPA, Sunny Boy SB-3.0-US Manufacturer Rebate for # 310-0563, End Date 06/05/2020, Max Qty. , SMA SPA# 201906205, 3551 SOLAR-RAY INC | -46.71 |  | No | Other | Shippable | 0 |  | Not Applicable as per Item Classification |  | Not Applicable
953-1973 | 953-1973 | SPA, Sunny Boy SB-3.8-US Manufacturer Rebate for # 310-0564, End Date 06/06/2020, Max Qty. , SMA SPA# 201906205, 3552 SOLAR-RAY INC | -46.87 |  | No | Other | Shippable | 0 |  | Not Applicable as per Item Classification |  | Not Applicable
953-1974 | 953-1974 | SPA, Sunny Boy SB-5.0-US Manufacturer Rebate for # 310-0547, End Date 06/07/2020, Max Qty. , SMA SPA# 201906205, 3553 SOLAR-RAY INC | -78.75 |  | No | Other | Shippable | 0 |  | Not Applicable as per Item Classification |  | Not Applicable
953-1975 | 953-1975 | SPA, Sunny Boy SB-6.0-US Manufacturer Rebate for # 310-0548, End Date 06/08/2020, Max Qty. , SMA SPA# 201906205, 3554 SOLAR-RAY INC | -87.12 |  | No | Other | Shippable | 0 |  | Not Applicable as per Item Classification |  | Not Applicable
953-1976 | 953-1976 | SPA, Sunny Boy SB-7.0-US Manufacturer Rebate for # 310-0565, End Date 06/09/2020, Max Qty. , SMA SPA# 201906205, 3555 SOLAR-RAY INC | -122.56 |  | No | Other | Shippable | 0 |  | Not Applicable as per Item Classification |  | Not Applicable
953-1977 | 953-1977 | SPA, Sunny Boy SB-7.7-US Manufacturer Rebate for # 310-0566, End Date 06/10/2020, Max Qty. , SMA SPA# 201906205, 3556 SOLAR-RAY INC | -150.01 |  | No | Other | Shippable | 0 |  | Not Applicable as per Item Classification |  | Not Applicable
953-1978 | 953-1978 | SPA, SMA AMERICA LLC Manufacturer Rebate for # 310-0566, End Date 06/11/2020, Max Qty. no limit, SMA America LLC-City ELECTRIC SUPPLY CORPORATE, 4203533 CITY ELECTRIC SUPPLY CORPORATE | -108.04 |  | No | Other | Shippable | 0 |  | Not Applicable as per Item Classification |  | Not Applicable
953-1979 | 953-1979 | SPA, Enphase Manufacturer Rebate for # 321-0215, End Date 09/30/2019, Max Qty. 700, SPADZZFQAC, 4202934 Platinum Sales Group, LLC dba SunStor Solar | -11.36 |  | No | Other | Shippable | 0 |  | Not Applicable as per Item Classification |  | Not Applicable
953-1980 | 953-1980 | SPA, Enphase Manufacturer Rebate for # 321-0216, End Date 09/30/2019, Max Qty. 400, SPADZZFQAC, 4202934 Platinum Sales Group, LLC dba SunStor Solar | -11.14 |  | No | Other | Shippable | 0 |  | Not Applicable as per Item Classification |  | Not Applicable
953-1981 | 953-1981 | SPA, Panasonic Manufacturer Rebate for # 110-1127, End Date 12/31/2019, Max Qty. 2016, Blanket SPA - OR, WA, ID, 2830 True South Solar | -22.48 |  | No | Other | Shippable | 0 |  | Not Applicable as per Item Classification |  | Not Applicable
953-1982 | 953-1982 | SPA, Enphase Manufacturer Rebate for # 321-0215, End Date 09/30/2019, Max Qty. 300, SPADV8ZQAG, 89950 Urban Solar Group | -21.62 |  | No | Other | Shippable | 0 |  | Not Applicable as per Item Classification |  | Not Applicable
953-1983 | 953-1983 | SPA, Enphase Manufacturer Rebate for # 321-0216, End Date 09/30/2019, Max Qty. 2200, SPADV8ZQAG, 89950 Urban Solar Group | -24.67 |  | No | Other | Shippable | 0 |  | Not Applicable as per Item Classification |  | Not Applicable
953-1984 | 953-1984 | SPA, Panasonic Manufacturer Rebate for # 110-1181, End Date 09/30/2019, Max Qty. 1728, Central Region Summer Blanket SPA Promo, 82467 Whole Sun Designs Inc. | -82.87 |  | No | Other | Shippable | 0 |  | Not Applicable as per Item Classification |  | Not Applicable
953-1985 | 953-1985 | SPA, SMA Manufacturer Rebate for # 330-0548, End Date 01/23/2020, Max Qty. , , 30786 Edges Electrical Group LLC | -1026.71 |  | No | Other | Shippable | 0 |  | Not Applicable as per Item Classification |  | Not Applicable
953-1986 | 953-1986 | SPA, Panasonic Manufacturer Rebate for # 110-1223, End Date 12/31/2019, Max Qty. 2016, Panasonic SPA OR, WA, UT, 82152 Benton | -49.51 |  | No | Other | Shippable | 0 |  | Not Applicable as per Item Classification |  | Not Applicable
953-1987 | 953-1987 | SPA, Panasonic Manufacturer Rebate for # 110-1126, End Date 12/31/2019, Max Qty. 2016, Panasonic SPA OR, WA, UT, 82152 Benton | -43.33 |  | No | Other | Shippable | 0 |  | Not Applicable as per Item Classification |  | Not Applicable
953-1988 | 953-1988 | SPA, Panasonic Manufacturer Rebate for # 110-1127, End Date 12/31/2019, Max Qty. 2016, Panasonic SPA OR, WA, UT, 82152 Benton | -50.28 |  | No | Other | Shippable | 0 |  | Not Applicable as per Item Classification |  | Not Applicable
953-1989 | 953-1989 | SPA, Panasonic Manufacturer Rebate for # 110-1202, End Date 12/31/2019, Max Qty. 2016, Panasonic SPA OR, WA, UT, 82152 Benton | -52.22 |  | No | Other | Shippable | 0 |  | Not Applicable as per Item Classification |  | Not Applicable
953-1990 | 953-1990 | SPA, SE3800H-US HD-Wave Manufacturer Rebate for # 310-0348, End Date 03/31/2020, Max Qty. , SOL190502, 31090 Posigen of Louisiana, LLC | -168.62 |  | No | Other | Shippable | 0 |  | Not Applicable as per Item Classification |  | Not Applicable
953-1991 | 953-1991 | SPA, Manufacturer Rebate for # 310-0523, End Date 03/31/2020, Max Qty. , SOL190502, 31090 Posigen of Louisiana, LLC | -180.95 |  | No | Other | Shippable | 0 |  | Not Applicable as per Item Classification |  | Not Applicable
953-1992 | 953-1992 | SPA, Manufacturer Rebate for # 310-0601, End Date 03/31/2020, Max Qty. , SOL190502, 31090 Posigen of Louisiana, LLC | -180.95 |  | No | Other | Shippable | 0 |  | Not Applicable as per Item Classification |  | Not Applicable
953-1993 | 953-1993 | SPA, Manufacturer Rebate for # 310-0602, End Date 03/31/2020, Max Qty. , SOL190502, 31090 Posigen of Louisiana, LLC | -178.6 |  | No | Other | Shippable | 0 |  | Not Applicable as per Item Classification |  | Not Applicable
953-1994 | 953-1994 | SPA, Manufacturer Rebate for # 310-0603, End Date 03/31/2020, Max Qty. , SOL190502, 31090 Posigen of Louisiana, LLC | -304.96 |  | No | Other | Shippable | 0 |  | Not Applicable as per Item Classification |  | Not Applicable
953-1995 | 953-1995 | SPA, SE6000H-US HD-Wave Manufacturer Rebate for # 310-0604, End Date 03/31/2020, Max Qty. , SOL190502, 31090 Posigen of Louisiana, LLC | -308 |  | No | Other | Shippable | 0 |  | Not Applicable as per Item Classification |  | Not Applicable
953-1996 | 953-1996 | SPA, SE7600H-US HD-Wave Manufacturer Rebate for # 310-0605, End Date 03/31/2020, Max Qty. , SOL190502, 31090 Posigen of Louisiana, LLC | -290 |  | No | Other | Shippable | 0 |  | Not Applicable as per Item Classification |  | Not Applicable
953-1997 | 953-1997 | SPA, Manufacturer Rebate for # 310-0606, End Date 03/31/2020, Max Qty. , SOL190502, 31090 Posigen of Louisiana, LLC | -480.8 |  | No | Other | Shippable | 0 |  | Not Applicable as per Item Classification |  | Not Applicable
953-1998 | 953-1998 | SPA, Manufacturer Rebate for # 310-0607, End Date 03/31/2020, Max Qty. , SOL190502, 31090 Posigen of Louisiana, LLC | -368.48 |  | No | Other | Shippable | 0 |  | Not Applicable as per Item Classification |  | Not Applicable
953-1999 | 953-1999 | SPA, Manufacturer Rebate for # 565-0205, End Date 03/31/2020, Max Qty. , SOL190502, 31090 Posigen of Louisiana, LLC | -15.76 |  | No | Other | Shippable | 0 |  | Not Applicable as per Item Classification |  | Not Applicable
953-2000 | 953-2000 | SPA, Manufacturer Rebate for # 565-0220, End Date 03/31/2020, Max Qty. , SOL190502, 31090 Posigen of Louisiana, LLC | -15.79 |  | No | Other | Shippable | 0 |  | Not Applicable as per Item Classification |  | Not Applicable
953-2001 | 953-2001 | SPA, ENPHASE Manufacturer Rebate for # 321-0216, End Date 09/30/2019, Max Qty. 1000, SPADOC1QAC, 4970 R & R Solar Supply | -14.14 |  | No | Other | Shippable | 0 |  | Not Applicable as per Item Classification |  | Not Applicable
953-2002 | 953-2002 | SPA, ENPHASE Manufacturer Rebate for # 321-0219, End Date 09/30/2019, Max Qty. 1000, SPADOC1QAC, 4970 R & R Solar Supply | -16.82 |  | No | Other | Shippable | 0 |  | Not Applicable as per Item Classification |  | Not Applicable
953-2003 | 953-2003 | SPA, Enphase Manufacturer Rebate for # 321-0215, End Date 03/29/2020, Max Qty. 234, SPADGU6QAC, 7857 Sundance Power Systems | -7.91 |  | No | Other | Shippable | 0 |  | Not Applicable as per Item Classification |  | Not Applicable
953-2004 | 953-2004 | SPA, Panasonic Manufacturer Rebate for # 110-1202, End Date 09/30/2019, Max Qty. 1728, Central Region Summer Blanket SPA PROMO, 80864 N.F. Smith & Associates L.P. | -52.22 |  | No | Other | Shippable | 0 |  | Not Applicable as per Item Classification |  | Not Applicable
953-2005 | 953-2005 | SPA, Panasonic Manufacturer Rebate for # 110-1126, End Date 09/30/2019, Max Qty. 1728, Central Region Summer Blanket SPA PROMO, 80864 N.F. Smith & Associates L.P. | -33.58 |  | No | Other | Shippable | 0 |  | Not Applicable as per Item Classification |  | Not Applicable
953-2006 | 953-2006 | SPA, Panasonic Manufacturer Rebate for # 110-1223, End Date 12/31/2019, Max Qty. , 8/13/2019 Panasonic Special Price Agreement, 4203536 Newport Electric Construction Corp dba NEC Solar | -43.01 |  | No | Other | Shippable | 0 |  | Not Applicable as per Item Classification |  | Not Applicable
953-2007 | 953-2007 | SPA, Enphase Manufacturer Rebate for # 321-0215, End Date 09/30/2019, Max Qty. 6000, SPADFV4QAA, 3418 Nexus Energy Systems | -36.56 |  | No | Other | Shippable | 0 |  | Not Applicable as per Item Classification |  | Not Applicable
953-2008 | 953-2008 | SPA, Enphase Manufacturer Rebate for # 321-0216, End Date 09/30/2019, Max Qty. 500, SPADFV4QAA, 3418 Nexus Energy Systems | -32.64 |  | No | Other | Shippable | 0 |  | Not Applicable as per Item Classification |  | Not Applicable
953-2009 | 953-2009 | "SPA, SMA Manufacturer Rebate for # 310-0608, End Date 01/08/2020, Max Qty. , SMASPACHICOELECTRIC, 7471 CHICO ELECTRIC" | -170.62 |  | No | Other | Shippable | 0 |  | Not Applicable as per Item Classification |  | Not Applicable
953-2010 | 953-2010 | "SPA, SMA Manufacturer Rebate for # 310-0609, End Date 01/08/2020, Max Qty. , SMASPACHICOELECTRIC, 7471 CHICO ELECTRIC" | -174.12 |  | No | Other | Shippable | 0 |  | Not Applicable as per Item Classification |  | Not Applicable
953-2011 | 953-2011 | "SPA, SMA Manufacturer Rebate for # 310-0610, End Date 01/08/2020, SMASPACHICOELECTRIC, 7471 CHICO ELECTRIC" | -216.51 |  | No | Other | Shippable | 0 |  | Not Applicable as per Item Classification |  | Not Applicable
953-2012 | 953-2012 | "SPA, SMA Manufacturer Rebate for # 310-0611, End Date 01/08/2020, Max Qty. , SMASPACHICOELECTRIC, 7471 CHICO ELECTRIC" | -235.54 |  | No | Other | Shippable | 0 |  | Not Applicable as per Item Classification |  | Not Applicable
953-2013 | 953-2013 | "SPA, SMA Manufacturer Rebate for # 310-0612, End Date 01/08/2020, Max Qty. , SMASPACHICOELECTRIC, 7471 CHICO ELECTRIC" | -290.93 |  | No | Other | Shippable | 0 |  | Not Applicable as per Item Classification |  | Not Applicable
953-2014 | 953-2014 | "SPA, SMA Manufacturer Rebate for # 310-0613, End Date 01/08/2020, Max Qty. , SMASPACHICOELECTRIC, 7471 CHICO ELECTRIC" | -331.7 |  | No | Other | Shippable | 0 |  | Not Applicable as per Item Classification |  | Not Applicable
953-2015 | 953-2015 | SPA, Panasonic Manufacturer Rebate for # 110-1154, End Date 09/30/2019, Max Qty. 150kw, , 2059 Advanced Energy Systems OR | -46 |  | No | Other | Shippable | 0 |  | Not Applicable as per Item Classification |  | Not Applicable
953-2016 | 953-2016 | SPA, Panasonic Manufacturer Rebate for # 110-1179, End Date 09/30/2019, Max Qty. 150kw, Panasonic Blanket SPA , 2059 Advanced Energy Systems OR | -29.26 |  | No | Other | Shippable | 0 |  | Not Applicable as per Item Classification |  | Not Applicable
953-2017 | 953-2017 | SPA, Panasonic Manufacturer Rebate for # 110-1127, End Date 09/30/2019, Max Qty. 150kw, Panasonic Blanket SPA , 2059 Advanced Energy Systems OR | -29.48 |  | No | Other | Shippable | 0 |  | Not Applicable as per Item Classification |  | Not Applicable
953-2018 | 953-2018 | SPA, Panasonic Manufacturer Rebate for # 110-1181, End Date 09/30/2019, Max Qty. 150kw, Panasonic Blanket SPA , 2059 Advanced Energy Systems OR | -62.15 |  | No | Other | Shippable | 0 |  | Not Applicable as per Item Classification |  | Not Applicable
953-2019 | 953-2019 | SPA, Panasonic Manufacturer Rebate for # 110-1182, End Date 09/30/2019, Max Qty. 150kw, Panasonic Blanket SPA , 2059 Advanced Energy Systems OR | -27.8 |  | No | Other | Shippable | 0 |  | Not Applicable as per Item Classification |  | Not Applicable
953-2020 | 953-2020 | SPA, Panasonic Manufacturer Rebate for # 110-1127, End Date 12/31/2019, Max Qty. Panasonic Special Price Agreement, 4203536 Newport Electric Construction Corp dba NEC Solar | -43.68 |  | No | Other | Shippable | 0 |  | Not Applicable as per Item Classification |  | Not Applicable
953-2021 | 953-2021 | SPA, SMA Manufacturer Rebate for # 310-0608, End Date 01/23/2020, Max Qty. , SMASPAEDGESELECTRICAL, 30786 Edges Electrical Group LLC | -170.62 |  | No | Other | Shippable | 0 |  | Not Applicable as per Item Classification |  | Not Applicable
953-2022 | 953-2022 | SPA, SMA Manufacturer Rebate for # 310-0609, End Date 01/23/2020, Max Qty. , SMASPAEDGESELECTRICAL, 30786 Edges Electrical Group LLC | -174.12 |  | No | Other | Shippable | 0 |  | Not Applicable as per Item Classification |  | Not Applicable
953-2023 | 953-2023 | SPA, SMA Manufacturer Rebate for # 310-0610, End Date 01/23/2020, Max Qty. , SMASPAEDGESELECTRICAL, 30786 Edges Electrical Group LLC | -216.51 |  | No | Other | Shippable | 0 |  | Not Applicable as per Item Classification |  | Not Applicable
953-2024 | 953-2024 | SPA, SMA Manufacturer Rebate for # 310-0611, End Date 01/23/2020, Max Qty. , SMASPAEDGESELECTRICAL, 30786 Edges Electrical Group LLC | -235.54 |  | No | Other | Shippable | 0 |  | Not Applicable as per Item Classification |  | Not Applicable
953-2025 | 953-2025 | SPA, SMA Manufacturer Rebate for # 310-0612, End Date 01/23/2020, Max Qty. , SMASPAEDGESELECTRICAL, 30786 Edges Electrical Group LLC | -290.93 |  | No | Other | Shippable | 0 |  | Not Applicable as per Item Classification |  | Not Applicable
953-2026 | 953-2026 | SPA, SMA Manufacturer Rebate for # 310-0613, End Date 01/23/2020, Max Qty. , SMASPAEDGESELECTRICAL, 30786 Edges Electrical Group LLC | -331.07 |  | No | Other | Shippable | 0 |  | Not Applicable as per Item Classification |  | Not Applicable
953-2027 | 953-2027 | SPA, Enphase Manufacturer Rebate for # 321-0215, End Date 09/30/2019, Max Qty. 1008, SPADXX9QAK, 7155 Border States | -12.41 |  | No | Other | Shippable | 0 |  | Not Applicable as per Item Classification |  | Not Applicable
953-2028 | 953-2028 | SPA, Enphase Manufacturer Rebate for # 321-0215, End Date 09/30/2019, Max Qty. 3000, SPAD2AMQA0, 4202957 Meraki Solar LLC | -18.38 |  | No | Other | Shippable | 0 |  | Not Applicable as per Item Classification |  | Not Applicable
953-2029 | 953-2029 | SPA, Enphase Manufacturer Rebate for # 321-0216, End Date 09/30/2019, Max Qty. 3000, SPAD2AMQA0, 4202957 Meraki Solar LLC | -17.22 |  | No | Other | Shippable | 0 |  | Not Applicable as per Item Classification |  | Not Applicable
953-2030 | 953-2030 | SPA, SMA Manufacturer Rebate for # 310-0609, End Date 03/29/2020, Max Qty. 44, SMASPADATELINE, 84888 Dateline | -46.87 |  | No | Other | Shippable | 0 |  | Not Applicable as per Item Classification |  | Not Applicable
953-2031 | 953-2031 | SPA, Panasonic Manufacturer Rebate for # 110-1127, End Date 12/31/2019, Max Qty. , PansonicBlanket SPA , 7748 Milestone Solar | -23.78 |  | No | Other | Shippable | 0 |  | Not Applicable as per Item Classification |  | Not Applicable
953-2032 | 953-2032 | SPA, Panasonic Manufacturer Rebate for # 110-1154, End Date 12/31/2019, Max Qty. , PansonicBlanketSPA , 7748 Milestone Solar | -19.2 |  | No | Other | Shippable | 0 |  | Not Applicable as per Item Classification |  | Not Applicable
953-2033 | 953-2033 | SPA, Panasonic Manufacturer Rebate for # 110-1126, End Date 12/31/2019, Max Qty. , PansonicBlanketSPA , 7748 Milestone Solar | -22.75 |  | No | Other | Shippable | 0 |  | Not Applicable as per Item Classification |  | Not Applicable
953-2034 | 953-2034 | SPA, Panasonic Manufacturer Rebate for # 110-1202, End Date 12/31/2019, Max Qty. , PansonicBlanketSPA , 7748 Milestone Solar | -16.75 |  | No | Other | Shippable | 0 |  | Not Applicable as per Item Classification |  | Not Applicable
953-2035 | 953-2035 | SPA, Panasonic Manufacturer Rebate for # 110-1127, End Date 09/30/2019, Max Qty. 336, , 86663 PHOTOVOLTAIC (PV) SYSTEMS | -50.28 |  | No | Other | Shippable | 0 |  | Not Applicable as per Item Classification |  | Not Applicable
953-2036 | 953-2036 | SPA, Enphase Manufacturer Rebate for # 321-0215, End Date 09/30/2019, Max Qty. 1008, SPADXX9QAK, 7155 Border States | -12.41 |  | No | Other | Shippable | 0 |  | Not Applicable as per Item Classification |  | Not Applicable
953-2037 | 953-2037 | SPA, Enphase Manufacturer Rebate for # 321-0216, End Date 09/30/2019, Max Qty. 1008, SPADXX9QAK, 7155 Border States | -14.14 |  | No | Other | Shippable | 0 |  | Not Applicable as per Item Classification |  | Not Applicable
953-2038 | 953-2038 | SPA, Panasonic Manufacturer Rebate for # 110-1203, End Date 12/31/2019, Max Qty. 150kw, PANASONICBLANKETSPA, 202957 Gold Rush Energy Solutions | -17 |  | No | Other | Shippable | 0 |  | Not Applicable as per Item Classification |  | Not Applicable
953-2039 | 953-2039 | SPA, SolarEdge Manufacturer Rebate for # 310-0595, End Date 06/30/2020, Max Qty. , SOL190802, 2395 South Coast Solar LLC | -94.68 |  | No | Other | Shippable | 0 |  | Not Applicable as per Item Classification |  | Not Applicable
953-2040 | 953-2040 | SPA, SolarEdge Manufacturer Rebate for # 310-0596, End Date 06/30/2020, Max Qty. , SOL190802, 2395 South Coast Solar LLC | -209.02 |  | No | Other | Shippable | 0 |  | Not Applicable as per Item Classification |  | Not Applicable
953-2041 | 953-2041 | SPA, SolarEdge Manufacturer Rebate for # 310-0577, End Date 06/30/2020, Max Qty. , SOL190802, 2395 South Coast Solar LLC | -23.12 |  | No | Other | Shippable | 0 |  | Not Applicable as per Item Classification |  | Not Applicable
953-2042 | 953-2042 | SPA, SolarEdge Manufacturer Rebate for # 310-0597, End Date 06/30/2020, Max Qty. , SOL190802, 2395 South Coast Solar LLC | -209.02 |  | No | Other | Shippable | 0 |  | Not Applicable as per Item Classification |  | Not Applicable
953-2043 | 953-2043 | SPA, SolarEdge Manufacturer Rebate for # 310-0598, End Date 06/30/2020, Max Qty. , SOL190802, 2395 South Coast Solar LLC | -243.43 |  | No | Other | Shippable | 0 |  | Not Applicable as per Item Classification |  | Not Applicable
953-2044 | 953-2044 | SPA, SolarEdge Manufacturer Rebate for # 310-0599, End Date 06/30/2020, Max Qty. , SOL190802, 2395 South Coast Solar LLC | -162.95 |  | No | Other | Shippable | 0 |  | Not Applicable as per Item Classification |  | Not Applicable
953-2045 | 953-2045 | SPA, SolarEdge Manufacturer Rebate for # 310-0600, End Date 06/30/2020, Max Qty. , SOL190802, 2395 South Coast Solar LLC | -165.93 |  | No | Other | Shippable | 0 |  | Not Applicable as per Item Classification |  | Not Applicable
953-2046 | 953-2046 | SPA, SolarEdge Manufacturer Rebate for # 310-0602, End Date 06/30/2020, Max Qty. , SOL190802, 2395 South Coast Solar LLC | -94.67 |  | No | Other | Shippable | 0 |  | Not Applicable as per Item Classification |  | Not Applicable
953-2047 | 953-2047 | SPA, SolarEdge Manufacturer Rebate for # 310-0603, End Date 06/30/2020, Max Qty. , SOL190802, 2395 South Coast Solar LLC | -209.01 |  | No | Other | Shippable | 0 |  | Not Applicable as per Item Classification |  | Not Applicable
953-2048 | 953-2048 | SPA, SolarEdge Manufacturer Rebate for # 310-0604, End Date 06/30/2020, Max Qty. , SOL190802, 2395 South Coast Solar LLC | -209.02 |  | No | Other | Shippable | 0 |  | Not Applicable as per Item Classification |  | Not Applicable
953-2049 | 953-2049 | SPA, SolarEdge Manufacturer Rebate for # 310-0605, End Date 06/30/2020, Max Qty. , SOL190802, 2395 South Coast Solar LLC | -247.05 |  | No | Other | Shippable | 0 |  | Not Applicable as per Item Classification |  | Not Applicable
953-2050 | 953-2050 | SPA, SolarEdge Manufacturer Rebate for # 310-0606, End Date 06/30/2020, Max Qty. , SOL190802, 2395 South Coast Solar LLC | -166.85 |  | No | Other | Shippable | 0 |  | Not Applicable as per Item Classification |  | Not Applicable
953-2051 | 953-2051 | SPA, SolarEdge Manufacturer Rebate for # 310-0607, End Date 06/30/2020, Max Qty. , SOL190802, 2395 South Coast Solar LLC | -169.83 |  | No | Other | Shippable | 0 |  | Not Applicable as per Item Classification |  | Not Applicable
953-2052 | 953-2052 | SPA, SolarEdge Manufacturer Rebate for # 565-0220, End Date 06/30/2020, Max Qty. , SOL190802, 2395 South Coast Solar LLC | -11.97 |  | No | Other | Shippable | 0 |  | Not Applicable as per Item Classification |  | Not Applicable
953-2053 | 953-2053 | SPA, SolarEdge Manufacturer Rebate for # 565-0211, End Date 06/30/2020, Max Qty. , SOL190802, 2395 South Coast Solar LLC | -10.53 |  | No | Other | Shippable | 0 |  | Not Applicable as per Item Classification |  | Not Applicable
953-2054 | 953-2054 | SPA, SolarEdge Manufacturer Rebate for # 565-0206, End Date 06/30/2020, Max Qty. , SOL190802, 2395 South Coast Solar LLC | -12.07 |  | No | Other | Shippable | 0 |  | Not Applicable as per Item Classification |  | Not Applicable
953-2055 | 953-2055 | SPA, SolarEdge Manufacturer Rebate for # 565-0194, End Date 06/30/2020, Max Qty. , SOL190802, 2395 South Coast Solar LLC | -12.25 |  | No | Other | Shippable | 0 |  | Not Applicable as per Item Classification |  | Not Applicable
953-2056 | 953-2056 | SPA, SolarEdge Manufacturer Rebate for # 565-0108, End Date 06/30/2020, Max Qty. , SOL190802, 2395 South Coast Solar LLC | -12.35 |  | No | Other | Shippable | 0 |  | Not Applicable as per Item Classification |  | Not Applicable
953-2057 | 953-2057 | SPA, SolarEdge Manufacturer Rebate for # 310-0199, End Date 06/30/2020, Max Qty. , SOL190802, 2395 South Coast Solar LLC | -124.04 |  | No | Other | Shippable | 0 |  | Not Applicable as per Item Classification |  | Not Applicable
953-2058 | 953-2058 | SPA, SolarEdge Manufacturer Rebate for # 310-0097, End Date 06/30/2020, Max Qty. , SOL190802, 2395 South Coast Solar LLC | -249.93 |  | No | Other | Shippable | 0 |  | Not Applicable as per Item Classification |  | Not Applicable
953-2059 | 953-2059 | SPA, SolarEdge Manufacturer Rebate for # 310-0200, End Date 06/30/2020, Max Qty. , SOL190802, 2395 South Coast Solar LLC | -127.12 |  | No | Other | Shippable | 0 |  | Not Applicable as per Item Classification |  | Not Applicable
953-2060 | 953-2060 | SPA, SolarEdge Manufacturer Rebate for # 310-0096, End Date 06/30/2020, Max Qty. , SOL190802, 2395 South Coast Solar LLC | -253.67 |  | No | Other | Shippable | 0 |  | Not Applicable as per Item Classification |  | Not Applicable
953-2061 | 953-2061 | SPA, SolarEdge Manufacturer Rebate for # 310-0197, End Date 06/30/2020, Max Qty. , SOL190802, 2395 South Coast Solar LLC | -163.21 |  | No | Other | Shippable | 0 |  | Not Applicable as per Item Classification |  | Not Applicable
953-2062 | 953-2062 | SPA, SolarEdge Manufacturer Rebate for # 310-0198, End Date 06/30/2020, Max Qty. , SOL190802, 2395 South Coast Solar LLC | -167.1 |  | No | Other | Shippable | 0 |  | Not Applicable as per Item Classification |  | Not Applicable
953-2063 | 953-2063 | SPA, SolarEdge Manufacturer Rebate for # 310-0042, End Date 06/30/2020, Max Qty. , SOL190802, 2395 South Coast Solar LLC | -278.66 |  | No | Other | Shippable | 0 |  | Not Applicable as per Item Classification |  | Not Applicable
953-2064 | 953-2064 | SPA, SolarEdge Manufacturer Rebate for # 565-0220, End Date 12/31/2019, Max Qty. , SOL190501, 7155:1 Border States - Renu - SPA | -10.33 |  | No | Other | Shippable | 0 |  | Not Applicable as per Item Classification |  | Not Applicable
953-2065 | 953-2065 | SPA, SMA Manufacturer Rebate for # 310-0608, End Date 01/01/2020, Max Qty. , SMASPATheLeveredge, 121482 The LeverEdge | -180.61 |  | No | Other | Shippable | 0 |  | Not Applicable as per Item Classification |  | Not Applicable
953-2066 | 953-2066 | SPA, SMA Manufacturer Rebate for # 310-0609, End Date 01/01/2020, Max Qty. , SMASPATheLeveredge, 121482 The LeverEdge | -184.11 |  | No | Other | Shippable | 0 |  | Not Applicable as per Item Classification |  | Not Applicable
953-2067 | 953-2067 | SPA, SMA Manufacturer Rebate for # 310-0610, End Date 01/01/2020, Max Qty. , SMASPATheLeveredge, 121482 The LeverEdge | -212.51 |  | No | Other | Shippable | 0 |  | Not Applicable as per Item Classification |  | Not Applicable
953-2068 | 953-2068 | SPA, SMA Manufacturer Rebate for # 310-0611, End Date 01/01/2020, Max Qty. , SMASPATheLeveredge, 121482 The LeverEdge | -229.54 |  | No | Other | Shippable | 0 |  | Not Applicable as per Item Classification |  | Not Applicable
953-2069 | 953-2069 | SPA, SMA Manufacturer Rebate for # 310-0612, End Date 01/01/2020, Max Qty. , SMASPATheLeveredge, 121482 The LeverEdge | -270.93 |  | No | Other | Shippable | 0 |  | Not Applicable as per Item Classification |  | Not Applicable
953-2070 | 953-2070 | SPA, SMA Manufacturer Rebate for # 310-0613, End Date 01/01/2020, Max Qty. , SMASPATheLeveredge, 121482 The LeverEdge | -301.7 |  | No | Other | Shippable | 0 |  | Not Applicable as per Item Classification |  | Not Applicable
953-2071 | 953-2071 | SPA, Panasonic Manufacturer Rebate for # 110-1154, End Date 12/31/2019, Max Qty. 250kw, Panasonic FirstPV Inc dba SolarUnion, 80786 FirstPV Inc dba SolarUnion | -36.03 |  | No | Other | Shippable | 0 |  | Not Applicable as per Item Classification |  | Not Applicable
953-2072 | 953-2072 | SPA, Panasonic Manufacturer Rebate for # 110-1126, End Date 12/31/2019, Max Qty. 250kw, Panasonic FirstPV Inc dba SolarUnion, 80786 FirstPV Inc dba SolarUnion | -14.8 |  | No | Other | Shippable | 0 |  | Not Applicable as per Item Classification |  | Not Applicable
953-2073 | 953-2073 | SPA, Panasonic Manufacturer Rebate for # 110-1127, End Date 12/31/2019, Max Qty. 250kw, Panasonic FirstPV Inc dba SolarUnion, 80786 FirstPV Inc dba SolarUnion | -37.18 |  | No | Other | Shippable | 0 |  | Not Applicable as per Item Classification |  | Not Applicable
953-2074 | 953-2074 | SPA, Panasonic Manufacturer Rebate for # 110-1181, End Date 12/31/2019, Max Qty. 250kw, Panasonic FirstPV Inc dba SolarUnion, 80786 FirstPV Inc dba SolarUnion | -36.15 |  | No | Other | Shippable | 0 |  | Not Applicable as per Item Classification |  | Not Applicable
953-2075 | 953-2075 | SPA, Panasonic Manufacturer Rebate for # 110-1182, End Date 12/31/2019, Max Qty. 250kw, Panasonic FirstPV Inc dba SolarUnion, 80786 FirstPV Inc dba SolarUnion | -36.05 |  | No | Other | Shippable | 0 |  | Not Applicable as per Item Classification |  | Not Applicable
953-2076 | 953-2076 | SPA, Panasonic Manufacturer Rebate for # 110-1202, End Date 12/31/2019, Max Qty. 250kw, Panasonic FirstPV Inc dba SolarUnion, 80786 FirstPV Inc dba SolarUnion | -38.02 |  | No | Other | Shippable | 0 |  | Not Applicable as per Item Classification |  | Not Applicable
953-2077 | 953-2077 | SPA, Panasonic Manufacturer Rebate for # 110-1203, End Date 12/31/2019, Max Qty. 250kw, Panasonic FirstPV Inc dba SolarUnion, 80786 FirstPV Inc dba SolarUnion | -39.36 |  | No | Other | Shippable | 0 |  | Not Applicable as per Item Classification |  | Not Applicable
953-2078 | 953-2078 | SPA, Panasonic Manufacturer Rebate for # 110-1181, End Date 09/30/2019, Max Qty. , PanasonicBlanketSPA, 1600 Blue Horizon Energy LLC | -57.54 |  | No | Other | Shippable | 0 |  | Not Applicable as per Item Classification |  | Not Applicable
953-2079 | 953-2079 | SPA, Panasonic Manufacturer Rebate for # 110-1223, End Date 12/31/2019, Max Qty. 250kw, Panasonic FirstPV Inc dba SolarUnion, 80786 FirstPV Inc dba SolarUnion | -36.57 |  | No | Other | Shippable | 0 |  | Not Applicable as per Item Classification |  | Not Applicable
953-2080 | 953-2080 | SPA, Panasonic Manufacturer Rebate for # 110-1127, End Date 09/30/2019, Max Qty. 175kw every quarter, PanasonicSPASolfarm, 88583 Solfarm Solar Co | -19.8 |  | No | Other | Shippable | 0 |  | Not Applicable as per Item Classification |  | Not Applicable
953-2081 | 953-2081 | SPA, Panasonic Manufacturer Rebate for # 110-1154, End Date 12/31/2019, Max Qty. N/A, Blanket SPA for any installer, 82152 Benton Electric, Inc | -83.95 |  | No | Other | Shippable | 0 |  | Not Applicable as per Item Classification |  | Not Applicable
953-2082 | 953-2082 | SPA, Panasonic Manufacturer Rebate for # 110-1126, End Date 12/31/2019, Max Qty. N/A, Blanket SPA for any installer, 82152 Benton Electric, Inc | -53.7 |  | No | Other | Shippable | 0 |  | Not Applicable as per Item Classification |  | Not Applicable
953-2083 | 953-2083 | SPA, Panasonic Manufacturer Rebate for # 110-1202, End Date 12/31/2019, Max Qty. N/A, Blanket SPA for any installer, 82152 Benton Electric, Inc | -68.97 |  | No | Other | Shippable | 0 |  | Not Applicable as per Item Classification |  | Not Applicable
953-2084 | 953-2084 | SPA, Enphase Manufacturer Rebate for # 321-0215, End Date 12/31/2019, Max Qty. 400, SPADITNQAK, 121996 Pennsylvania Solar Energy Co Inc | -11.83 |  | No | Other | Shippable | 0 |  | Not Applicable as per Item Classification |  | Not Applicable
953-2085 | 953-2085 | SPA, Enphase Manufacturer Rebate for # 321-0216, End Date 12/31/2019, Max Qty. 400, SPADITNQAK, 121996 Pennsylvania Solar Energy Co Inc | -13.14 |  | No | Other | Shippable | 0 |  | Not Applicable as per Item Classification |  | Not Applicable
953-2086 | 953-2086 | "SPA, Enphase Manufacturer Rebate for # 321-0215, End Date 12/31/2019, Max Qty. 700, SPADUJPQAS, 4202934 Platinum Sales Group, LLC dba SunStor Solar | -13.36 |  | No | Other | Shippable | 0 |  | Not Applicable as per Item Classification |  | Not Applicable
953-2087 | 953-2087 | SPA, Enphase Manufacturer Rebate for # 321-0216, End Date 12/31/2019, Max Qty. 400, SPADUJPQAS, 4202934 Platinum | -13.14 |  | No | Other | Shippable | 0 |  | Not Applicable as per Item Classification |  | Not Applicable
953-2088 | 953-2088 | SPA, Enphase Manufacturer Rebate for # 321-0215, End Date 12/31/2019, Max Qty. 7000, SPAD6ZIQAS, 203176 Energy Solutions Direct | -28.23 |  | No | Other | Shippable | 0 |  | Not Applicable as per Item Classification |  | Not Applicable
953-2089 | 953-2089 | SPA, Enphase Manufacturer Rebate for # 321-0216, End Date 12/31/2019, Max Qty. 7000, SPAD6ZIQAS, 203176 Energy Solutions Direct | -24.23 |  | No | Other | Shippable | 0 |  | Not Applicable as per Item Classification |  | Not Applicable
953-2090 | 953-2090 | SPA, Enphase Manufacturer Rebate for # 321-0219, End Date 12/31/2019, Max Qty. 7000, SPAD6ZIQAS, 203176 Energy Solutions Direct | -24.87 |  | No | Other | Shippable | 0 |  | Not Applicable as per Item Classification |  | Not Applicable
953-2091 | 953-2091 | SPA, Panasonic Manufacturer Rebate for # 110-1127, End Date 12/31/2019, Max Qty. 9008 Aztec Solar, Inc | -43.68 |  | No | Other | Shippable | 0 |  | Not Applicable as per Item Classification |  | Not Applicable
953-2092 | 953-2092 | SPA, SolarEdge Manufacturer Rebate for # 310-0596 , End Date 09/30/2020, Max Qty. , SOL190901, 4202957 Meraki Solar LLC | -102.54 |  | No | Other | Shippable | 0 |  | Not Applicable as per Item Classification |  | Not Applicable
953-2093 | 953-2093 | SPA, SolarEdge Manufacturer Rebate for # 310-0597, End Date 09/30/2020, Max Qty. , SOL190901, 4202957 Meraki Solar LLC | -102.14 |  | No | Other | Shippable | 0 |  | Not Applicable as per Item Classification |  | Not Applicable
953-2094 | 953-2094 | SPA, SolarEdge Manufacturer Rebate for # 310-0598, End Date 09/30/2020, Max Qty. , SOL190901, 4202957 Meraki Solar LLC | -134.94 |  | No | Other | Shippable | 0 |  | Not Applicable as per Item Classification |  | Not Applicable
953-2095 | 953-2095 | SPA, SolarEdge Manufacturer Rebate for # 310-0599, End Date 09/30/2020, Max Qty. , SOL190901, 4202957 Meraki Solar LLC | -141.33 |  | No | Other | Shippable | 0 |  | Not Applicable as per Item Classification |  | Not Applicable
953-2096 | 953-2096 | SPA, SolarEdge Manufacturer Rebate for # 310-0041, End Date 09/30/2020, Max Qty. , SOL190901, 4202957 Meraki Solar LLC | -80 |  | No | Other | Shippable | 0 |  | Not Applicable as per Item Classification |  | Not Applicable
953-2097 | 953-2097 | SPA, SolarEdge Manufacturer Rebate for # 565-0220, End Date +, Max Qty. , SOL190901, 4202957 Meraki Solar LLC | -5.39 |  | No | Other | Shippable | 0 |  | Not Applicable as per Item Classification |  | Not Applicable
953-2098 | 953-2098 | SPA, SolarEdge Manufacturer Rebate for # 565-0220, End Date 09/30/2020, Max Qty. , SOL190901, 4202957 Meraki Solar LLC | -5.39 |  | No | Other | Shippable | 0 |  | Not Applicable as per Item Classification |  | Not Applicable
953-2099 | 953-2099 | SPA, Enphase Manufacturer Rebate for # 321-0215, End Date 12/31/2019, Max Qty. 400, SPADKPFQAS, 80633 Solar Roof Dynamics LLC | -11.85 |  | No | Other | Shippable | 0 |  | Not Applicable as per Item Classification |  | Not Applicable
953-2100 | 953-2100 | SPA, Enphase Manufacturer Rebate for # 321-0216, End Date 12/31/2019, Max Qty. 150, SPADKPFQAS, 80633 Solar Roof Dynamics LLC | -12.33 |  | No | Other | Shippable | 0 |  | Not Applicable as per Item Classification |  | Not Applicable
953-2101 | 953-2101 | SPA, Enphase Manufacturer Rebate for # 321-0219, End Date 12/31/2019, Max Qty. 500, SPAD7HSQA0, 10454 - Solar Solution LLC | -26.47 |  | No | Other | Shippable | 0 |  | Not Applicable as per Item Classification |  | Not Applicable
953-2102 | 953-2102 | SPA, Enphase Manufacturer Rebate for # 321-0215, End Date 12/31/2019, Max Qty. 500, SPAD7HSQA0, 10454 - Solar Solution LLC | -26.66 |  | No | Other | Shippable | 0 |  | Not Applicable as per Item Classification |  | Not Applicable
953-2103 | 953-2103 | SPA, Enphase Manufacturer Rebate for # 321-0216, End Date 12/31/2019, Max Qty. 3500, SPAD7HSQA0, 10454 - Solar Solution LLC | -26.04 |  | No | Other | Shippable | 0 |  | Not Applicable as per Item Classification |  | Not Applicable
953-2104 | 953-2104 | SPA, SolarEdge Manufacturer Rebate for # 310-0595 , End Date 09/30/2020, Max Qty. , SOL190901, 4202957 Meraki Solar LLC | -39.67 |  | No | Other | Shippable | 0 |  | Not Applicable as per Item Classification |  | Not Applicable
953-2105 | 953-2105 | SPA, SolarEdge Manufacturer Rebate for # 310-0604, End Date 09/30/2020, Max Qty. , SOL190901, 4202957 Meraki Solar LLC | -149.82 |  | No | Other | Shippable | 0 |  | Not Applicable as per Item Classification |  | Not Applicable
953-2106 | 953-2106 | SPA, SMA Manufacturer Rebate for # 330-0463, End Date 10/07/2020, Max Qty. , SMASPASound Solar System, 7375 SOUND SOLAR SYSTEMS LLC | -254.57 |  | No | Other | Shippable | 0 |  | Not Applicable as per Item Classification |  | Not Applicable
953-2107 | 953-2107 | SPA, Enphase Manufacturer Rebate for # 321-0216, End Date 12/31/2019, Max Qty. 2000, SPADSUZQAK, 3853 Wholesale Solar,Inc | -13.94 |  | No | Other | Shippable | 0 |  | Not Applicable as per Item Classification |  | Not Applicable
953-2108 | 953-2108 | SPA, Enphase Manufacturer Rebate for # 321-0215, End Date 12/31/2019, Max Qty. 1000, SPADVDQQAC, 8426 High Definition Solar | -7.36 |  | No | Other | Shippable | 0 |  | Not Applicable as per Item Classification |  | Not Applicable
953-2109 | 953-2109 | SPA, Enphase Manufacturer Rebate for # 321-0216, End Date 12/31/2019, Max Qty. 200, SPADVDQQAC, 8426 High Definition Solar | -8.64 |  | No | Other | Shippable | 0 |  | Not Applicable as per Item Classification |  | Not Applicable
953-2110 | 953-2110 | SPA, Panasonic Manufacturer Rebate for # 110-1181, End Date project specific, Max Qty. 2016, , 1600 Blue Horizon Energy LLC | -90.04 |  | No | Other | Shippable | 0 |  | Not Applicable as per Item Classification |  | Not Applicable
953-2111 | 953-2111 | "SPA, Manufacturer Rebate for # 110-1127, End Date 12/31/2019, Max Qty. ,PanasonicBlanketSPA, 80371 Addy Electric | -46.98 |  | No | Other | Shippable | 0 |  | Not Applicable as per Item Classification |  | Not Applicable
953-2112 | 953-2112 | SPA, Panasonic Manufacturer Rebate for # 110-1127, End Date 12/31/2019, Max Qty. 200, Panasonic SPA, 5166 GreenBrilliance LLC | -15.63 |  | No | Other | Shippable | 0 |  | Not Applicable as per Item Classification |  | Not Applicable
953-2113 | 953-2113 | SPA, SMA Manufacturer Rebate for # 330-0463, End Date 10/07/2020, Max Qty. , SMASPACavallo, 18728 Cavallo-Cavallo dba Beaumont Solar Co. | -405.97 |  | No | Other | Shippable | 0 |  | Not Applicable as per Item Classification |  | Not Applicable
953-2114 | 953-2114 | SPA, SMA Manufacturer Rebate for # 330-0460, End Date 10/07/2020, Max Qty. , SMASPACavallo, 18728 Cavallo-Cavallo dba Beaumont Solar Co. | -392.85 |  | No | Other | Shippable | 0 |  | Not Applicable as per Item Classification |  | Not Applicable
953-2115 | 953-2115 | SPA, Enphase Manufacturer Rebate for # 321-0215, End Date 12/31/2019, Max Qty. 1000, SPAD74KQAS, 121482 The LeverEdge | -11.36 |  | No | Other | Shippable | 0 |  | Not Applicable as per Item Classification |  | Not Applicable
953-2116 | 953-2116 | SPA, Enphase Manufacturer Rebate for # 321-0216, End Date 12/31/2019, Max Qty. 1000, SPAD74KQAS, 121482 The LeverEdge | -13.14 |  | No | Other | Shippable | 0 |  | Not Applicable as per Item Classification |  | Not Applicable
953-2117 | 953-2117 | SPA, Sonnen Manufacturer Rebate for # 349-0045, End Date 11/08/2019, Max Qty. , SonnenSPA1system, | -1200 |  | No | Other | Shippable | 0 |  | Not Applicable as per Item Classification |  | Not Applicable
953-2118 | 953-2118 | SPA, Sonnen Manufacturer Rebate for # 349-0046, End Date 11/08/2019, Max Qty. , SonnenSPA1system | -1200 |  | No | Other | Shippable | 0 |  | Not Applicable as per Item Classification |  | Not Applicable
953-2119 | 953-2119 | SPA, Sonnen Manufacturer Rebate for # 349-0047, End Date 11/08/2019, Max Qty. , SonnenSPA1system, | -1200 |  | No | Other | Shippable | 0 |  | Not Applicable as per Item Classification |  | Not Applicable
953-2120 | 953-2120 | SPA, Sonnen Manufacturer Rebate for # 349-0048, End Date 11/08/2019, Max Qty. , SonnenSPA1system, | -1200 |  | No | Other | Shippable | 0 |  | Not Applicable as per Item Classification |  | Not Applicable
953-2121 | 953-2121 | SPA, Sonnen Manufacturer Rebate for # 349-0045, End Date 11/08/2019, Max Qty. , SonnenSPA2systems, | -1600 |  | No | Other | Shippable | 0 |  | Not Applicable as per Item Classification |  | Not Applicable
953-2122 | 953-2122 | SPA, Sonnen Manufacturer Rebate for # 349-0046, End Date 11/08/2019, Max Qty. , SonnenSPA2systems, | -1600 |  | No | Other | Shippable | 0 |  | Not Applicable as per Item Classification |  | Not Applicable
953-2123 | 953-2123 | SPA, Sonnen Manufacturer Rebate for # 349-0047, End Date 11/08/2019, Max Qty. , SonnenSPA2systems, | -1600 |  | No | Other | Shippable | 0 |  | Not Applicable as per Item Classification |  | Not Applicable
953-2124 | 953-2124 | SPA, Sonnen Manufacturer Rebate for # 349-0048, End Date 11/08/2019, Max Qty. , SonnenSPA2systems, | -1600 |  | No | Other | Shippable | 0 |  | Not Applicable as per Item Classification |  | Not Applicable
953-2125 | 953-2125 | SPA, Sonnen Manufacturer Rebate for # 349-0045, End Date 11/08/2019, Max Qty. , SonnenSPA3systems, | -2000 |  | No | Other | Shippable | 0 |  | Not Applicable as per Item Classification |  | Not Applicable
953-2126 | 953-2126 | SPA, Sonnen Manufacturer Rebate for # 349-0046, End Date 11/08/2019, Max Qty. , SonnenSPA3systems, | -2000 |  | No | Other | Shippable | 0 |  | Not Applicable as per Item Classification |  | Not Applicable
953-2127 | 953-2127 | SPA, Sonnen Manufacturer Rebate for # 349-0047, End Date 11/08/2019, Max Qty. , SonnenSPA3systems, | -2000 |  | No | Other | Shippable | 0 |  | Not Applicable as per Item Classification |  | Not Applicable
953-2128 | 953-2128 | SPA, Sonnen Manufacturer Rebate for # 349-0048, End Date 11/08/2019, Max Qty. , SonnenSPA3systems, | -2000 |  | No | Other | Shippable | 0 |  | Not Applicable as per Item Classification |  | Not Applicable
953-2129 | 953-2129 | SPA, Enphase Manufacturer Rebate for # 321-0215, End Date 12/31/2019, Max Qty. 1000, SPADCESQA4, 7155 Border States | -11.36 |  | No | Other | Shippable | 0 |  | Not Applicable as per Item Classification |  | Not Applicable
953-2130 | 953-2130 | SPA, Enphase Manufacturer Rebate for # 321-0216, End Date 12/31/2019, Max Qty. 1000, SPADCESQA4, 7155 Border States | -13.64 |  | No | Other | Shippable | 0 |  | Not Applicable as per Item Classification |  | Not Applicable
953-2131 | 953-2131 | SPA, Panasonic Manufacturer Rebate for # 110-1223, End Date 12/31/2019, Max Qty. 7748 Milestone Solar | -16 |  | No | Other | Shippable | 0 |  | Not Applicable as per Item Classification |  | Not Applicable
953-2132 | 953-2132 | SPA, Enphase Manufacturer Rebate for # 321-0215, End Date 12/31/2019, Max Qty. 1000, SPADIIRQAA, 203742 Ilum Solar | -13.36 |  | No | Other | Shippable | 0 |  | Not Applicable as per Item Classification |  | Not Applicable
953-2133 | 953-2133 | SPA, Enphase Manufacturer Rebate for # 321-0216, End Date 12/31/2019, Max Qty. 350, SPADIIRQAA, 203742 Ilum Solar | -13.14 |  | No | Other | Shippable | 0 |  | Not Applicable as per Item Classification |  | Not Applicable
953-2134 | 953-2134 | SPA, Enphase Manufacturer Rebate for # 321-0219, End Date 12/31/2019, Max Qty. 200, SPADIIRQAA, 203742 Ilum Solar | -13.27 |  | No | Other | Shippable | 0 |  | Not Applicable as per Item Classification |  | Not Applicable
953-2135 | 953-2135 | SPA, ENPHASE Manufacturer Rebate for # 321-0216, End Date 12/31/2019, Max Qty. 1200, SPADTXJQA0, 4970 R & R Solar Supply | -17.37 |  | No | Other | Shippable | 0 |  | Not Applicable as per Item Classification |  | Not Applicable
953-2136 | 953-2136 | SPA, ENPHASE Manufacturer Rebate for # 321-0219, End Date 12/31/2019, Max Qty. 1200, SPADTXJQA0, 4970 R & R Solar Supply | -19.3 |  | No | Other | Shippable | 0 |  | Not Applicable as per Item Classification |  | Not Applicable
953-2137 | 953-2137 | SPA, Manufacturer Rebate for # 321-0215, End Date 12/31/2019, Max Qty. 500, SPADTXJQA0, 4970 R & R Solar Supply | -17.8 |  | No | Other | Shippable | 0 |  | Not Applicable as per Item Classification |  | Not Applicable
953-2138 | 953-2138 | SPA, Panasonic Manufacturer Rebate for # 110-1154, End Date 12/31/2019, Max Qty. 150kw, Panasonic SPA/Gold Rush Energy , 202957 Gold Rush Energy Solutions | -35.95 |  | No | Other | Shippable | 0 |  | Not Applicable as per Item Classification |  | Not Applicable
953-2139 | 953-2139 | SPA, Panasonic Manufacturer Rebate for # 110-1127, End Date 12/31/2019, Max Qty. 150kw, Panasonic SPA/Gold Rush Energy , 202957 Gold Rush Energy Solutions | -30.38 |  | No | Other | Shippable | 0 |  | Not Applicable as per Item Classification |  | Not Applicable
953-2140 | 953-2140 | SPA, Panasonic Manufacturer Rebate for # 110-1181, End Date 12/31/2019, Max Qty. 150kw, Panasonic SPA/Gold Rush Energy , 202957 Gold Rush Energy Solutions | -52 |  | No | Other | Shippable | 0 |  | Not Applicable as per Item Classification |  | Not Applicable
953-2141 | 953-2141 | SPA, Panasonic Manufacturer Rebate for # 110-1182, End Date 12/31/2019, Max Qty. 150kw, Panasonic SPA/Gold Rush Energy , 202957 Gold Rush Energy Solutions | -20.53 |  | No | Other | Shippable | 0 |  | Not Applicable as per Item Classification |  | Not Applicable
953-2142 | 953-2142 | SPA, Panasonic Manufacturer Rebate for # 110-1202, End Date 12/31/2019, Max Qty. 150kw, Panasonic SPA/Gold Rush Energy , 202957 Gold Rush Energy Solutions | -26.25 |  | No | Other | Shippable | 0 |  | Not Applicable as per Item Classification |  | Not Applicable
953-2143 | 953-2143 | SPA, SolarEdge Manufacturer Rebate for # 310-0600, End Date 09/30/2020, Max Qty. , SOL190901, 4202957 Meraki Solar LLC | -86.92 |  | No | Other | Shippable | 0 |  | Not Applicable as per Item Classification |  | Not Applicable
953-2144 | 953-2144 | Sonnen Promotion, Battery upgrade when you purchase Eco 5, 10+, or EcoLinx System *480-0018***PLEASE NOTE ONLY 1 battery upgrade per order | -1999.69 |  | No | Other | Shippable | 0 |  | Not Applicable as per Item Classification |  | Not Applicable
953-2145 | 953-2145 | SPA, SolarEdge Manufacturer Rebate for # 310-0197, End Date 09/30/2020, Max Qty. , SOL191001, 202624 Power Home Solar & Roofing, LLC | -231.4 |  | No | Other | Shippable | 0 |  | Not Applicable as per Item Classification |  | Not Applicable
953-2146 | 953-2146 | SPA, SolarEdge Manufacturer Rebate for # 310-0198, End Date 09/30/2020, Max Qty. , SOL191001, 202624 Power Home Solar & Roofing, LLC | -231.4 |  | No | Other | Shippable | 0 |  | Not Applicable as per Item Classification |  | Not Applicable
953-2147 | 953-2147 | SPA, Panasonic Manufacturer Rebate for # 110-1127, End Date 12/31/2019, Max Qty. 200, Panasonic SPA, 5166 GreenBrilliance LLC | -15.63 |  | No | Other | Shippable | 0 |  | Not Applicable as per Item Classification |  | Not Applicable
953-2148 | 953-2148 | SPA, Panasonic Manufacturer Rebate for # 110-1223, End Date 12/31/2019, Max Qty. 200, Panasonic SPA, 5166 GreenBrilliance LLC | -15.76 |  | No | Other | Shippable | 0 |  | Not Applicable as per Item Classification |  | Not Applicable
953-2149 | 953-2149 | SPA, Panasonic Manufacturer Rebate for # 110-1202, End Date 12/31/2019, Max Qty. 200, Panasonic SPA, 5166 GreenBrilliance LLC | -15.37 |  | No | Other | Shippable | 0 |  | Not Applicable as per Item Classification |  | Not Applicable
953-2150 | 953-2150 | SPA, Panasonic Manufacturer Rebate for # 110-1203, End Date 12/31/2019, Max Qty. 200, Panasonic SPA, 5166 GreenBrilliance LLC | -18.6 |  | No | Other | Shippable | 0 |  | Not Applicable as per Item Classification |  | Not Applicable
953-2151 | 953-2151 | SPA, Manufacturer Rebate for # 321-0215, End Date 12/31/2019, Max Qty. 7000, SPADOWIQAE, 121176 American Builders and Contractors Supply Co dba: ABC Supply Co | -12.36 |  | No | Other | Shippable | 0 |  | Not Applicable as per Item Classification |  | Not Applicable
953-2152 | 953-2152 | SPA, Manufacturer Rebate for # 321-0216, End Date 12/31/2019, Max Qty. 7000, SPADOWIQAE, 121176 American Builders and Contractors Supply Co dba: ABC Supply Co | -14.14 |  | No | Other | Shippable | 0 |  | Not Applicable as per Item Classification |  | Not Applicable
953-2153 | 953-2153 | SPA, Manufacturer Rebate for # 321-0219, End Date 12/31/2019, Max Qty. 7000, SPADOWIQAE, 121176 American Builders and Contractors Supply Co dba: ABC Supply Co | -15.77 |  | No | Other | Shippable | 0 |  | Not Applicable as per Item Classification |  | Not Applicable
953-2154 | 953-2154 | SPA, Panasonic Manufacturer Rebate for # 110-1154, End Date 12/31/2019, Max Qty. n/a, Panasonic SPA Rectify Solar, 120936 Rectify LLC dba Rectify Solar | -16 |  | No | Other | Shippable | 0 |  | Not Applicable as per Item Classification |  | Not Applicable
953-2155 | 953-2155 | SPA, Panasonic Manufacturer Rebate for # 110-1223, End Date 12/31/2019, Max Qty. n/a, Panasonic SPA Rectify Solar, 120936 Rectify LLC dba Rectify Solar | -16.26 |  | No | Other | Shippable | 0 |  | Not Applicable as per Item Classification |  | Not Applicable
953-2156 | 953-2156 | SPA, Panasonic Manufacturer Rebate for # 110-1126, End Date 12/31/2019, Max Qty. n/a, Panasonic SPA Rectify Solar, 120936 Rectify LLC dba Rectify Solar | -16.25 |  | No | Other | Shippable | 0 |  | Not Applicable as per Item Classification |  | Not Applicable
953-2157 | 953-2157 | SPA, Panasonic Manufacturer Rebate for # 110-1127, End Date 12/31/2019, Max Qty. n/a, Panasonic SPA Rectify Solar, 120936 Rectify LLC dba Rectify Solar | -16.5 |  | No | Other | Shippable | 0 |  | Not Applicable as per Item Classification |  | Not Applicable
953-2158 | 953-2158 | SPA, Panasonic Manufacturer Rebate for # 110-1202, End Date 12/31/2019, Max Qty. n/a, Panasonic SPA Rectify Solar, 120936 Rectify LLC dba Rectify Solar | -16.75 |  | No | Other | Shippable | 0 |  | Not Applicable as per Item Classification |  | Not Applicable
953-2159 | 953-2159 | SPA, Panasonic Manufacturer Rebate for # 110-1203, End Date 12/31/2019, Max Qty. n/a, Panasonic SPA Rectify Solar, 120936 Rectify LLC dba Rectify Solar | -17 |  | No | Other | Shippable | 0 |  | Not Applicable as per Item Classification |  | Not Applicable
953-2160 | 953-2160 | SPA, Panasonic Manufacturer Rebate for # 110-1181, End Date 12/31/2019, Max Qty. n/a, Panasonic SPA Rectify Solar, 120936 Rectify LLC dba Rectify Solar | -16.25 |  | No | Other | Shippable | 0 |  | Not Applicable as per Item Classification |  | Not Applicable
953-2161 | 953-2161 | SPA, Panasonic Manufacturer Rebate for # 110-1127, End Date 12/31/2019, Max Qty. n/a, Panasonic SPA Blue Horizon Energy , 1600 Blue Horizon Energy LLC | -60.18 |  | No | Other | Shippable | 0 |  | Not Applicable as per Item Classification |  | Not Applicable
953-2162 | 953-2162 | SPA, Panasonic Manufacturer Rebate for # 110-1181, End Date 12/31/2019, Max Qty. n/a, Panasonic SPA Blue Horizon Energy , 1600 Blue Horizon Energy LLC | -57.54 |  | No | Other | Shippable | 0 |  | Not Applicable as per Item Classification |  | Not Applicable
953-2163 | 953-2163 | SPA, Panasonic Manufacturer Rebate for # 110-1181, End Date 12/31/2019, Max Qty. na/, Panasonic SPA Whole Suns Designs Inc, 82467 Whole Sun Designs Inc. | -55.91 |  | No | Other | Shippable | 0 |  | Not Applicable as per Item Classification |  | Not Applicable
953-2164 | 953-2164 | SPA, Panasonic Manufacturer Rebate for # 110-1126, End Date 12/31/2019, Max Qty. na/, Panasonic SPA Whole Suns Designs Inc, 82467 Whole Sun Designs Inc. | -39.93 |  | No | Other | Shippable | 0 |  | Not Applicable as per Item Classification |  | Not Applicable
953-2165 | 953-2165 | SPA, Panasonic Manufacturer Rebate for # 110-1127, End Date 12/31/2019, Max Qty. na/, Panasonic SPA Whole Suns Designs Inc, 82467 Whole Sun Designs Inc. | -60.18 |  | No | Other | Shippable | 0 |  | Not Applicable as per Item Classification |  | Not Applicable
953-2166 | 953-2166 | SPA, Sonnen Manufacturer Rebate for # 349-0052, End Date 10/31/2019, Max Qty. , SonnenSPA1system, | -1200 |  | No | Other | Shippable | 0 |  | Not Applicable as per Item Classification |  | Not Applicable
953-2167 | 953-2167 | SPA, Sonnen Manufacturer Rebate for # 349-0052, End Date 10/31/2019, Max Qty. , SonnenSPA2systems, | -1600 |  | No | Other | Shippable | 0 |  | Not Applicable as per Item Classification |  | Not Applicable
953-2168 | 953-2168 | SPA, Enphase Manufacturer Rebate for # 321-0215, End Date 12/31/2019, Max Qty. 6000, SPADFV4QAA, 3418 Nexus Energy Systems | -36.56 |  | No | Other | Shippable | 0 |  | Not Applicable as per Item Classification |  | Not Applicable
953-2169 | 953-2169 | SPA, Enphase Manufacturer Rebate for # 321-0216, End Date 12/31/2019, Max Qty. 500, SPADFV4QAA, 3418 Nexus Energy Systems | -32.64 |  | No | Other | Shippable | 0 |  | Not Applicable as per Item Classification |  | Not Applicable
953-2170 | 953-2170 | SPA, Enphase Manufacturer Rebate for # 321-0215, End Date 12/31/2019, Max Qty. 700, SPADGWTQAC, 4271 HALCYON SOLAR CONSTRUCTION | -12.36 |  | No | Other | Shippable | 0 |  | Not Applicable as per Item Classification |  | Not Applicable
953-2171 | 953-2171 | SPA, Enphase Manufacturer Rebate for # 321-0216, End Date 12/31/2019, Max Qty. 700, SPADGWTQAC, 4271 HALCYON SOLAR CONSTRUCTION | -14.14 |  | No | Other | Shippable | 0 |  | Not Applicable as per Item Classification |  | Not Applicable
953-2172 | 953-2172 | SPA, SolarEdge Manufacturer Rebate for # 565-0205, End Date 09/30/2020, Max Qty. , SOL190901, 4202957 Meraki Solar LLC | -5.41 |  | No | Other | Shippable | 0 |  | Not Applicable as per Item Classification |  | Not Applicable
953-2173 | 953-2173 | SPA, Enphase Manufacturer Rebate for # 321-0215, End Date 12/31/2019, Max Qty. 200, SPADVZNQAC, 202957 Gold Rush Energy | -11.26 |  | No | Other | Shippable | 0 |  | Not Applicable as per Item Classification |  | Not Applicable
953-2174 | 953-2174 | SPA, Enphase Manufacturer Rebate for # 480-0123, End Date 06/30/2020, Max Qty. 50, SPADUIGQAE, 203176 Energy Solutions Direct | -1100.53 |  | No | Other | Shippable | 0 |  | Not Applicable as per Item Classification |  | Not Applicable
953-2175 | 953-2175 | SPA, Enphase Manufacturer Rebate for # 480-0124, End Date 06/30/2020, Max Qty. 50, SPADUIGQAE, 203176 Energy Solutions Direct | -3184.08 |  | No | Other | Shippable | 0 |  | Not Applicable as per Item Classification |  | Not Applicable
953-2176 | 953-2176 | SPA, Enphase Manufacturer Rebate for # 321-0219, End Date 12/31/2019, Max Qty. 800, SPADVZNQAC, 202957 Gold Rush Energy | -12.17 |  | No | Other | Shippable | 0 |  | Not Applicable as per Item Classification |  | Not Applicable
953-2177 | 953-2177 | SPA, Enphase Manufacturer Rebate for # 321-0216, End Date 12/13/2019, Max Qty. 200, SPADVZNQAC, 202957 Gold Rush Energy | -11.74 |  | No | Other | Shippable | 0 |  | Not Applicable as per Item Classification |  | Not Applicable
953-2178 | 953-2178 | SPA, Panasonic Manufacturer Rebate for # 110-1127, End Date 12/31/2019, Max Qty. N/A, Panasonic Blanket SPA AS Electric, 80298 AS ELECTRIC | -23.18 |  | No | Other | Shippable | 0 |  | Not Applicable as per Item Classification |  | Not Applicable
953-2179 | 953-2179 | SPA, Enphase Manufacturer Rebate for # 321-0215, End Date 12/31/2019, Max Qty. 1200, SPADYETQA2, 88596 American Array Solar | -15.56 |  | No | Other | Shippable | 0 |  | Not Applicable as per Item Classification |  | Not Applicable
953-2180 | 953-2180 | SPA, Enphase Manufacturer Rebate for # 321-0216, End Date 12/31/2019, Max Qty. 700, SPADYETQA2, 88596 American Array Solar | -14.69 |  | No | Other | Shippable | 0 |  | Not Applicable as per Item Classification |  | Not Applicable
953-2181 | 953-2181 | SPA, Enphase Manufacturer Rebate for # 321-0219, End Date 12/31/2019, Max Qty. 500, SPADYETQA2, 88596 American Array Solar | -16.17 |  | No | Other | Shippable | 0 |  | Not Applicable as per Item Classification |  | Not Applicable
953-2182 | 953-2182 | SPA, Solaria Manufacturer Rebate for # 110-1176, End Date 03/31/2020, Max Qty. , SOLARIA-SPA-2019Q4, 4202934 Platinum Sales Group, LLC dba SunStor Solar | -31.11 |  | No | Other | Shippable | 0 |  | Not Applicable as per Item Classification |  | Not Applicable
953-2183 | 953-2183 | SPA, Solaria Manufacturer Rebate for # 110-1176, End Date 03/31/2020, Max Qty. , SPA-2019Q4, 9520 Sustainable Energy Group | -16.71 |  | No | Other | Shippable | 0 |  | Not Applicable as per Item Classification |  | Not Applicable
953-2184 | 953-2184 | SPA, UniRac Manufacturer Rebate for # 250-1375, End Date 03/31/2020, Max Qty. , Unirac SOLNET - Owesbro School Project Specific SPA Acknowledgement 11-13-19, 4203245 CMTA Energy Solutions | -6.3 |  | No | Other | Shippable | 0 |  | Not Applicable as per Item Classification |  | Not Applicable
953-2185 | 953-2185 | SPA, UniRac Manufacturer Rebate for # 250-1376, End Date 03/31/2020, Max Qty. , Unirac SOLNET - Owesbro School Project Specific SPA Acknowledgement 11-13-19, 4203245 CMTA Energy Solutions | -2.87 |  | No | Other | Shippable | 0 |  | Not Applicable as per Item Classification |  | Not Applicable
953-2186 | 953-2186 | SPA, UniRac Manufacturer Rebate for # 250-1383, End Date 03/31/2020, Max Qty. , Unirac SOLNET - Owesbro School Project Specific SPA Acknowledgement 11-13-19, 4203245 CMTA Energy Solutions | -0.03 |  | No | Other | Shippable | 0 |  | Not Applicable as per Item Classification |  | Not Applicable
953-2187 | 953-2187 | SPA, UniRac Manufacturer Rebate for # 250-1378, End Date 03/31/2020, Max Qty. , Unirac SOLNET - Owesbro School Project Specific SPA Acknowledgement 11-13-19, 4203245 CMTA Energy Solutions | -0.35 |  | No | Other | Shippable | 0 |  | Not Applicable as per Item Classification |  | Not Applicable
953-2188 | 953-2188 | SPA, UniRac Manufacturer Rebate for # 250-1382, End Date 03/31/2020, Max Qty. , Unirac SOLNET - Owesbro School Project Specific SPA Acknowledgement 11-13-19, 4203245 CMTA Energy Solutions | -0.06 |  | No | Other | Shippable | 0 |  | Not Applicable as per Item Classification |  | Not Applicable
953-2189 | 953-2189 | SPA, UniRac Manufacturer Rebate for # 590-0003, End Date 03/31/2020, Max Qty. , Unirac SOLNET - Owesbro School Project Specific SPA Acknowledgement 11-13-19, 4203245 CMTA Energy Solutions | -1.3 |  | No | Other | Shippable | 0 |  | Not Applicable as per Item Classification |  | Not Applicable
953-2190 | 953-2190 | SPA, UniRac Manufacturer Rebate for # 210-0206, End Date 03/31/2020, Max Qty. , Unirac SOLNET - Owesbro School Project Specific SPA Acknowledgement 11-13-19, 4203245 CMTA Energy Solutions | -8.51 |  | No | Other | Shippable | 0 |  | Not Applicable as per Item Classification |  | Not Applicable
953-2191 | 953-2191 | SPA, UniRac Manufacturer Rebate for # 211-0496, End Date 03/31/2020, Max Qty. , Unirac SOLNET - Owesbro School Project Specific SPA Acknowledgement 11-13-19, 4203245 CMTA Energy Solutions | -1.09 |  | No | Other | Shippable | 0 |  | Not Applicable as per Item Classification |  | Not Applicable
953-2192 | 953-2192 | SPA, UniRac Manufacturer Rebate for # 260-0014, End Date 03/31/2020, Max Qty. , Unirac SOLNET - Owesbro School Project Specific SPA Acknowledgement 11-13-19, 4203245 CMTA Energy Solutions | -0.42 |  | No | Other | Shippable | 0 |  | Not Applicable as per Item Classification |  | Not Applicable
953-2193 | 953-2193 | SPA, UniRac Manufacturer Rebate for # 260-0016, End Date 03/31/2020, Max Qty. , Unirac SOLNET - Owesbro School Project Specific SPA Acknowledgement 11-13-19, 4203245 CMTA Energy Solutions | -0.51 |  | No | Other | Shippable | 0 |  | Not Applicable as per Item Classification |  | Not Applicable
953-2194 | 953-2194 | SPA, UniRac Manufacturer Rebate for # 211-0473, End Date 03/31/2020, Max Qty. , Unirac SOLNET - Owesbro School Project Specific SPA Acknowledgement 11-13-19, 4203245 CMTA Energy Solutions | -0.51 |  | No | Other | Shippable | 0 |  | Not Applicable as per Item Classification |  | Not Applicable
953-2195 | 953-2195 | SPA, UniRac Manufacturer Rebate for # 270-0873, End Date 03/31/2020, Max Qty. , Unirac SOLNET - Owesbro School Project Specific SPA Acknowledgement 11-13-19, 4203245 CMTA Energy Solutions | -0.17 |  | No | Other | Shippable | 0 |  | Not Applicable as per Item Classification |  | Not Applicable
953-2196 | 953-2196 | SPA, UniRac Manufacturer Rebate for # 270-0066, End Date 03/31/2020, Max Qty. , Unirac SOLNET - Owesbro School Project Specific SPA Acknowledgement 11-13-19, 4203245 CMTA Energy Solutions | -1.58 |  | No | Other | Shippable | 0 |  | Not Applicable as per Item Classification |  | Not Applicable
953-2197 | 953-2197 | SPA, UniRac Manufacturer Rebate for # 270-0067, End Date 03/31/2020, Max Qty. , Unirac SOLNET - Owesbro School Project Specific SPA Acknowledgement 11-13-19, 4203245 CMTA Energy Solutions | -1.41 |  | No | Other | Shippable | 0 |  | Not Applicable as per Item Classification |  | Not Applicable
953-2198 | 953-2198 | SPA, UniRac Manufacturer Rebate for # 211-0494, End Date 03/31/2020, Max Qty. , Unirac SOLNET - Owesbro School Project Specific SPA Acknowledgement 11-13-19, 4203245 CMTA Energy Solutions | -0.95 |  | No | Other | Shippable | 0 |  | Not Applicable as per Item Classification |  | Not Applicable
953-2199 | 953-2199 | SPA, UniRac Manufacturer Rebate for # 250-1374, End Date 03/31/2020, Max Qty. , Unirac SOLNET - Owesbro School Project Specific SPA Acknowledgement 11-13-19, 4203245 CMTA Energy Solutions | -5.75 |  | No | Other | Shippable | 0 |  | Not Applicable as per Item Classification |  | Not Applicable
953-2200 | 953-2200 | SPA, UniRac Manufacturer Rebate for # 250-1380, End Date 03/31/2020, Max Qty. , Unirac SOLNET - Owesbro School Project Specific SPA Acknowledgement 11-13-19, 4203245 CMTA Energy Solutions | -0.2 |  | No | Other | Shippable | 0 |  | Not Applicable as per Item Classification |  | Not Applicable
953-2201 | 953-2201 | SPA, UniRac Manufacturer Rebate for # 250-1381, End Date 03/31/2020, Max Qty. , Unirac SOLNET - Owesbro School Project Specific SPA Acknowledgement 11-13-19, 4203245 CMTA Energy Solutions | -0.16 |  | No | Other | Shippable | 0 |  | Not Applicable as per Item Classification |  | Not Applicable
953-2202 | 953-2202 | SPA, Solaria Manufacturer Rebate for # 110-1176, End Date 03/31/2020, Max Qty. , Solaria-SPA-2019Q4, 8095 MATSON SERVICES | -20.31 |  | No | Other | Shippable | 0 |  | Not Applicable as per Item Classification |  | Not Applicable
953-2203 | 953-2203 | SPA, Panasonic Manufacturer Rebate for # 110-1154, End Date 12/31/2019, Max Qty. 400kw, Panasonic SPA Nova West Solar , 7401 Nova West Solar | -58.85 |  | No | Other | Shippable | 0 |  | Not Applicable as per Item Classification |  | Not Applicable
953-2204 | 953-2204 | SPA, Panasonic Manufacturer Rebate for # 110-1126, End Date 12/31/2019, Max Qty. 400kw, Panasonic SPA Nova West Solar , 7401 Nova West Solar | -23.06 |  | No | Other | Shippable | 0 |  | Not Applicable as per Item Classification |  | Not Applicable
953-2205 | 953-2205 | SPA, Panasonic Manufacturer Rebate for # 110-1127, End Date 12/31/2019, Max Qty. 400kw, Panasonic SPA Nova West Solar , 7401 Nova West Solar | -41.68 |  | No | Other | Shippable | 0 |  | Not Applicable as per Item Classification |  | Not Applicable
953-2206 | 953-2206 | SPA, Panasonic Manufacturer Rebate for # 110-1202, End Date 12/31/2019, Max Qty. 400kw, Panasonic SPA Nova West Solar , 7401 Nova West Solar | -43.52 |  | No | Other | Shippable | 0 |  | Not Applicable as per Item Classification |  | Not Applicable
953-2207 | 953-2207 | SPA, Panasonic Manufacturer Rebate for # 110-1203, End Date 12/31/2019, Max Qty. 400kw, Panasonic SPA Nova West Solar , 7401 Nova West Solar | -55.5 |  | No | Other | Shippable | 0 |  | Not Applicable as per Item Classification |  | Not Applicable
953-2208 | 953-2208 | SPA, Panasonic Manufacturer Rebate for # 112-0008, End Date 12/31/2019, Max Qty. 400kw, Panasonic SPA Nova West Solar , 7401 Nova West Solar | -66.38 |  | No | Other | Shippable | 0 |  | Not Applicable as per Item Classification |  | Not Applicable
953-2209 | 953-2209 | SPA, SolarEdge Manufacturer Rebate for # 310-0599, End Date 12/31/2019, Max Qty. , SOL191101, 121482:1 The LeverEdge - SunTec Solar Energy - SPA | -314.61 |  | No | Other | Shippable | 0 |  | Not Applicable as per Item Classification |  | Not Applicable
953-2210 | 953-2210 | SPA, SolarEdge Manufacturer Rebate for # 310-0598, End Date 12/31/2019, Max Qty. , SolarEdgeSOL191101, 121482:1 The LeverEdge - SunTec Solar Energy - SPA | -365.42 |  | No | Other | Shippable | 0 |  | Not Applicable as per Item Classification |  | Not Applicable
953-2211 | 953-2211 | SPA, SolarEdge Manufacturer Rebate for # 310-0596, End Date 12/31/2019, Max Qty. , SolarEdgeSOL191101, 121482:1 The LeverEdge - SunTec Solar Energy - SPA | -367.31 |  | No | Other | Shippable | 0 |  | Not Applicable as per Item Classification |  | Not Applicable
953-2212 | 953-2212 | SPA, SolarEdge Manufacturer Rebate for # 565-0220, End Date 12/31/2019, Max Qty. , SolarEdgeSOL191101, 121482:1 The LeverEdge - SunTec Solar Energy - SPA | -15.21 |  | No | Other | Shippable | 0 |  | Not Applicable as per Item Classification |  | Not Applicable
953-2213 | 953-2213 | SPA, SMA Manufacturer Rebate for # 330-0548, End Date 12/20/2019, Max Qty. 10, SMASPA Sylvester & Cockrum Inc., 27508 Sylvester & Cockrum Inc | -147.36 |  | No | Other | Shippable | 0 |  | Not Applicable as per Item Classification |  | Not Applicable
953-2214 | 953-2214 | SPA, SolarEdge Manufacturer Rebate for # 570-0240, End Date 12/31/2019, Max Qty. , SolarEdgeSOL191101, 121482:1 The LeverEdge - SunTec Solar Energy - SPA | -73.58 |  | No | Other | Shippable | 0 |  | Not Applicable as per Item Classification |  | Not Applicable
953-2215 | 953-2215 | SPA, Enphase Manufacturer Rebate for # 321-0215, End Date 12/31/2019, Max Qty. 5000, SPADFB8QAI, CU: 4202999 Phoenix Solar Energy | -25.36 |  | No | Other | Shippable | 0 |  | Not Applicable as per Item Classification |  | Not Applicable
953-2216 | 953-2216 | SPA, Enphase Manufacturer Rebate for # 321-0216, End Date 12/31/2019, Max Qty. 700, SPADFB8QAI, CU: 4202999 Phoenix Solar Energy | -34.77 |  | No | Other | Shippable | 0 |  | Not Applicable as per Item Classification |  | Not Applicable
953-2217 | 953-2217 | SPA, Enphase Manufacturer Rebate for # 321-0215, End Date 12/31/2019, Max Qty. 1000, SPADJVSQAQ, 6136 The Solar Guys Inc. DBA Compass Solar Energy | -11.33 |  | No | Other | Shippable | 0 |  | Not Applicable as per Item Classification |  | Not Applicable
953-2218 | 953-2218 | SPA, Enphase Manufacturer Rebate for # 321-0216, End Date 12/31/2019, Max Qty. 1000, SPADJVSQAQ, 6136 The Solar Guys Inc. DBA Compass Solar Energy | -11.53 |  | No | Other | Shippable | 0 |  | Not Applicable as per Item Classification |  | Not Applicable
953-2219 | 953-2219 | SPA, Enphase Manufacturer Rebate for # 321-0219, End Date 12/31/2019, Max Qty. 1000, SPADJVSQAQ, 6136 The Solar Guys Inc. DBA Compass Solar Energy | -12.16 |  | No | Other | Shippable | 0 |  | Not Applicable as per Item Classification |  | Not Applicable
953-2220 | 953-2220 | SPA, Solaria Manufacturer Rebate for # 110-1176, End Date 03/31/2020, Max Qty. , SPA-2019Q4, 489402 Valley Unique Electric Inc | -16.71 |  | No | Other | Shippable | 0 |  | Not Applicable as per Item Classification |  | Not Applicable
953-2221 | 953-2221 | SPA, Solaria Manufacturer Rebate for # 112-0009, End Date 03/31/2020, Max Qty. , SPA-2019Q4, 489402 Valley Unique Electric Inc | -7.76 |  | No | Other | Shippable | 0 |  | Not Applicable as per Item Classification |  | Not Applicable
953-2222 | 953-2222 | SPA, Solaria Manufacturer Rebate for # 112-0007 , End Date 03/31/2020, Max Qty. , SPA-2019Q4, 489402 Valley Unique Electric Inc | -11.46 |  | No | Other | Shippable | 0 |  | Not Applicable as per Item Classification |  | Not Applicable
953-2223 | 953-2223 | SPA, SolarEdge Manufacturer Rebate for # 570-0240, End Date 12/31/2019, Max Qty. , SolarEdgeSOL191101, 121482:1 The LeverEdge - SunTec Solar Energy - SPA | -73.58 |  | No | Other | Shippable | 0 |  | Not Applicable as per Item Classification |  | Not Applicable
953-2224 | 953-2224 | SPA, Solaria Manufacturer Rebate for # 112-0007, End Date 03/31/2020, Max Qty. , Solaria-SPA-2019Q4 Platinum, 82564 Newport Solar | -21.3 |  | No | Other | Shippable | 0 |  | Not Applicable as per Item Classification |  | Not Applicable
953-2225 | 953-2225 | SPA, Solaria Manufacturer Rebate for # 112-0010, End Date 03/31/2020, Max Qty. , Solaria-SPA-2019Q4 Platinum, 82564 Newport Solar | -21.9 |  | No | Other | Shippable | 0 |  | Not Applicable as per Item Classification |  | Not Applicable
953-2226 | 953-2226 | SPA, Solaria Corp Manufacturer Rebate for # 110-1176, End Date 03/31/2020, Max Qty. , SPA-2019Q4, 6251 SUNSENSE INC. | -11.31 |  | No | Other | Shippable | 0 |  | Not Applicable as per Item Classification |  | Not Applicable
953-2227 | 953-2227 | SPA, Solaria Corp Manufacturer Rebate for # 110-1222, End Date 03/31/2020, Max Qty. , Solaria SPA-2019Q4, 6251 SUNSENSE INC. | -12.06 |  | No | Other | Shippable | 0 |  | Not Applicable as per Item Classification |  | Not Applicable
953-2228 | 953-2228 | SPA, Solaria Corp Manufacturer Rebate for # 112-0007, End Date 03/31/2020, Max Qty. , Solaria SPA-2019Q4, 6251 SUNSENSE INC. | -14.66 |  | No | Other | Shippable | 0 |  | Not Applicable as per Item Classification |  | Not Applicable
953-2229 | 953-2229 | SPA, Solaria Corp Manufacturer Rebate for # 112-0009, End Date 03/31/2020, Max Qty. , Solaria SPA-2019Q4, 6251 SUNSENSE INC. | -13.24 |  | No | Other | Shippable | 0 |  | Not Applicable as per Item Classification |  | Not Applicable
953-2230 | 953-2230 | SPA, Solaria Corp Manufacturer Rebate for # 112-0010, End Date 03/31/2020, Max Qty. , Solaria SPA-2019Q4, 6251 SUNSENSE INC. | -18.13 |  | No | Other | Shippable | 0 |  | Not Applicable as per Item Classification |  | Not Applicable
953-2231 | 953-2231 | SPA, Solaria Corp Manufacturer Rebate for # 110-1176, End Date 03/31/2020, Max Qty. , Solaria SPA-2020Q1, 4032 GO GREEN ELECTRIC, INC | -11.31 |  | No | Other | Shippable | 0 |  | Not Applicable as per Item Classification |  | Not Applicable
953-2232 | 953-2232 | SPA, Solaria Corp Manufacturer Rebate for # 110-1222, End Date 03/31/2020, Max Qty. , Solaria SPA-2020Q1, 4032 GO GREEN ELECTRIC, INC | -12.06 |  | No | Other | Shippable | 0 |  | Not Applicable as per Item Classification |  | Not Applicable
953-2233 | 953-2233 | SPA, Solaria Corp Manufacturer Rebate for # 112-0007, End Date 03/31/2020, Max Qty. , Solaria SPA-2020Q1, 4032 GO GREEN ELECTRIC, INC | -14.66 |  | No | Other | Shippable | 0 |  | Not Applicable as per Item Classification |  | Not Applicable
953-2234 | 953-2234 | SPA, Solaria Corp Manufacturer Rebate for # 112-0009, End Date 03/31/2020, Max Qty. , Solaria SPA-2020Q1, 4032 GO GREEN ELECTRIC, INC | -13.24 |  | No | Other | Shippable | 0 |  | Not Applicable as per Item Classification |  | Not Applicable
953-2235 | 953-2235 | SPA, Solaria Corp Manufacturer Rebate for # 112-0010, End Date 03/31/2020, Max Qty. , Solaria SPA-2020Q1, 4032 GO GREEN ELECTRIC, INC | -18.13 |  | No | Other | Shippable | 0 |  | Not Applicable as per Item Classification |  | Not Applicable
953-2236 | 953-2236 | SPA, Solaria Manufacturer Rebate for # 110-1176, End Date 03/31/2020, Max Qty. , Solaria-SPA-2019Q4 Platinum, 82564 Newport Solar | -18 |  | No | Other | Shippable | 0 |  | Not Applicable as per Item Classification |  | Not Applicable
953-2237 | 953-2237 | SPA, Solaria Manufacturer Rebate for # 112-0007, End Date 03/31/2020, Max Qty. Max, Solaria-SPA-2020Q1, 4203349 Solarverse, Inc. | -14.2 |  | No | Other | Shippable | 0 |  | Not Applicable as per Item Classification |  | Not Applicable
953-2238 | 953-2238 | SPA, Solaria Manufacturer Rebate for # 112-0010, End Date 03/31/2020, Max Qty. Max, Solaria-SPA-2020Q1, 4203349 Solarverse, Inc. | -14.6 |  | No | Other | Shippable | 0 |  | Not Applicable as per Item Classification |  | Not Applicable
953-2239 | 953-2239 | SPA, Solaria Manufacturer Rebate for # 110-1176, End Date 03/31/2020, Max Qty. Max, Solaria-SPA-2020Q1, 4203349 Solarverse, Inc. | -10.8 |  | No | Other | Shippable | 0 |  | Not Applicable as per Item Classification |  | Not Applicable
953-2240 | 953-2240 | SPA, Solaria Manufacturer Rebate for # 110-1222, End Date 03/31/2020, Max Qty. Max, Solaria-SPA-2020Q1, 4203349 Solarverse, Inc. | -11.1 |  | No | Other | Shippable | 0 |  | Not Applicable as per Item Classification |  | Not Applicable
953-2241 | 953-2241 | SPA, Solaria Manufacturer Rebate for # 112-0007, End Date 03/31/2020, Max Qty. Max, SPA-2020Q1, 80168 JS Solar & Electric | -14.2 |  | No | Other | Shippable | 0 |  | Not Applicable as per Item Classification |  | Not Applicable
953-2242 | 953-2242 | SPA, Solaria Manufacturer Rebate for # 112-0010, End Date 03/31/2020, Max Qty. Max, Solaria-SPA-2020Q1, 80168 JS Solar & Electric | -14.6 |  | No | Other | Shippable | 0 |  | Not Applicable as per Item Classification |  | Not Applicable
953-2243 | 953-2243 | SPA, Solaria Manufacturer Rebate for # 110-1176, End Date 03/31/2020, Max Qty. Max, Solaria-SPA-2020Q1, 80168 JS Solar & Electric | -10.8 |  | No | Other | Shippable | 0 |  | Not Applicable as per Item Classification |  | Not Applicable
953-2244 | 953-2244 | SPA, Solaria Manufacturer Rebate for # 110-1222, End Date 03/31/2020, Max Qty. Max, Solaria-SPA-2020Q1, 80168 JS Solar & Electric | -11.1 |  | No | Other | Shippable | 0 |  | Not Applicable as per Item Classification |  | Not Applicable
953-2245 | 953-2245 | SPA, Solaria Corp Manufacturer Rebate for # 110-1176, End Date 03/31/2020, Max Qty. , SPA-2019Q4, 4203202 CJR Partners LLC dba Sopris Solar | -11.31 |  | No | Other | Shippable | 0 |  | Not Applicable as per Item Classification |  | Not Applicable
953-2246 | 953-2246 | SPA, Solaria Corp Manufacturer Rebate for # 110-1222, End Date 03/31/2020, Max Qty. , SPA-2019Q4, 4203202 CJR Partners LLC dba Sopris Solar | -12.06 |  | No | Other | Shippable | 0 |  | Not Applicable as per Item Classification |  | Not Applicable
953-2247 | 953-2247 | SPA, Solaria Corp Manufacturer Rebate for # 112-0007, End Date 03/31/2020, Max Qty. , SPA-2019Q4, 4203202 CJR Partners LLC dba Sopris Solar | -14.66 |  | No | Other | Shippable | 0 |  | Not Applicable as per Item Classification |  | Not Applicable
953-2248 | 953-2248 | SPA, Solaria Corp Manufacturer Rebate for # 112-0009, End Date 03/31/2020, Max Qty. , SPA-2019Q4, 4203202 CJR Partners LLC dba Sopris Solar | -13.24 |  | No | Other | Shippable | 0 |  | Not Applicable as per Item Classification |  | Not Applicable
953-2249 | 953-2249 | SPA, Solaria Corp Manufacturer Rebate for # 112-0010, End Date 03/31/2020, Max Qty. , SPA-2019Q4, 4203202 CJR Partners LLC dba Sopris Solar | -18.13 |  | No | Other | Shippable | 0 |  | Not Applicable as per Item Classification |  | Not Applicable
953-2250 | 953-2250 | SPA, Solaria Corp Manufacturer Rebate for # 110-1176, End Date 03/31/2020, Max Qty. , SPA-2019Q4, 24368 Sterling Solar LLC | -11.31 |  | No | Other | Shippable | 0 |  | Not Applicable as per Item Classification |  | Not Applicable
953-2251 | 953-2251 | SPA, Solaria Corp Manufacturer Rebate for # 110-1222, End Date 03/31/2020, Max Qty. , SPA-2019Q4, 24368 Sterling Solar LLC | -12.06 |  | No | Other | Shippable | 0 |  | Not Applicable as per Item Classification |  | Not Applicable
953-2252 | 953-2252 | SPA, Solaria Corp Manufacturer Rebate for # 112-0007, End Date 03/31/2020, Max Qty. , SPA-2019Q4, 24368 Sterling Solar LLC | -14.66 |  | No | Other | Shippable | 0 |  | Not Applicable as per Item Classification |  | Not Applicable
953-2253 | 953-2253 | SPA, Solaria Corp Manufacturer Rebate for # 112-0009, End Date 03/31/2020, Max Qty. , SPA-2019Q4, 24368 Sterling Solar LLC | -13.24 |  | No | Other | Shippable | 0 |  | Not Applicable as per Item Classification |  | Not Applicable
953-2254 | 953-2254 | SPA, Solaria Corp Manufacturer Rebate for # 112-0010, End Date 03/31/2020, Max Qty. , SPA-2019Q4, 24368 Sterling Solar LLC | -18.13 |  | No | Other | Shippable | 0 |  | Not Applicable as per Item Classification |  | Not Applicable
953-2255 | 953-2255 | SPA, Solaria Corp Manufacturer Rebate for # 110-1176, End Date 03/31/2020, Max Qty. , SPA-2019Q4, 6981 PROGRESSIVE POWER SOLUTIONS | -11.31 |  | No | Other | Shippable | 0 |  | Not Applicable as per Item Classification |  | Not Applicable
953-2256 | 953-2256 | SPA, Solaria Corp Manufacturer Rebate for # 110-1222, End Date 03/31/2020, Max Qty. , SPA-2019Q4, 6981 PROGRESSIVE POWER SOLUTIONS | -12.06 |  | No | Other | Shippable | 0 |  | Not Applicable as per Item Classification |  | Not Applicable
953-2257 | 953-2257 | SPA, Solaria Corp Manufacturer Rebate for # 112-0007, End Date 03/31/2020, Max Qty. , SPA-2019Q4, 6981 PROGRESSIVE POWER SOLUTIONS | -14.66 |  | No | Other | Shippable | 0 |  | Not Applicable as per Item Classification |  | Not Applicable
953-2258 | 953-2258 | SPA, Solaria Corp Manufacturer Rebate for # 112-0009, End Date 03/31/2020, Max Qty. , SPA-2019Q4, 6981 PROGRESSIVE POWER SOLUTIONS | -13.24 |  | No | Other | Shippable | 0 |  | Not Applicable as per Item Classification |  | Not Applicable
953-2259 | 953-2259 | SPA, Solaria Corp Manufacturer Rebate for # 112-0010, End Date 03/31/2020, Max Qty. , SPA-2019Q4, 6981 PROGRESSIVE POWER SOLUTIONS | -18.13 |  | No | Other | Shippable | 0 |  | Not Applicable as per Item Classification |  | Not Applicable
953-2260 | 953-2260 | SPA, Solaria Corp Manufacturer Rebate for # 110-1176, End Date 03/31/2020, Max Qty. , SPA-2020Q1, 3652 PROMETHEUS RENEWABLES INC | -4.11 |  | No | Other | Shippable | 0 |  | Not Applicable as per Item Classification |  | Not Applicable
953-2261 | 953-2261 | SPA, Solaria Corp Manufacturer Rebate for # 110-1222, End Date 03/31/2020, Max Qty. , SPA-2020Q1, 3652 PROMETHEUS RENEWABLES INC | -4.66 |  | No | Other | Shippable | 0 |  | Not Applicable as per Item Classification |  | Not Applicable
953-2262 | 953-2262 | SPA, Solaria Corp Manufacturer Rebate for # 112-0007, End Date 03/31/2020, Max Qty. , SPA-2020Q1, 3652 PROMETHEUS RENEWABLES INC | -7.56 |  | No | Other | Shippable | 0 |  | Not Applicable as per Item Classification |  | Not Applicable
953-2263 | 953-2263 | SPA, Solaria Corp Manufacturer Rebate for # 112-0009, End Date 03/31/2020, Max Qty. , SPA-2020Q1, 3652 PROMETHEUS RENEWABLES INC | -7.99 |  | No | Other | Shippable | 0 |  | Not Applicable as per Item Classification |  | Not Applicable
953-2264 | 953-2264 | SPA, Solaria Corp Manufacturer Rebate for # 112-0010, End Date 03/31/2020, Max Qty. , SPA-2020Q1, 3652 PROMETHEUS RENEWABLES INC | -7.18 |  | No | Other | Shippable | 0 |  | Not Applicable as per Item Classification |  | Not Applicable
953-2265 | 953-2265 | SPA, Solaria Corp Manufacturer Rebate for # 110-1176, End Date 03/31/2020, Max Qty. , SPA-2020Q1, 4725 BULLHEAD SOLAR INC | -4.11 |  | No | Other | Shippable | 0 |  | Not Applicable as per Item Classification |  | Not Applicable
953-2266 | 953-2266 | SPA, Solaria Corp Manufacturer Rebate for # 110-1222, End Date 03/31/2020, Max Qty. , SPA-2020Q1, 4725 BULLHEAD SOLAR INC | -4.66 |  | No | Other | Shippable | 0 |  | Not Applicable as per Item Classification |  | Not Applicable
953-2267 | 953-2267 | SPA, Solaria Corp Manufacturer Rebate for # 112-0007, End Date 03/31/2020, Max Qty. , SPA-2020Q1, 4725 BULLHEAD SOLAR INC | -7.56 |  | No | Other | Shippable | 0 |  | Not Applicable as per Item Classification |  | Not Applicable
953-2268 | 953-2268 | SPA, Solaria Corp Manufacturer Rebate for # 112-0009, End Date 03/31/2020, Max Qty. , SPA-2020Q1, 4725 BULLHEAD SOLAR INC | -7.99 |  | No | Other | Shippable | 0 |  | Not Applicable as per Item Classification |  | Not Applicable
953-2269 | 953-2269 | SPA, Solaria Corp Manufacturer Rebate for # 112-0010, End Date 03/31/2020, Max Qty. , SPA-2020Q1, 4725 BULLHEAD SOLAR INC | -7.18 |  | No | Other | Shippable | 0 |  | Not Applicable as per Item Classification |  | Not Applicable
953-2270 | 953-2270 | SPA, Solaria Corp Manufacturer Rebate for # 110-1176, End Date 03/31/2020, Max Qty. , SPA-2020Q1, 4203098 SolarOne Energy Group LLC | -11.31 |  | No | Other | Shippable | 0 |  | Not Applicable as per Item Classification |  | Not Applicable
953-2271 | 953-2271 | SPA, Solaria Corp Manufacturer Rebate for # 110-1222, End Date 03/31/2020, Max Qty. , SPA-2020Q1, 4203098 SolarOne Energy Group LLC | -12.06 |  | No | Other | Shippable | 0 |  | Not Applicable as per Item Classification |  | Not Applicable
953-2272 | 953-2272 | SPA, Solaria Corp Manufacturer Rebate for # 112-0007, End Date 03/31/2020, Max Qty. , SPA-2020Q1, 4203098 SolarOne Energy Group LLC | -14.66 |  | No | Other | Shippable | 0 |  | Not Applicable as per Item Classification |  | Not Applicable
953-2273 | 953-2273 | SPA, Solaria Corp Manufacturer Rebate for # 112-0009, End Date 03/31/2020, Max Qty. , SPA-2020Q1, 4203098 SolarOne Energy Group LLC | -13.24 |  | No | Other | Shippable | 0 |  | Not Applicable as per Item Classification |  | Not Applicable
953-2274 | 953-2274 | SPA, Solaria Corp Manufacturer Rebate for # 112-0010, End Date 03/31/2020, Max Qty. , SPA-2020Q1, 4203098 SolarOne Energy Group LLC | -18.13 |  | No | Other | Shippable | 0 |  | Not Applicable as per Item Classification |  | Not Applicable
953-2275 | 953-2275 | SPA, Solaria Corp Manufacturer Rebate for # 110-1176, End Date 03/31/2020, Max Qty. , SPA-2019Q4, 2329 Southard's LLC dba Southard Solar & Construction | -11.31 |  | No | Other | Shippable | 0 |  | Not Applicable as per Item Classification |  | Not Applicable
953-2276 | 953-2276 | SPA, Solaria Corp Manufacturer Rebate for # 110-1222, End Date 03/31/2020, Max Qty. , SPA-2019Q4, 2329 Southard's LLC dba Southard Solar & Construction | -12.06 |  | No | Other | Shippable | 0 |  | Not Applicable as per Item Classification |  | Not Applicable
953-2277 | 953-2277 | SPA, Solaria Corp Manufacturer Rebate for # 112-0007, End Date 03/31/2020, Max Qty. , SPA-2019Q4, 2329 Southard's LLC dba Southard Solar & Construction | -14.66 |  | No | Other | Shippable | 0 |  | Not Applicable as per Item Classification |  | Not Applicable
953-2278 | 953-2278 | SPA, Solaria Corp Manufacturer Rebate for # 112-0009, End Date 03/31/2020, Max Qty. , SPA-2019Q4, 2329 Southard's LLC dba Southard Solar & Construction | -13.24 |  | No | Other | Shippable | 0 |  | Not Applicable as per Item Classification |  | Not Applicable
953-2279 | 953-2279 | SPA, Solaria Corp Manufacturer Rebate for # 112-0010, End Date 03/31/2020, Max Qty. , SPA-2019Q4, 2329 Southard's LLC dba Southard Solar & Construction | -18.13 |  | No | Other | Shippable | 0 |  | Not Applicable as per Item Classification |  | Not Applicable
953-2280 | 953-2280 | SPA, Panasonic Manufacturer Rebate for # 110-1126, End Date 12/31/2019, Max Qty. , Blanket SPA - OR, WA, 4348 Willpower Electric | -48.06 |  | No | Other | Shippable | 0 |  | Not Applicable as per Item Classification |  | Not Applicable
953-2281 | 953-2281 | SPA, Solaria Manufacturer Rebate for # 112-0007, End Date 03/31/2020, Max Qty. Max, SPA-2020Q1, 7085 Sonpower, Inc. dba Harrison Electric & Solar | -14.2 |  | No | Other | Shippable | 0 |  | Not Applicable as per Item Classification |  | Not Applicable
953-2282 | 953-2282 | SPA, Solaria Manufacturer Rebate for # 112-0010, End Date 03/31/2020, Max Qty. Max, SPA-2020Q1, 7085 Sonpower, Inc. dba Harrison Electric & Solar | -14.6 |  | No | Other | Shippable | 0 |  | Not Applicable as per Item Classification |  | Not Applicable
953-2283 | 953-2283 | SPA, Solaria Manufacturer Rebate for # 110-1176, End Date 03/31/2020, Max Qty. Max, SPA-2020Q1, 7085 Sonpower, Inc. dba Harrison Electric & Solar | -10.8 |  | No | Other | Shippable | 0 |  | Not Applicable as per Item Classification |  | Not Applicable
953-2284 | 953-2284 | SPA, Solaria Manufacturer Rebate for # 110-1222, End Date 03/31/2020, Max Qty. Max, SPA-2020Q1, 7085 Sonpower, Inc. dba Harrison Electric & Solar | -11.1 |  | No | Other | Shippable | 0 |  | Not Applicable as per Item Classification |  | Not Applicable
953-2285 | 953-2285 | ****DO NOT USE***THERE IS NO ACTIVE BLANKET SPA FOR SOLARIA***SPA, Solaria Manufacturer Rebate for # 110-1176, End Date 03/31/2020, Max Qty. , Solaria .05 Tier Blanket SPA. | -18 |  | No | Other | Shippable | 0 |  | Not Applicable as per Item Classification |  | Not Applicable
953-2286 | 953-2286 | ****DO NOT USE***THERE IS NO ACTIVE BLANKET SPA FOR SOLARIA***SPA, Solaria Manufacturer Rebate for # 112-0007, End Date 03/31/2020, Max Qty. , Solaria .05 Tier Blanket SPA. | -17.75 |  | No | Other | Shippable | 0 |  | Not Applicable as per Item Classification |  | Not Applicable
953-2287 | 953-2287 | ****DO NOT USE***THERE IS NO ACTIVE BLANKET SPA FOR SOLARIA***SPA, Solaria Manufacturer Rebate for # 112-0009, End Date 03/31/2020, Max Qty. , Solaria .05 Tier Blanket SPA. | -17.5 |  | No | Other | Shippable | 0 |  | Not Applicable as per Item Classification |  | Not Applicable
953-2288 | 953-2288 | SPA, Solaria Manufacturer Rebate for # 112-0010, End Date 03/31/2020, Max Qty. , Solaria .05 Tier Blanket SPA. | -18.25 |  | No | Other | Shippable | 0 |  | Not Applicable as per Item Classification |  | Not Applicable
953-2289 | 953-2289 | SPA, ENPHASE Manufacturer Rebate for # 321-0216, End Date 12/31/2019, Max Qty. 1000, SPADCY8QAM, 89424 Creative Solar USA Inc | -12.83 |  | No | Other | Shippable | 0 |  | Not Applicable as per Item Classification |  | Not Applicable
953-2290 | 953-2290 | SPA, ENPHASE Manufacturer Rebate for # 321-0215, End Date 12/31/2019, Max Qty. 1000, SPADCY8QAM, 89424 Creative Solar USA Inc | -13.46 |  | No | Other | Shippable | 0 |  | Not Applicable as per Item Classification |  | Not Applicable
953-2291 | 953-2291 | SPA, SolarEdge Manufacturer Rebate for # 310-0624, End Date 03/31/2020, Max Qty. , SOL180301, 121490 Energy Enterprises USA, Inc. dba Canopy Energy | -271.44 |  | No | Other | Shippable | 0 |  | Not Applicable as per Item Classification |  | Not Applicable
953-2292 | 953-2292 | SPA, Solaria Manufacturer Rebate for # 110-1176, End Date 03/31/2019, Max Qty. , Solaria SPA Solar One , Solar One Energy Group 4203098 | -36 |  | No | Other | Shippable | 0 |  | Not Applicable as per Item Classification |  | Not Applicable
953-2293 | 953-2293 | SPA, Solaria Manufacturer Rebate for # 110-1153, End Date 03/31/2019, Max Qty. , Solaria SPA Solar One , Solar One Energy Group 4203098 | -35.5 |  | No | Other | Shippable | 0 |  | Not Applicable as per Item Classification |  | Not Applicable
953-2294 | 953-2294 | SPA, Solaria Manufacturer Rebate for # 112-0009, End Date 03/31/2019, Max Qty. , Solaria SPA Solar One , Solar One Energy Group 4203098 | -35 |  | No | Other | Shippable | 0 |  | Not Applicable as per Item Classification |  | Not Applicable
953-2295 | 953-2295 | SPA, Solaria Manufacturer Rebate for # 112-0007, End Date 03/31/2019, Max Qty. , Solaria SPA Solar One , Solar One Energy Group 4203098 | -35.5 |  | No | Other | Shippable | 0 |  | Not Applicable as per Item Classification |  | Not Applicable
953-2296 | 953-2296 | SPA, Solaria Manufacturer Rebate for # 110-1176, End Date 03/31/2019, Max Qty. , Solaria SPA Masellis Electric, Masellis Electric | -36 |  | No | Other | Shippable | 0 |  | Not Applicable as per Item Classification |  | Not Applicable
953-2297 | 953-2297 | SPA, Solaria Manufacturer Rebate for # 110-1153, End Date 03/31/2019, Max Qty. , Solaria SPA Masellis Electric, Masellis Electric 9210 | -35.5 |  | No | Other | Shippable | 0 |  | Not Applicable as per Item Classification |  | Not Applicable
953-2298 | 953-2298 | SPA, Solaria Manufacturer Rebate for # 112-0009, End Date 03/31/2019, Max Qty. , Solaria SPA Masellis Electric, Masellis Electric 9210 | -35 |  | No | Other | Shippable | 0 |  | Not Applicable as per Item Classification |  | Not Applicable
953-2299 | 953-2299 | SPA, Solaria Manufacturer Rebate for # 112-0007, End Date 03/31/2019, Max Qty. , Solaria SPA Masellis Electric, Masellis Electric 9210 | -35.5 |  | No | Other | Shippable | 0 |  | Not Applicable as per Item Classification |  | Not Applicable
953-2300 | 953-2300 | SPA, Solaria Manufacturer Rebate for # 110-1176, End Date 03/31/2019, Max Qty. , Solaria SPA Mega Power, Mega Power 88603 | -36 |  | No | Other | Shippable | 0 |  | Not Applicable as per Item Classification |  | Not Applicable
953-2301 | 953-2301 | SPA, Solaria Manufacturer Rebate for # 110-1153, End Date 03/31/2019, Max Qty. , Solaria SPA Mega Power, Mega Power 88603 | -35.5 |  | No | Other | Shippable | 0 |  | Not Applicable as per Item Classification |  | Not Applicable
953-2302 | 953-2302 | SPA, Solaria Manufacturer Rebate for # 112-0009, End Date 03/31/2019, Max Qty. , Solaria SPA Mega Power, Mega Power 88603 | -35 |  | No | Other | Shippable | 0 |  | Not Applicable as per Item Classification |  | Not Applicable
953-2303 | 953-2303 | SPA, Solaria Manufacturer Rebate for # 112-0007, End Date 03/31/2019, Max Qty. , Solaria SPA Mega Power, Mega Power 88603 | -35.5 |  | No | Other | Shippable | 0 |  | Not Applicable as per Item Classification |  | Not Applicable
953-2304 | 953-2304 | SPA, Solaria Manufacturer Rebate for # 110-1176, End Date 03/31/2019, Max Qty. , Solaria SPA Freedom Forever, Freedom Forever 80189 | -36 |  | No | Other | Shippable | 0 |  | Not Applicable as per Item Classification |  | Not Applicable
953-2305 | 953-2305 | SPA, Solaria Manufacturer Rebate for # 110-1153, End Date 03/31/2019, Max Qty. , Solaria SPA Freedom Forever, Freedom Forever 80189 | -35.5 |  | No | Other | Shippable | 0 |  | Not Applicable as per Item Classification |  | Not Applicable
953-2306 | 953-2306 | SPA, Solaria Manufacturer Rebate for # 112-0009, End Date 03/31/2019, Max Qty. , Solaria SPA Freedom Forever, Freedom Forever 80189 | -35 |  | No | Other | Shippable | 0 |  | Not Applicable as per Item Classification |  | Not Applicable
953-2307 | 953-2307 | SPA, Solaria Manufacturer Rebate for # 112-0007, End Date 03/31/2019, Max Qty. , Solaria SPA Freedom Forever, Freedom Forever 80189 | -35.5 |  | No | Other | Shippable | 0 |  | Not Applicable as per Item Classification |  | Not Applicable
953-2308 | 953-2308 | SPA, Solaria Manufacturer Rebate for # 110-1176, End Date 03/31/2019, Max Qty. , Solar SPA Nexus Energy Systems , Nexus Energy Systems 3418 | -36 |  | No | Other | Shippable | 0 |  | Not Applicable as per Item Classification |  | Not Applicable
953-2309 | 953-2309 | SPA, Solaria Manufacturer Rebate for # 110-1153, End Date 03/31/2019, Max Qty. , Solar SPA Nexus Energy Systems , Nexus Energy Systems 3418 | -35.5 |  | No | Other | Shippable | 0 |  | Not Applicable as per Item Classification |  | Not Applicable
953-2310 | 953-2310 | SPA, Solaria Manufacturer Rebate for # 112-0009, End Date 03/31/2019, Max Qty. , Solar SPA Nexus Energy Systems , Nexus Energy Systems 3418 | -35 |  | No | Other | Shippable | 0 |  | Not Applicable as per Item Classification |  | Not Applicable
953-2311 | 953-2311 | SPA, Solaria Manufacturer Rebate for # 112-0007, End Date 03/31/2019, Max Qty. , Solar SPA Nexus Energy Systems , Nexus Energy Systems 3418 | -35.5 |  | No | Other | Shippable | 0 |  | Not Applicable as per Item Classification |  | Not Applicable
953-2312 | 953-2312 | SPA, Solaria Manufacturer Rebate for # 110-1176, End Date 03/31/2019, Max Qty. , Solaria UMA Solar , UMA Solar 121499 | -36 |  | No | Other | Shippable | 0 |  | Not Applicable as per Item Classification |  | Not Applicable
953-2313 | 953-2313 | SPA, Solaria Manufacturer Rebate for # 110-1153, End Date 03/31/2019, Max Qty. , Solaria UMA Solar , UMA Solar 121499 | -35.5 |  | No | Other | Shippable | 0 |  | Not Applicable as per Item Classification |  | Not Applicable
953-2314 | 953-2314 | SPA, Solaria Manufacturer Rebate for # 112-0009, End Date 03/31/2019, Max Qty. , Solaria UMA Solar , UMA Solar 121499 | -35 |  | No | Other | Shippable | 0 |  | Not Applicable as per Item Classification |  | Not Applicable
953-2315 | 953-2315 | SPA, Solaria Manufacturer Rebate for # 112-0007, End Date 03/31/2019, Max Qty. , Solaria UMA Solar , UMA Solar 121499 | -35.5 |  | No | Other | Shippable | 0 |  | Not Applicable as per Item Classification |  | Not Applicable
953-2316 | 953-2316 | SPA, Solaria Manufacturer Rebate for # 110-1176, End Date 03/31/2019, Max Qty. , Solaria SPA R&R, R&R | -36 |  | No | Other | Shippable | 0 |  | Not Applicable as per Item Classification |  | Not Applicable
953-2317 | 953-2317 | SPA, Solaria Manufacturer Rebate for # 110--1153, End Date 03/31/2019, Max Qty. , Solaria SPA R&R, R&R | -35.5 |  | No | Other | Shippable | 0 |  | Not Applicable as per Item Classification |  | Not Applicable
953-2318 | 953-2318 | SPA, Solaria Manufacturer Rebate for # 112-0009, End Date 03/31/2019, Max Qty. , Solaria SPA R&R, R&R | -35 |  | No | Other | Shippable | 0 |  | Not Applicable as per Item Classification |  | Not Applicable
953-2319 | 953-2319 | SPA, Solaria Manufacturer Rebate for # 112-0007, End Date 03/31/2019, Max Qty. , Solaria SPA R&R, R&R | -35.5 |  | No | Other | Shippable | 0 |  | Not Applicable as per Item Classification |  | Not Applicable
953-2320 | 953-2320 | SPA, Solaria Manufacturer Rebate for # 110-1176, End Date 03/31/2019, Max Qty. , Solaria SPA Great Sky Solar, Great Sky Solar 80665 | -36 |  | No | Other | Shippable | 0 |  | Not Applicable as per Item Classification |  | Not Applicable
953-2321 | 953-2321 | SPA, Solaria Manufacturer Rebate for # 110-1153, End Date 03/31/2019, Max Qty. , Solaria SPA Great Sky Solar, Great Sky Solar 80665 | -35.5 |  | No | Other | Shippable | 0 |  | Not Applicable as per Item Classification |  | Not Applicable
953-2322 | 953-2322 | SPA, Solaria Manufacturer Rebate for # 112-0009, End Date 03/31/2019, Max Qty. , Solaria SPA Great Sky Solar, Great Sky Solar 80665 | -35 |  | No | Other | Shippable | 0 |  | Not Applicable as per Item Classification |  | Not Applicable
953-2323 | 953-2323 | SPA, Solaria Manufacturer Rebate for # 112-0007, End Date 03/31/2019, Max Qty. , Solaria SPA Great Sky Solar, Great Sky Solar 80665 | -35.5 |  | No | Other | Shippable | 0 |  | Not Applicable as per Item Classification |  | Not Applicable
953-2324 | 953-2324 | SPA, Solaria Manufacturer Rebate for # 110-1176, End Date 03/31/2019, Max Qty. , Solaria SPA Solar Rising , Solar Rising 203001 | -36 |  | No | Other | Shippable | 0 |  | Not Applicable as per Item Classification |  | Not Applicable
953-2325 | 953-2325 | SPA, Solaria Manufacturer Rebate for # 110-1153, End Date 03/31/2019, Max Qty. , Solaria SPA Solar Rising , Solar Rising 203001 | -35.5 |  | No | Other | Shippable | 0 |  | Not Applicable as per Item Classification |  | Not Applicable
953-2326 | 953-2326 | SPA, Solaria Manufacturer Rebate for # 112-0009, End Date 03/31/2019, Max Qty. , Solaria SPA Solar Rising , Solar Rising 203001 | -35 |  | No | Other | Shippable | 0 |  | Not Applicable as per Item Classification |  | Not Applicable
953-2327 | 953-2327 | SPA, Solaria Manufacturer Rebate for # 112-0007, End Date 03/31/2019, Max Qty. , Solaria SPA Solar Rising , Solar Rising 203001 | -35.5 |  | No | Other | Shippable | 0 |  | Not Applicable as per Item Classification |  | Not Applicable
953-2328 | 953-2328 | SPA, Solaria Manufacturer Rebate for # 110-1176, End Date 03/31/2019, Max Qty. , Solaria SPA Cotuit SPA , Cotuit Solar 7359 | -36 |  | No | Other | Shippable | 0 |  | Not Applicable as per Item Classification |  | Not Applicable
953-2329 | 953-2329 | SPA, Solaria Manufacturer Rebate for # 110-1153, End Date 03/31/2019, Max Qty. , Solaria SPA Cotuit SPA , Cotuit Solar 7359 | -35.5 |  | No | Other | Shippable | 0 |  | Not Applicable as per Item Classification |  | Not Applicable
953-2330 | 953-2330 | SPA, Solaria Manufacturer Rebate for # 112-0009, End Date 03/31/2019, Max Qty. , Solaria SPA Cotuit SPA , Cotuit Solar 7359 | -35 |  | No | Other | Shippable | 0 |  | Not Applicable as per Item Classification |  | Not Applicable
953-2331 | 953-2331 | SPA, Solaria Manufacturer Rebate for # 112-0007, End Date 03/31/2019, Max Qty. , Solaria SPA Cotuit SPA , Cotuit Solar 7359 | -35.5 |  | No | Other | Shippable | 0 |  | Not Applicable as per Item Classification |  | Not Applicable
953-2332 | 953-2332 | SPA, Solaria Manufacturer Rebate for # 110-1176, End Date 03/31/2019, Max Qty. , Solaria SPA Dogwood Solar , Dogwood Solar 29945 | -36 |  | No | Other | Shippable | 0 |  | Not Applicable as per Item Classification |  | Not Applicable
953-2333 | 953-2333 | SPA, Solaria Manufacturer Rebate for # 110-1153, End Date 03/31/2019, Max Qty. , Solaria SPA Dogwood Solar , Dogwood Solar 29945 | -35.5 |  | No | Other | Shippable | 0 |  | Not Applicable as per Item Classification |  | Not Applicable
953-2334 | 953-2334 | SPA, Solaria Manufacturer Rebate for # 112-0009, End Date 03/31/2019, Max Qty. , Solaria SPA Dogwood Solar , Dogwood Solar 29945 | -35 |  | No | Other | Shippable | 0 |  | Not Applicable as per Item Classification |  | Not Applicable
953-2335 | 953-2335 | SPA, Solaria Manufacturer Rebate for # 112-0007, End Date 03/31/2019, Max Qty. , Solaria SPA Dogwood Solar , Dogwood Solar 29945 | -35.5 |  | No | Other | Shippable | 0 |  | Not Applicable as per Item Classification |  | Not Applicable
953-2336 | 953-2336 | SPA, Solaria Manufacturer Rebate for # 110-1176, End Date 03/31/2019, Max Qty. , Solaria SPA Yes Solar Solutions, Yes Solar Solutions 8824 | -36 |  | No | Other | Shippable | 0 |  | Not Applicable as per Item Classification |  | Not Applicable
953-2337 | 953-2337 | SPA, Solaria Manufacturer Rebate for # 110-1153, End Date 03/31/2019, Max Qty. , Solaria SPA Yes Solar Solutions, Yes Solar Solutions 88240 | -35.5 |  | No | Other | Shippable | 0 |  | Not Applicable as per Item Classification |  | Not Applicable
953-2338 | 953-2338 | SPA, Solaria Manufacturer Rebate for # 112-0009, End Date 03/31/2019, Max Qty. , Solaria SPA Yes Solar Solutions, Yes Solar Solutions 88240 | -35 |  | No | Other | Shippable | 0 |  | Not Applicable as per Item Classification |  | Not Applicable
953-2339 | 953-2339 | SPA, Solaria Manufacturer Rebate for # 112-0007, End Date 03/31/2019, Max Qty. , Solaria SPA Yes Solar Solutions, Yes Solar Solutions 88240 | -35.5 |  | No | Other | Shippable | 0 |  | Not Applicable as per Item Classification |  | Not Applicable
953-2340 | 953-2340 | SPA, Solaria Manufacturer Rebate for # 110-1176, End Date 03/31/2019, Max Qty. , Solaria SPA Sugar Hollow Solar , Sugar Hollow Solar 89558 | -36 |  | No | Other | Shippable | 0 |  | Not Applicable as per Item Classification |  | Not Applicable
953-2341 | 953-2341 | SPA, Solaria Manufacturer Rebate for # 110-1153, End Date 03/31/2019, Max Qty. , Solaria SPA Sugar Hollow Solar , Sugar Hollow Solar 89558 | -35.5 |  | No | Other | Shippable | 0 |  | Not Applicable as per Item Classification |  | Not Applicable
953-2342 | 953-2342 | SPA, Solaria Manufacturer Rebate for # 112-0009, End Date 03/31/2019, Max Qty. , Solaria SPA Sugar Hollow Solar , Sugar Hollow Solar 89558 | -35 |  | No | Other | Shippable | 0 |  | Not Applicable as per Item Classification |  | Not Applicable
953-2343 | 953-2343 | SPA, Solaria Manufacturer Rebate for # 112-0007, End Date 03/31/2019, Max Qty. , Solaria SPA Sugar Hollow Solar , Sugar Hollow Solar 89558 | -35.5 |  | No | Other | Shippable | 0 |  | Not Applicable as per Item Classification |  | Not Applicable
953-2344 | 953-2344 | SPA, Solaria Manufacturer Rebate for # 110-1176, End Date 03/31/2019, Max Qty. , Solaria SPA Cam Solar Inc , Cam Solar Inc 6600 | -36 |  | No | Other | Shippable | 0 |  | Not Applicable as per Item Classification |  | Not Applicable
953-2345 | 953-2345 | SPA, Solaria Manufacturer Rebate for # 110-1153, End Date 03/31/2019, Max Qty. , Solaria SPA Cam Solar Inc , Cam Solar Inc 6600 | -35.5 |  | No | Other | Shippable | 0 |  | Not Applicable as per Item Classification |  | Not Applicable
953-2346 | 953-2346 | SPA, Solaria Manufacturer Rebate for # 112-0009, End Date 03/31/2019, Max Qty. , Solaria SPA Cam Solar Inc , Cam Solar Inc 6600 | -35 |  | No | Other | Shippable | 0 |  | Not Applicable as per Item Classification |  | Not Applicable
953-2347 | 953-2347 | SPA, Solaria Manufacturer Rebate for # 112-0007, End Date 03/31/2019, Max Qty. , Solaria SPA Cam Solar Inc , Cam Solar Inc 6600 | -35.5 |  | No | Other | Shippable | 0 |  | Not Applicable as per Item Classification |  | Not Applicable
953-2348 | 953-2348 | SPA, Solaria Manufacturer Rebate for # 110-1176, End Date 03/31/2019, Max Qty. , Solaria SPA HESolar LLC , HESolar LLC 11779 | -36 |  | No | Other | Shippable | 0 |  | Not Applicable as per Item Classification |  | Not Applicable
953-2349 | 953-2349 | SPA, Solaria Manufacturer Rebate for # 110-1153, End Date 03/31/2019, Max Qty. , Solaria SPA HESolar LLC , HESolar LLC 11779 | -35.5 |  | No | Other | Shippable | 0 |  | Not Applicable as per Item Classification |  | Not Applicable
953-2350 | 953-2350 | SPA, Solaria Manufacturer Rebate for # 112-0009, End Date 03/31/2019, Max Qty. , Solaria SPA HESolar LLC , HESolar LLC 11779 | -35 |  | No | Other | Shippable | 0 |  | Not Applicable as per Item Classification |  | Not Applicable
953-2351 | 953-2351 | SPA, Solaria Manufacturer Rebate for # 112-0007, End Date 03/31/2019, Max Qty. , Solaria SPA HESolar LLC , HESolar LLC 11779 | -35.5 |  | No | Other | Shippable | 0 |  | Not Applicable as per Item Classification |  | Not Applicable
953-2352 | 953-2352 | SPA, Solaria Manufacturer Rebate for # 110-1176, End Date 03/31/2019, Max Qty. , Solaria SPA Sunstor , Sunstor | -36 |  | No | Other | Shippable | 0 |  | Not Applicable as per Item Classification |  | Not Applicable
953-2353 | 953-2353 | SPA, Solaria Manufacturer Rebate for # 110-1153, End Date 03/31/2019, Max Qty. , Solaria SPA Sunstor , Sunstor | -35.5 |  | No | Other | Shippable | 0 |  | Not Applicable as per Item Classification |  | Not Applicable
953-2354 | 953-2354 | SPA, Solaria Manufacturer Rebate for # 112-0009, End Date 03/31/2019, Max Qty. , Solaria SPA Sunstor , Sunstor | -35 |  | No | Other | Shippable | 0 |  | Not Applicable as per Item Classification |  | Not Applicable
953-2355 | 953-2355 | SPA, Solaria Manufacturer Rebate for # 112-0007, End Date 03/31/2019, Max Qty. , Solaria SPA Sunstor , Sunstor | -35.5 |  | No | Other | Shippable | 0 |  | Not Applicable as per Item Classification |  | Not Applicable
953-2356 | 953-2356 | SPA, Solaria Manufacturer Rebate for # 110-1176, End Date 03/31/2019, Max Qty. , Solaria SPA Moonlight Electric , Moonlight Electric | -31.2 |  | No | Other | Shippable | 0 |  | Not Applicable as per Item Classification |  | Not Applicable
953-2357 | 953-2357 | SPA, Solaria Manufacturer Rebate for # 110-1176, End Date 03/31/2019, Max Qty. , Solaria SPA Moonlight Electric , Moonlight Electric | -28.8 |  | No | Other | Shippable | 0 |  | Not Applicable as per Item Classification |  | Not Applicable
953-2359 | 953-2359 | SPA, Solaria Manufacturer Rebate for # 112-0009, End Date 03/31/2019, Max Qty. , Solaria SPA Moonlight Electric , Moonlight Electric | -28 |  | No | Other | Shippable | 0 |  | Not Applicable as per Item Classification |  | Not Applicable
953-2360 | 953-2360 | SPA, Solaria Manufacturer Rebate for # 112-0007, End Date 03/31/2019, Max Qty. , Solaria SPA Moonlight Electric , Moonlight Electric | -28.4 |  | No | Other | Shippable | 0 |  | Not Applicable as per Item Classification |  | Not Applicable
953-2361 | 953-2361 | SPA, Solaria Manufacturer Rebate for # 110-1176, End Date 03/31/2019, Max Qty. , Solaria SPA Gold Rush , Gold Rush | -28.8 |  | No | Other | Shippable | 0 |  | Not Applicable as per Item Classification |  | Not Applicable
953-2362 | 953-2362 | SPA, Solaria Manufacturer Rebate for # 110-1153, End Date 03/31/2019, Max Qty. , Solaria SPA Gold Rush , Gold Rush | -28.4 |  | No | Other | Shippable | 0 |  | Not Applicable as per Item Classification |  | Not Applicable
953-2363 | 953-2363 | SPA, Solaria Manufacturer Rebate for # 112-0009, End Date 03/31/2019, Max Qty. , Solaria SPA Gold Rush , Gold Rush | -28 |  | No | Other | Shippable | 0 |  | Not Applicable as per Item Classification |  | Not Applicable
953-2364 | 953-2364 | SPA, Solaria Manufacturer Rebate for # 112-0007, End Date 03/31/2019, Max Qty. , Solaria SPA Gold Rush , Gold Rush | -28.4 |  | No | Other | Shippable | 0 |  | Not Applicable as per Item Classification |  | Not Applicable
953-2365 | 953-2365 | SPA, Solaria Manufacturer Rebate for # 110-1176, End Date 03/31/2019, Max Qty. , Solaria SPA Element Electric, Element Electric | -28.8 |  | No | Other | Shippable | 0 |  | Not Applicable as per Item Classification |  | Not Applicable
953-2366 | 953-2366 | SPA, Solaria Manufacturer Rebate for # 110-1153, End Date 03/31/2019, Max Qty. , Solaria SPA Element Electric, Element Electric | -28.4 |  | No | Other | Shippable | 0 |  | Not Applicable as per Item Classification |  | Not Applicable
953-2367 | 953-2367 | SPA, Solaria Manufacturer Rebate for # 112-0009, End Date 03/31/2019, Max Qty. , Solaria SPA Element Electric, Element Electric | -28 |  | No | Other | Shippable | 0 |  | Not Applicable as per Item Classification |  | Not Applicable
953-2368 | 953-2368 | SPA, Solaria Manufacturer Rebate for # 112-0007, End Date 03/31/2019, Max Qty. , Solaria SPA Element Electric, Element Electric | -28.4 |  | No | Other | Shippable | 0 |  | Not Applicable as per Item Classification |  | Not Applicable
953-2369 | 953-2369 | SPA, Solaria Manufacturer Rebate for # 110-1176, End Date 03/31/2019, Max Qty. , Solaria SPA Sundance Solar Systems, Sundance Solar Systems | -28.8 |  | No | Other | Shippable | 0 |  | Not Applicable as per Item Classification |  | Not Applicable
953-2370 | 953-2370 | SPA, Solaria Manufacturer Rebate for # 110-1153, End Date 03/31/2019, Max Qty. , Solaria SPA Sundance Solar Systems, Sundance Solar Systems | -28.4 |  | No | Other | Shippable | 0 |  | Not Applicable as per Item Classification |  | Not Applicable
953-2371 | 953-2371 | SPA, Solaria Manufacturer Rebate for # 112-0009, End Date 03/31/2019, Max Qty. , Solaria SPA Sundance Solar Systems, Sundance Solar Systems | -28 |  | No | Other | Shippable | 0 |  | Not Applicable as per Item Classification |  | Not Applicable
953-2372 | 953-2372 | SPA, Solaria Manufacturer Rebate for # 112-0007, End Date 03/31/2019, Max Qty. , Solaria SPA Sundance Solar Systems, Sundance Solar Systems | -28.4 |  | No | Other | Shippable | 0 |  | Not Applicable as per Item Classification |  | Not Applicable
953-2373 | 953-2373 | SPA, Solaria Manufacturer Rebate for # 110-1176, End Date 03/31/2019, Max Qty. , Solaria SPA Matson Service , Matson Service | -28.8 |  | No | Other | Shippable | 0 |  | Not Applicable as per Item Classification |  | Not Applicable
953-2374 | 953-2374 | SPA, Solaria Manufacturer Rebate for # 110-1153, End Date 03/31/2019, Max Qty. , Solaria SPA Matson Service , Matson Service | -28.4 |  | No | Other | Shippable | 0 |  | Not Applicable as per Item Classification |  | Not Applicable
953-2375 | 953-2375 | SPA, Solaria Manufacturer Rebate for # 112-0009, End Date 03/31/2019, Max Qty. , Solaria SPA Matson Service , Matson Service | -28 |  | No | Other | Shippable | 0 |  | Not Applicable as per Item Classification |  | Not Applicable
953-2376 | 953-2376 | SPA, Solaria Manufacturer Rebate for # 112-0007, End Date 03/31/2019, Max Qty. , Solaria SPA Matson Service , Matson Service | -28.4 |  | No | Other | Shippable | 0 |  | Not Applicable as per Item Classification |  | Not Applicable
953-2377 | 953-2377 | SPA, Solaria Manufacturer Rebate for # 110-1176, End Date 03/31/2019, Max Qty. , Solaria SPA Green Electric Solutions, Green Electric Solutions | -28.8 |  | No | Other | Shippable | 0 |  | Not Applicable as per Item Classification |  | Not Applicable
953-2378 | 953-2378 | SPA, Solaria Manufacturer Rebate for # 110-1153, End Date 03/31/2019, Max Qty. , Solaria SPA Green Electric Solutions, Green Electric Solutions | -28.4 |  | No | Other | Shippable | 0 |  | Not Applicable as per Item Classification |  | Not Applicable
953-2379 | 953-2379 | SPA, Solaria Manufacturer Rebate for # 112-0009, End Date 03/31/2019, Max Qty. , Solaria SPA Green Electric Solutions, Green Electric Solutions | -28 |  | No | Other | Shippable | 0 |  | Not Applicable as per Item Classification |  | Not Applicable
953-2380 | 953-2380 | SPA, Solaria Manufacturer Rebate for # 112-0007, End Date 03/31/2019, Max Qty. , Solaria SPA Green Electric Solutions, Green Electric Solutions | -28.4 |  | No | Other | Shippable | 0 |  | Not Applicable as per Item Classification |  | Not Applicable
953-2381 | 953-2381 | SPA, Solaria Manufacturer Rebate for # 110-1176, End Date 03/31/2019, Max Qty. , Solaria SPA Magitek Energy Solutions, Magitek Energy Solutions | -28.8 |  | No | Other | Shippable | 0 |  | Not Applicable as per Item Classification |  | Not Applicable
953-2382 | 953-2382 | SPA, Solaria Manufacturer Rebate for # 110-1153, End Date 03/31/2019, Max Qty. , Solaria SPA Magitek Energy Solutions, Magitek Energy Solutions | -28.4 |  | No | Other | Shippable | 0 |  | Not Applicable as per Item Classification |  | Not Applicable
953-2383 | 953-2383 | SPA, Solaria Manufacturer Rebate for # 112-0009, End Date 03/31/2019, Max Qty. , Solaria SPA Magitek Energy Solutions, Magitek Energy Solutions | -28 |  | No | Other | Shippable | 0 |  | Not Applicable as per Item Classification |  | Not Applicable
953-2384 | 953-2384 | SPA, Solaria Manufacturer Rebate for # 112-0007, End Date 03/31/2019, Max Qty. , Solaria SPA Magitek Energy Solutions, Magitek Energy Solutions | -28.4 |  | No | Other | Shippable | 0 |  | Not Applicable as per Item Classification |  | Not Applicable
953-2385 | 953-2385 | SPA, Solaria Manufacturer Rebate for # 110-1176, End Date 03/31/2019, Max Qty. , Solaria SPA Sundog Solar Store, Sundog Solar Store | -28.8 |  | No | Other | Shippable | 0 |  | Not Applicable as per Item Classification |  | Not Applicable
953-2386 | 953-2386 | SPA, Solaria Manufacturer Rebate for # 110-1153, End Date 03/31/2019, Max Qty. , Solaria SPA Sundog Solar Store, Sundog Solar Store | -28.4 |  | No | Other | Shippable | 0 |  | Not Applicable as per Item Classification |  | Not Applicable
953-2387 | 953-2387 | SPA, Solaria Manufacturer Rebate for # 112-0009, End Date 03/31/2019, Max Qty. , Solaria SPA Sundog Solar Store, Sundog Solar Store | -28 |  | No | Other | Shippable | 0 |  | Not Applicable as per Item Classification |  | Not Applicable
953-2388 | 953-2388 | SPA, Solaria Manufacturer Rebate for # 112-0007, End Date 03/31/2019, Max Qty. , Solaria SPA Sundog Solar Store, Sundog Solar Store | -28.4 |  | No | Other | Shippable | 0 |  | Not Applicable as per Item Classification |  | Not Applicable
953-2389 | 953-2389 | SPA, Solaria Manufacturer Rebate for # 110-1176, End Date 03/31/2019, Max Qty. , Solaria SPA Live Wire Electric, Live Wire Electric | -28.8 |  | No | Other | Shippable | 0 |  | Not Applicable as per Item Classification |  | Not Applicable
953-2390 | 953-2390 | SPA, Solaria Manufacturer Rebate for # 110-1153, End Date 03/31/2019, Max Qty. , Solaria SPA Live Wire Electric, Live Wire Electric | -28.4 |  | No | Other | Shippable | 0 |  | Not Applicable as per Item Classification |  | Not Applicable
953-2391 | 953-2391 | SPA, Solaria Manufacturer Rebate for # 112-0009, End Date 03/31/2019, Max Qty. , Solaria SPA Live Wire Electric, Live Wire Electric | -28 |  | No | Other | Shippable | 0 |  | Not Applicable as per Item Classification |  | Not Applicable
953-2392 | 953-2392 | SPA, Solaria Manufacturer Rebate for # 112-0007, End Date 03/31/2019, Max Qty. , Solaria SPA Live Wire Electric, Live Wire Electric | -28.4 |  | No | Other | Shippable | 0 |  | Not Applicable as per Item Classification |  | Not Applicable
953-2393 | 953-2393 | SPA, Solaria Manufacturer Rebate for # 110-1176, End Date 03/31/2019, Max Qty. , Solaria SPA Conserve First LLC aka The Renaissance Group, Conserve First LLC aka The Renaissance | -28.8 |  | No | Other | Shippable | 0 |  | Not Applicable as per Item Classification |  | Not Applicable
953-2394 | 953-2394 | SPA, Solaria Manufacturer Rebate for # 110-1153, End Date 03/31/2019, Max Qty. , Solaria SPA Conserve First LLC aka The Renaissance Group, Conserve First LLC aka The Renaissance | -28.4 |  | No | Other | Shippable | 0 |  | Not Applicable as per Item Classification |  | Not Applicable
953-2395 | 953-2395 | SPA, Solaria Manufacturer Rebate for # 112-0009, End Date 03/31/2019, Max Qty. , Solaria SPA Conserve First LLC aka The Renaissance Group, Conserve First LLC aka The Renaissance | -28 |  | No | Other | Shippable | 0 |  | Not Applicable as per Item Classification |  | Not Applicable
953-2396 | 953-2396 | SPA, Solaria Manufacturer Rebate for # 112-0007, End Date 03/31/2019, Max Qty. , Solaria SPA Conserve First LLC aka The Renaissance Group, Conserve First LLC aka The Renaissance | -28.4 |  | No | Other | Shippable | 0 |  | Not Applicable as per Item Classification |  | Not Applicable
953-2397 | 953-2397 | SPA, Solaria Manufacturer Rebate for # 110-1176, End Date 03/31/2019, Max Qty. , Solaria SPA The Leveredge | -28.8 |  | No | Other | Shippable | 0 |  | Not Applicable as per Item Classification |  | Not Applicable
953-2398 | 953-2398 | SPA, Solaria Manufacturer Rebate for # 110-1153, End Date 03/31/2019, Max Qty. , Solaria SPA The Leveredge | -28.4 |  | No | Other | Shippable | 0 |  | Not Applicable as per Item Classification |  | Not Applicable
953-2399 | 953-2399 | SPA, Solaria Manufacturer Rebate for # 112-0009, End Date 03/31/2019, Max Qty. , Solaria SPA The Leveredge | -28 |  | No | Other | Shippable | 0 |  | Not Applicable as per Item Classification |  | Not Applicable
953-2400 | 953-2400 | SPA, Solaria Manufacturer Rebate for # 112-0007, End Date 03/31/2019, Max Qty. , Solaria SPA The Leveredge | -28.4 |  | No | Other | Shippable | 0 |  | Not Applicable as per Item Classification |  | Not Applicable
953-2401 | 953-2401 | SPA, Solaria Manufacturer Rebate for # 110-1176, End Date 03/31/2020, Max Qty. , Solaria SPA Solar Revolution, 89634 Solar Revolution | -21.6 |  | No | Other | Shippable | 0 |  | Not Applicable as per Item Classification |  | Not Applicable
953-2402 | 953-2402 | SPA, Solaria Manufacturer Rebate for # 110-1153, End Date 03/31/2020, Max Qty. , Solaria SPA Solar Revolution, 89634 Solar Revolution | -21.3 |  | No | Other | Shippable | 0 |  | Not Applicable as per Item Classification |  | Not Applicable
953-2403 | 953-2403 | SPA, Solaria Manufacturer Rebate for # 112-0009, End Date 03/31/2020, Max Qty. , Solaria SPA Solar Revolution, 89634 Solar Revolution | -21 |  | No | Other | Shippable | 0 |  | Not Applicable as per Item Classification |  | Not Applicable
953-2404 | 953-2404 | SPA, Solaria Manufacturer Rebate for # 112-0007, End Date 03/31/2020, Max Qty. , Solaria SPA Solar Revolution, 89634 Solar Revolution | -21.3 |  | No | Other | Shippable | 0 |  | Not Applicable as per Item Classification |  | Not Applicable
953-2405 | 953-2405 | SPA, Solaria Manufacturer Rebate for # 110-1176, End Date 03/31/2020, Max Qty. , Solaria SPA Alba Energy , 89645 Alba Energy | -21.6 |  | No | Other | Shippable | 0 |  | Not Applicable as per Item Classification |  | Not Applicable
953-2406 | 953-2406 | SPA, Solaria Manufacturer Rebate for # 110-1153, End Date 03/31/2020, Max Qty. , Solaria SPA Alba Energy , 89645 Alba Energy | -21.3 |  | No | Other | Shippable | 0 |  | Not Applicable as per Item Classification |  | Not Applicable
953-2407 | 953-2407 | SPA, Solaria Manufacturer Rebate for # 112-0009, End Date 03/31/2020, Max Qty. , Solaria SPA Alba Energy , 89645 Alba Energy | -21 |  | No | Other | Shippable | 0 |  | Not Applicable as per Item Classification |  | Not Applicable
953-2408 | 953-2408 | SPA, Solaria Manufacturer Rebate for # 112-0007, End Date 03/31/2020, Max Qty. , Solaria SPA Alba Energy , 89645 Alba Energy | -21.3 |  | No | Other | Shippable | 0 |  | Not Applicable as per Item Classification |  | Not Applicable
953-2409 | 953-2409 | SPA, Solaria Manufacturer Rebate for # 110-1176, End Date 03/31/2020, Max Qty. , Solaria SPA Mohr Power , 6293 Mohr Power | -18 |  | No | Other | Shippable | 0 |  | Not Applicable as per Item Classification |  | Not Applicable
953-2410 | 953-2410 | SPA, Solaria Manufacturer Rebate for # 110-1153, End Date 03/31/2020, Max Qty. , Solaria SPA Mohr Power , 6293 Mohr Power | -17.75 |  | No | Other | Shippable | 0 |  | Not Applicable as per Item Classification |  | Not Applicable
953-2411 | 953-2411 | SPA, Solaria Manufacturer Rebate for # 112-0009, End Date 03/31/2020, Max Qty. , Solaria SPA Mohr Power , 6293 Mohr Power | -17.5 |  | No | Other | Shippable | 0 |  | Not Applicable as per Item Classification |  | Not Applicable
953-2412 | 953-2412 | SPA, Solaria Manufacturer Rebate for # 112-0007, End Date 03/31/2020, Max Qty. , Solaria SPA Mohr Power , 6293 Mohr Power | -17.75 |  | No | Other | Shippable | 0 |  | Not Applicable as per Item Classification |  | Not Applicable
953-2413 | 953-2413 | SPA, Solaria Manufacturer Rebate for # 110-1176, End Date 03/31/2020, Max Qty. , Solaria SPA Gilmore , 17328 Gilmore | -18 |  | No | Other | Shippable | 0 |  | Not Applicable as per Item Classification |  | Not Applicable
953-2414 | 953-2414 | SPA, Solaria Manufacturer Rebate for # 110-1153, End Date 03/31/2020, Max Qty. , Solaria SPA Gilmore , 17328 Gilmore | -17.75 |  | No | Other | Shippable | 0 |  | Not Applicable as per Item Classification |  | Not Applicable
953-2415 | 953-2415 | SPA, Solaria Manufacturer Rebate for # 112-0009, End Date 03/31/2020, Max Qty. , Solaria SPA Gilmore , 17328 Gilmore | -17.5 |  | No | Other | Shippable | 0 |  | Not Applicable as per Item Classification |  | Not Applicable
953-2416 | 953-2416 | SPA, Solaria Manufacturer Rebate for # 112-0007, End Date 03/31/2020, Max Qty. , Solaria SPA Gilmore , 17328 Gilmore | -17.75 |  | No | Other | Shippable | 0 |  | Not Applicable as per Item Classification |  | Not Applicable
953-2417 | 953-2417 | SPA, Solaria Manufacturer Rebate for # 110-1176, End Date 03/31/2020, Max Qty. , Solaria SPA Active Energies Solar LLC , 3099 Active Energies Solar LLC | -18 |  | No | Other | Shippable | 0 |  | Not Applicable as per Item Classification |  | Not Applicable
953-2418 | 953-2418 | SPA, Solaria Manufacturer Rebate for # 110-1153, End Date 03/31/2020, Max Qty. , Solaria SPA Active Energies Solar LLC , 3099 Active Energies Solar LLC | -17.75 |  | No | Other | Shippable | 0 |  | Not Applicable as per Item Classification |  | Not Applicable
953-2419 | 953-2419 | SPA, Solaria Manufacturer Rebate for # 112-0009, End Date 03/31/2020, Max Qty. , Solaria SPA Active Energies Solar LLC , 3099 Active Energies Solar LLC | -18 |  | No | Other | Shippable | 0 |  | Not Applicable as per Item Classification |  | Not Applicable
953-2420 | 953-2420 | SPA, Solaria Manufacturer Rebate for # 112-0007, End Date 03/31/2020, Max Qty. , Solaria SPA Active Energies Solar LLC , 3099 Active Energies Solar LLC | -17.75 |  | No | Other | Shippable | 0 |  | Not Applicable as per Item Classification |  | Not Applicable
953-2421 | 953-2421 | SPA, Solaria Manufacturer Rebate for # 110-1176, End Date 03/31/2019, Max Qty. , Solaria SPA I love My Solar, 203596 I love My Solar | -10.8 |  | No | Other | Shippable | 0 |  | Not Applicable as per Item Classification |  | Not Applicable
953-2422 | 953-2422 | SPA, Solaria Manufacturer Rebate for # 110-1153, End Date 03/31/2019, Max Qty. , Solaria SPA I love My Solar, 203596 I Love My Solar | -10.65 |  | No | Other | Shippable | 0 |  | Not Applicable as per Item Classification |  | Not Applicable
953-2423 | 953-2423 | SPA, Solaria Manufacturer Rebate for # 112-0009, End Date 03/31/2019, Max Qty. , Solaria SPA I love My Solar, 203596 I Love My Solar | -10.5 |  | No | Other | Shippable | 0 |  | Not Applicable as per Item Classification |  | Not Applicable
953-2424 | 953-2424 | SPA, Solaria Manufacturer Rebate for # 112-0007, End Date 03/31/2019, Max Qty. , Solaria SPA I love My Solar, 203596 I Love My Solar | -10.65 |  | No | Other | Shippable | 0 |  | Not Applicable as per Item Classification |  | Not Applicable
953-2425 | 953-2425 | SPA, Solaria Manufacturer Rebate for # 110-1176, End Date 03/31/2019, Max Qty. , Solaria SPA ACR, 3747 ACR | -10.8 |  | No | Other | Shippable | 0 |  | Not Applicable as per Item Classification |  | Not Applicable
953-2426 | 953-2426 | SPA, Solaria Manufacturer Rebate for # 110-1153, End Date 03/31/2019, Max Qty. , Solaria SPA ACR, 3747 ACR | -10.65 |  | No | Other | Shippable | 0 |  | Not Applicable as per Item Classification |  | Not Applicable
953-2427 | 953-2427 | SPA, Solaria Manufacturer Rebate for # 112-0009, End Date 03/31/2019, Max Qty. , Solaria SPA ACR, 3747 ACR | -10.5 |  | No | Other | Shippable | 0 |  | Not Applicable as per Item Classification |  | Not Applicable
953-2428 | 953-2428 | SPA, Solaria Manufacturer Rebate for # 112-0007, End Date 03/31/2019, Max Qty. , Solaria SPA ACR, 3747 ACR | -10.65 |  | No | Other | Shippable | 0 |  | Not Applicable as per Item Classification |  | Not Applicable
953-2429 | 953-2429 | SPA, Solaria Manufacturer Rebate for # 110-1176, End Date 03/31/2019, Max Qty. , Solaria SPA Illuminate, Illuminate | -10.8 |  | No | Other | Shippable | 0 |  | Not Applicable as per Item Classification |  | Not Applicable
953-2430 | 953-2430 | SPA, Solaria Manufacturer Rebate for # 110-1153, End Date 03/31/2019, Max Qty. , Solaria SPA Illuminate, Illuminate | -10.65 |  | No | Other | Shippable | 0 |  | Not Applicable as per Item Classification |  | Not Applicable
953-2431 | 953-2431 | SPA, Solaria Manufacturer Rebate for # 112-0009, End Date 03/31/2019, Max Qty. , Solaria SPA Illuminate, Illuminate | -14 |  | No | Other | Shippable | 0 |  | Not Applicable as per Item Classification |  | Not Applicable
953-2432 | 953-2432 | SPA, Solaria Manufacturer Rebate for # 112-0007, End Date 03/31/2019, Max Qty. , Solaria SPA Illuminate, Illuminate | -14.2 |  | No | Other | Shippable | 0 |  | Not Applicable as per Item Classification |  | Not Applicable
953-2433 | 953-2433 | SPA, Solaria Manufacturer Rebate for # 110-1176, End Date 03/31/2019, Max Qty. , Solaria SPA My Generation Energy Inc, 89496 My Generation Energy Inc | -10.8 |  | No | Other | Shippable | 0 |  | Not Applicable as per Item Classification |  | Not Applicable
953-2434 | 953-2434 | SPA, Solaria Manufacturer Rebate for # 110-1153, End Date 03/31/2020, Max Qty. , Solaria SPA My Generation Energy Inc, 89496 My Generation Energy Inc | -10.65 |  | No | Other | Shippable | 0 |  | Not Applicable as per Item Classification |  | Not Applicable
953-2435 | 953-2435 | SPA, Solaria Manufacturer Rebate for # 112-0009, End Date 03/31/2020, Max Qty. , Solaria SPA My Generation Energy Inc, 89496 My Generation Energy Inc | -10.5 |  | No | Other | Shippable | 0 |  | Not Applicable as per Item Classification |  | Not Applicable
953-2436 | 953-2436 | SPA, Solaria Manufacturer Rebate for # 112-0007, End Date 03/31/2020, Max Qty. , Solaria SPA My Generation Energy Inc, 89496 My Generation Energy Inc | -10.65 |  | No | Other | Shippable | 0 |  | Not Applicable as per Item Classification |  | Not Applicable
953-2437 | 953-2437 | SPA, Solaria Manufacturer Rebate for # 110-1176, End Date 03/31/2020, Gold level, 203313 Sunergy, Inc | -10 |  | No | Other | Shippable | 0 |  | Not Applicable as per Item Classification |  | Not Applicable
953-2438 | 953-2438 | SPA, Enphase Manufacturer Rebate for # 321-0215, End Date 12/31/2019, Max Qty. 1000, SPAD5UFQAI, 8426 High Definition Solar | -14.36 |  | No | Other | Shippable | 0 |  | Not Applicable as per Item Classification |  | Not Applicable
953-2439 | 953-2439 | SPA, Enphase Manufacturer Rebate for # 321-0216, End Date 12/31/2019, Max Qty. 400, SPAD5UFQAI, 8426 High Definition Solar | -14.64 |  | No | Other | Shippable | 0 |  | Not Applicable as per Item Classification |  | Not Applicable
953-2440 | 953-2440 | SPA, Enphase Manufacturer Rebate for # 321-0215, End Date 03/31/2020, Max Qty. 1000, SPAD0JXQAI, 6136 The Solar Guys Inc. DBA Compass Solar Energy | -13.05 |  | No | Other | Shippable | 0 |  | Not Applicable as per Item Classification |  | Not Applicable
953-2441 | 953-2441 | SPA, Enphase Manufacturer Rebate for # 321-0216, End Date 03/31/2020, Max Qty. 1000, SPAD0JXQAI, 6136 The Solar Guys Inc. DBA Compass Solar Energy | -12.3 |  | No | Other | Shippable | 0 |  | Not Applicable as per Item Classification |  | Not Applicable
953-2442 | 953-2442 | SPA, Enphase Manufacturer Rebate for # 321-0219, End Date 03/31/2020, Max Qty. 1000, SPAD0JXQAI, 6136 The Solar Guys Inc. DBA Compass Solar Energy | -13 |  | No | Other | Shippable | 0 |  | Not Applicable as per Item Classification |  | Not Applicable
953-2443 | 953-2443 | SPA, Solaria Manufacturer Rebate for # 110-1176, End Date 03/31/2020, Max Qty. , Solaria SPA ElectriCare, 1032 ElectriCare | -6.37 |  | No | Other | Shippable | 0 |  | Not Applicable as per Item Classification |  | Not Applicable
953-2444 | 953-2444 | SPA, Solaria Manufacturer Rebate for # 110-1153, End Date 03/31/2020, Max Qty. , Solaria SPA ElectriCare, 1032ElectriCare | -6.28 |  | No | Other | Shippable | 0 |  | Not Applicable as per Item Classification |  | Not Applicable
953-2445 | 953-2445 | SPA, Solaria Manufacturer Rebate for # 112-0009, End Date 03/31/2020, Max Qty. , Solaria SPA ElectriCare, 1032 ElectriCare | -8.28 |  | No | Other | Shippable | 0 |  | Not Applicable as per Item Classification |  | Not Applicable
953-2446 | 953-2446 | SPA, Solaria Manufacturer Rebate for # 112-0007, End Date 03/31/2020, Max Qty. , Solaria SPA ElectriCare, 1032 ElectriCare | -8.42 |  | No | Other | Shippable | 0 |  | Not Applicable as per Item Classification |  | Not Applicable
953-2447 | 953-2447 | SPA, ENPHASE Manufacturer Rebate for # 321-0216, End Date 03/31/2020, Max Qty. 1000, SPADWP7QAE, 89424 Creative Solar USA Inc | -12.83 |  | No | Other | Shippable | 0 |  | Not Applicable as per Item Classification |  | Not Applicable
953-2448 | 953-2448 | SPA, ENPHASE Manufacturer Rebate for # 321-0215, End Date 03/31/2020, Max Qty. 1000, SPADWP7QAE, 89424 Creative Solar USA Inc | -13.46 |  | No | Other | Shippable | 0 |  | Not Applicable as per Item Classification |  | Not Applicable
953-2449 | 953-2449 | SPA, SolarEdge Manufacturer Rebate for # 310-0599, End Date 12/31/2020, Max Qty. , SolarEdge SPA SOL110, 121482:1 The LeverEdge - SunTec Solar Energy - SPA | -168.15 |  | No | Other | Shippable | 0 |  | Not Applicable as per Item Classification |  | Not Applicable
953-2450 | 953-2450 | SPA, SolarEdge Manufacturer Rebate for # 310-0598, End Date 12/31/2020, Max Qty. , SolarEdge SPA SOL110, 121482:1 The LeverEdge - SunTec Solar Energy - SPA | -230.39 |  | No | Other | Shippable | 0 |  | Not Applicable as per Item Classification |  | Not Applicable
953-2451 | 953-2451 | SPA, SolarEdge Manufacturer Rebate for # 310-0596, End Date 12/31/2020, Max Qty. , SolarEdge SPA SOL110, 121482:1 The LeverEdge - SunTec Solar Energy - SPA | -219.16 |  | No | Other | Shippable | 0 |  | Not Applicable as per Item Classification |  | Not Applicable
953-2452 | 953-2452 | SPA, SolarEdge Manufacturer Rebate for # 565-0220, End Date 12/31/2020, Max Qty. , SolarEdge SPA SOL110, 121482:1 The LeverEdge - SunTec Solar Energy - SPA | -11.51 |  | No | Other | Shippable | 0 |  | Not Applicable as per Item Classification |  | Not Applicable
953-2453 | 953-2453 | SPA, Enphase Manufacturer Rebate for # 321-0216, End Date 03/31/2020, Max Qty. 1000, SPAD0JXQAI , 203576 Compas Solar Energy, Inc | -12.84 |  | No | Other | Shippable | 0 |  | Not Applicable as per Item Classification |  | Not Applicable
953-2454 | 953-2454 | SPA, Enphase Manufacturer Rebate for # 321-0219, End Date 03/31/2020, Max Qty. 1000, SPAD0JXQAI , 203576 Compas Solar Energy, Inc | -13.27 |  | No | Other | Shippable | 0 |  | Not Applicable as per Item Classification |  | Not Applicable
953-2455 | 953-2455 | SPA, Enphase Manufacturer Rebate for # 321-0215, End Date 03/31/2020, Max Qty. 1000, SPAD0JXQAI , 203576 Compas Solar Energy, Inc | -13.46 |  | No | Other | Shippable | 0 |  | Not Applicable as per Item Classification |  | Not Applicable
953-2456 | 953-2456 | SPA, Enphase Manufacturer Rebate for # 321-0215, End Date 03/31/2020, Max Qty. 400, SPADNYCQAI, 80633 Solar Roof Dynamics LLC | -11.85 |  | No | Other | Shippable | 0 |  | Not Applicable as per Item Classification |  | Not Applicable
953-2457 | 953-2457 | SPA, Enphase Manufacturer Rebate for # 321-0216, End Date 03/31/2020, Max Qty. 400, SPADNYCQAI, 80633 Solar Roof Dynamics LLC | -12.33 |  | No | Other | Shippable | 0 |  | Not Applicable as per Item Classification |  | Not Applicable
953-2458 | 953-2458 | SPA, Enphase Manufacturer Rebate for # 321-0215, End Date 03/31/2020, Max Qty. 1000, SPADMMMQAA, 203742 Ilum Solar | -13.36 |  | No | Other | Shippable | 0 |  | Not Applicable as per Item Classification |  | Not Applicable
953-2459 | 953-2459 | SPA, Enphase Manufacturer Rebate for # 321-0216, End Date 03/31/2020, Max Qty. 1000, SPADMMMQAA, 203742 Ilum Solar | -13.14 |  | No | Other | Shippable | 0 |  | Not Applicable as per Item Classification |  | Not Applicable
953-2460 | 953-2460 | SPA, Enphase Manufacturer Rebate for # 321-0219, End Date 03/31/2020, Max Qty. 1000, SPADMMMQAA, 203742 Ilum Solar | -13.27 |  | No | Other | Shippable | 0 |  | Not Applicable as per Item Classification |  | Not Applicable
953-2461 | 953-2461 | SPA, Enphase Manufacturer Rebate for # 321-0215, End Date 03/31/2020, Max Qty. 1000, SPADZT8QAA, 121482 The LeverEdge | -11.36 |  | No | Other | Shippable | 0 |  | Not Applicable as per Item Classification |  | Not Applicable
953-2462 | 953-2462 | SPA, Enphase Manufacturer Rebate for # 321-0216, End Date 03/31/2020, Max Qty. 1000, SPADZT8ZAA, 121482 The LeverEdge | -13.14 |  | No | Other | Shippable | 0 |  | Not Applicable as per Item Classification |  | Not Applicable
953-2463 | 953-2463 | SPA, Solaria Manufacturer Rebate for # 110-1176, End Date 03/31/2020, Max Qty. 300, SPA-2020Q1, CU:203596 I Love My Solar | -10.8 |  | No | Other | Shippable | 0 |  | Not Applicable as per Item Classification |  | Not Applicable
953-2464 | 953-2464 | SPA, Solaria Manufacturer Rebate for # 110-1153, End Date 03/31/2020, Max Qty. 300, SPA-2020Q1, CU:203596 I Love My Solar | -10.65 |  | No | Other | Shippable | 0 |  | Not Applicable as per Item Classification |  | Not Applicable
953-2465 | 953-2465 | SPA, Solaria Manufacturer Rebate for # 112-0009, End Date 03/31/2020, Max Qty. 300, SPA-2020Q1, CU:203596 I Love My Solar | -14 |  | No | Other | Shippable | 0 |  | Not Applicable as per Item Classification |  | Not Applicable
953-2466 | 953-2466 | SPA, Solaria Manufacturer Rebate for # 112-0007, End Date 03/31/2020, Max Qty. 300, SPA-2020Q1, CU:203596 I Love My Solar | -14.2 |  | No | Other | Shippable | 0 |  | Not Applicable as per Item Classification |  | Not Applicable
953-2467 | 953-2467 | SPA, Enphase Manufacturer Rebate for # 321-0215, End Date 03/31/2020, Max Qty. 700, SPADUYPQA2, 4271 HALCYON SOLAR CONSTRUCTION | -13.36 |  | No | Other | Shippable | 0 |  | Not Applicable as per Item Classification |  | Not Applicable
953-2468 | 953-2468 | SPA, Enphase Manufacturer Rebate for # 321-0216, End Date 03/31/2020, Max Qty. 700, SPADUYPQA2, 4271 HALCYON SOLAR CONSTRUCTION | -13.14 |  | No | Other | Shippable | 0 |  | Not Applicable as per Item Classification |  | Not Applicable
953-2469 | 953-2469 | SPA, Enphase Manufacturer Rebate for # 480-0123, End Date 03/31/2020, Max Qty. 5, SPADUYPQA2, 4271 HALCYON SOLAR CONSTRUCTION | -327.78 |  | No | Other | Shippable | 0 |  | Not Applicable as per Item Classification |  | Not Applicable
953-2470 | 953-2470 | SPA, Enphase Manufacturer Rebate for # 480-0124, End Date 03/31/2020, Max Qty. 10, SPADUYPQA2, 4271 HALCYON SOLAR CONSTRUCTION | -1033.33 |  | No | Other | Shippable | 0 |  | Not Applicable as per Item Classification |  | Not Applicable
953-2471 | 953-2471 | SPA, Enphase Manufacturer Rebate for # 321-0215, End Date 03/31/2020, Max Qty. 1000, SPADMYKQAI, 8426 High Definition Solar | -14.36 |  | No | Other | Shippable | 0 |  | Not Applicable as per Item Classification |  | Not Applicable
953-2472 | 953-2472 | SPA, Enphase Manufacturer Rebate for # 321-0216, End Date 03/31/2020, Max Qty. 1000, SPADMYKQAI, 8426 High Definition Solar | -14.64 |  | No | Other | Shippable | 0 |  | Not Applicable as per Item Classification |  | Not Applicable
953-2473 | 953-2473 | SPA, Enphase Manufacturer Rebate for # 321-0215, End Date 03/31/2020, Max Qty. 1000, SPADPHHQAA, 4202934 Platinum Sales Group, LLC dba SunStor Solar | -13.36 |  | No | Other | Shippable | 0 |  | Not Applicable as per Item Classification |  | Not Applicable
953-2474 | 953-2474 | SPA, Enphase Manufacturer Rebate for # 321-0216, End Date 03/31/2020, Max Qty. 400, SPADPHHQAA, 4202934 Platinum Sales Group, LLC dba SunStor Solar | -13.14 |  | No | Other | Shippable | 0 |  | Not Applicable as per Item Classification |  | Not Applicable
953-2475 | 953-2475 | SPA, Enphase Manufacturer Rebate for # 321-0215, End Date 03/31/2020, Max Qty. 13000, SPADGNNQAU, 203176 Energy Solutions Direct | -30.86 |  | No | Other | Shippable | 0 |  | Not Applicable as per Item Classification |  | Not Applicable
953-2476 | 953-2476 | SPA, Enphase Manufacturer Rebate for # 321-0216, End Date 03/31/2020, Max Qty. 1300, SPADGNNQAU, 203176 Energy Solutions Direct | -24.23 |  | No | Other | Shippable | 0 |  | Not Applicable as per Item Classification |  | Not Applicable
953-2477 | 953-2477 | SPA, Enphase Manufacturer Rebate for # 321-0219, End Date 03/31/2020, Max Qty. 1300, SPADGNNQAU, 203176 Energy Solutions Direct | -24.87 |  | No | Other | Shippable | 0 |  | Not Applicable as per Item Classification |  | Not Applicable
953-2478 | 953-2478 | SPA, Enphase Manufacturer Rebate for # 321-0216, End Date 06/29/2020, Max Qty. 376, SPAD32VQAQ, 4139 GREEN ALTERNATIVES, INC | -7.14 |  | No | Other | Shippable | 0 |  | Not Applicable as per Item Classification |  | Not Applicable
953-2479 | 953-2479 | SPA, Enphase Manufacturer Rebate for # 321-0216, End Date 03/31/2020, Max Qty. 1400, SPAD1QDQAI, 82214 Bermuda Engineering | -40.14 |  | No | Other | Shippable | 0 |  | Not Applicable as per Item Classification |  | Not Applicable
953-2480 | 953-2480 | SPA, Enphase Manufacturer Rebate for # 321-0219, End Date 03/31/2020, Max Qty. 1000, SPAD0CPQAI, 121382 Nova Solar Inc | -13.27 |  | No | Other | Shippable | 0 |  | Not Applicable as per Item Classification |  | Not Applicable
953-2481 | 953-2481 | SPA, Enphase Manufacturer Rebate for # 321-0215, End Date 03/31/2020, Max Qty. 1000, SPAD0CPQAI, 121382 Nova Solar Inc | -9.86 |  | No | Other | Shippable | 0 |  | Not Applicable as per Item Classification |  | Not Applicable
953-2482 | 953-2482 | SPA, Enphase Manufacturer Rebate for # 321-0216, End Date 03/31/2020, Max Qty. 1000, SPAD0CPQAI, 121382 Nova Solar Inc | -12.84 |  | No | Other | Shippable | 0 |  | Not Applicable as per Item Classification |  | Not Applicable
953-2483 | 953-2483 | SPA, Solaria Manufacturer Rebate for # 110-1176, End Date 03/31/2020, Max Qty. 300, Solaria SPA Burghad & Burghad, 4203400 BURGAD AND BURGAD | -10.8 |  | No | Other | Shippable | 0 |  | Not Applicable as per Item Classification |  | Not Applicable
953-2484 | 953-2484 | SPA, Solaria Manufacturer Rebate for # 110-1153, End Date 03/31/2020, Max Qty. 300, Solaria SPA Burghad & Burghad, 4203400 BURGAD AND BURGAD | -10.65 |  | No | Other | Shippable | 0 |  | Not Applicable as per Item Classification |  | Not Applicable
953-2485 | 953-2485 | SPA, Solaria Manufacturer Rebate for # 112-0009, End Date 03/31/2020, Max Qty. 300, Solaria SPA Burghad & Burghad, 4203400 BURGAD AND BURGAD | -14 |  | No | Other | Shippable | 0 |  | Not Applicable as per Item Classification |  | Not Applicable
953-2486 | 953-2486 | SPA, Solaria Manufacturer Rebate for # 112-0007, End Date 03/31/2020, Max Qty. 300, Solaria SPA Burghad & Burghad, 4203400 BURGAD AND BURGAD | -14.2 |  | No | Other | Shippable | 0 |  | Not Applicable as per Item Classification |  | Not Applicable
953-2487 | 953-2487 | SPA, Enphase Manufacturer Rebate for # 321-0215, End Date 03/31/2020, Max Qty. 1200, SPADLVCQAY, 88596 American Array Solar | -15.56 |  | No | Other | Shippable | 0 |  | Not Applicable as per Item Classification |  | Not Applicable
953-2488 | 953-2488 | SPA, Enphase Manufacturer Rebate for # 321-0216, End Date 03/31/2020, Max Qty. 700, SPADLVCQAY, 88596 American Array Solar | -14.69 |  | No | Other | Shippable | 0 |  | Not Applicable as per Item Classification |  | Not Applicable
953-2489 | 953-2489 | SPA, Enphase Manufacturer Rebate for # 321-0219, End Date 03/31/2020, Max Qty. 500, SPADLVCQAY, 88596 American Array Solar | -16.17 |  | No | Other | Shippable | 0 |  | Not Applicable as per Item Classification |  | Not Applicable
953-2490 | 953-2490 | SPA, Enphase Manufacturer Rebate for # 321-0223, End Date 03/31/2020, Max Qty. 300, SPADUTAQAM, 3853 Wholesale Solar, Inc | -14.26 |  | No | Other | Shippable | 0 |  | Not Applicable as per Item Classification |  | Not Applicable
953-2491 | 953-2491 | SPA, Enphase Manufacturer Rebate for # 321-0216, End Date 03/31/2020, Max Qty. 2000, SPADUTAQAM, 3853 Wholesale Solar, Inc | -15.14 |  | No | Other | Shippable | 0 |  | Not Applicable as per Item Classification |  | Not Applicable
953-2492 | 953-2492 | SPA, Enphase Manufacturer Rebate for # 480-0123, End Date 03/31/2020, Max Qty. 5, SPADUTAQAM, 3853 Wholesale Solar, Inc | -377.78 |  | No | Other | Shippable | 0 |  | Not Applicable as per Item Classification |  | Not Applicable
953-2493 | 953-2493 | SPA, Enphase Manufacturer Rebate for # 480-0124, End Date 03/31/2020, Max Qty. 10, SPADUTAQAM, 3853 Wholesale Solar, Inc | -1033.33 |  | No | Other | Shippable | 0 |  | Not Applicable as per Item Classification |  | Not Applicable
953-2494 | 953-2494 | SPA, Enphase Manufacturer Rebate for # 321-0215, End Date 03/31/2020, Max Qty. 400, SPADVTDQAA, 121996 Pennsylvania Solar Energy Co Inc | -11.83 |  | No | Other | Shippable | 0 |  | Not Applicable as per Item Classification |  | Not Applicable
953-2495 | 953-2495 | SPA, Enphase Manufacturer Rebate for # 321-0216, End Date 03/31/2020, Max Qty. 400, SPADVTDQAA, 121996 Pennsylvania Solar Energy Co Inc | -13.14 |  | No | Other | Shippable | 0 |  | Not Applicable as per Item Classification |  | Not Applicable
953-2496 | 953-2496 | SPA, SMA Manufacturer Rebate for # 310-0608, End Date 03/31/2020, Max Qty. , SMACHICO, 7471 CHICO ELECTRIC | -170.62 |  | No | Other | Shippable | 0 |  | Not Applicable as per Item Classification |  | Not Applicable
953-2497 | 953-2497 | SPA, SMA Manufacturer Rebate for # 310-0609, End Date 03/31/2020, Max Qty. , SMACHICO, 7471 CHICO ELECTRIC | -174.12 |  | No | Other | Shippable | 0 |  | Not Applicable as per Item Classification |  | Not Applicable
953-2498 | 953-2498 | SPA, SMA Manufacturer Rebate for # 310-0610, End Date 03/31/2020, Max Qty. , SMACHICO, 7471 CHICO ELECTRIC | -216.51 |  | No | Other | Shippable | 0 |  | Not Applicable as per Item Classification |  | Not Applicable
953-2499 | 953-2499 | SPA, SMA Manufacturer Rebate for # 310-0611, End Date 03/31/2020, Max Qty. , SMACHICO, 7471 CHICO ELECTRIC | -235.54 |  | No | Other | Shippable | 0 |  | Not Applicable as per Item Classification |  | Not Applicable
953-2500 | 953-2500 | SPA, SMA Manufacturer Rebate for # 310-0612, End Date 03/31/2020, Max Qty. , SMACHICO, 7471 CHICO ELECTRIC | -290.93 |  | No | Other | Shippable | 0 |  | Not Applicable as per Item Classification |  | Not Applicable
953-2501 | 953-2501 | SPA, SMA Manufacturer Rebate for # 310-0613, End Date 03/31/2020, Max Qty. , SMACHICO, 7471 CHICO ELECTRIC | -331.7 |  | No | Other | Shippable | 0 |  | Not Applicable as per Item Classification |  | Not Applicable
953-2502 | 953-2502 | SPA, SMA Manufacturer Rebate for # 330-0547, End Date 03/31/2020, Max Qty. , SMACHICO, 7471 CHICO ELECTRIC | -752 |  | No | Other | Shippable | 0 |  | Not Applicable as per Item Classification |  | Not Applicable
953-2503 | 953-2503 | SPA, SMA Manufacturer Rebate for # 330-0548, End Date 03/31/2020, Max Qty. , SMACHICO, 7471 CHICO ELECTRIC | -1026.71 |  | No | Other | Shippable | 0 |  | Not Applicable as per Item Classification |  | Not Applicable
953-2504 | 953-2504 | SPA, SMA Manufacturer Rebate for # 330-0549, End Date 03/31/2020, Max Qty. , SMACHICO, 7471 CHICO ELECTRIC | -867.04 |  | No | Other | Shippable | 0 |  | Not Applicable as per Item Classification |  | Not Applicable
953-2505 | 953-2505 | SPA, SolarEdge Manufacturer Rebate for # 570-0240, End Date 03/31/2020, Max Qty. , SOL180301, 121490 Energy Enterprises USA, Inc. dba Canopy Energy | -40.18 |  | No | Other | Shippable | 0 |  | Not Applicable as per Item Classification |  | Not Applicable
953-2506 | 953-2506 | SPA, Panasonic Manufacturer Rebate for # 110-1127, End Date 03/31/2020, Max Qty. , 01/13/2020 Panasonic Special Price Agreement, 4203536 Newport Electric Construction Corp dba NEC Solar | -46.2 |  | No | Other | Shippable | 0 |  | Not Applicable as per Item Classification |  | Not Applicable
953-2507 | 953-2507 | SPA, Panasonic Manufacturer Rebate for # 110-1202, End Date 03/31/2020, Max Qty. , 01/13/2020 Panasonic Special Price Agreement, 4203536 Newport Electric Construction Corp dba NEC Solar | -46.9 |  | No | Other | Shippable | 0 |  | Not Applicable as per Item Classification |  | Not Applicable
953-2508 | 953-2508 | SPA, Panasonic Manufacturer Rebate for # 110-1126, End Date 03/31/2020, Max Qty. , 01/13/2020 Panasonic Special Price Agreement, 4203536 Newport Electric Construction Corp dba NEC Solar | -46.9 |  | No | Other | Shippable | 0 |  | Not Applicable as per Item Classification |  | Not Applicable
953-2509 | 953-2509 | SPA, Panasonic Manufacturer Rebate for # 110-1223, End Date 03/31/2020, Max Qty. , 01/13/2020 Panasonic Special Price Agreement, 4203536 Newport Electric Construction Corp dba NEC Solar | -45.5 |  | No | Other | Shippable | 0 |  | Not Applicable as per Item Classification |  | Not Applicable
953-2510 | 953-2510 | SPA, SMA Manufacturer Rebate for # 310-0608, End Date 03/31/2020, Max Qty. , SMASPATheLeveredge, 121482 The LeverEdge | -161.47 |  | No | Other | Shippable | 0 |  | Not Applicable as per Item Classification |  | Not Applicable
953-2511 | 953-2511 | SPA, SMA Manufacturer Rebate for # 310-0609, End Date 03/31/2020, Max Qty. , SMASPATheLeveredge, 121482 The LeverEdge | -164.71 |  | No | Other | Shippable | 0 |  | Not Applicable as per Item Classification |  | Not Applicable
953-2512 | 953-2512 | SPA, SMA Manufacturer Rebate for # 310-0610, End Date 03/31/2020, Max Qty. , SMASPATheLeveredge, 121482 The LeverEdge | -206.86 |  | No | Other | Shippable | 0 |  | Not Applicable as per Item Classification |  | Not Applicable
953-2513 | 953-2513 | SPA, SMA Manufacturer Rebate for # 310-0611, End Date 03/31/2020, Max Qty. , SMASPATheLeveredge, 121482 The LeverEdge | -225.18 |  | No | Other | Shippable | 0 |  | Not Applicable as per Item Classification |  | Not Applicable
953-2514 | 953-2514 | SPA, SMA Manufacturer Rebate for # 310-0612, End Date 03/31/2020, Max Qty. , SMASPATheLeveredge, 121482 The LeverEdge | -279.63 |  | No | Other | Shippable | 0 |  | Not Applicable as per Item Classification |  | Not Applicable
953-2515 | 953-2515 | SPA, SMA Manufacturer Rebate for # 310-0613, End Date 03/31/2020, Max Qty. , SMASPATheLeveredge, 121482 The LeverEdge | -319.84 |  | No | Other | Shippable | 0 |  | Not Applicable as per Item Classification |  | Not Applicable
953-2516 | 953-2516 | SPA, Panasonic Manufacturer Rebate for # 110-1127, End Date 03/31/2020, Max Qty. , PANAADDY, 80371 Addy Electric | -46.98 |  | No | Other | Shippable | 0 |  | Not Applicable as per Item Classification |  | Not Applicable
953-2517 | 953-2517 | SPA, Panasonic Manufacturer Rebate for # 110-1127, End Date 03/31/2020, Max Qty. , PANAMilestone, 7748 Milestone Solar | -26.4 |  | No | Other | Shippable | 0 |  | Not Applicable as per Item Classification |  | Not Applicable
953-2518 | 953-2518 | SPA, Panasonic Manufacturer Rebate for # 112-0008, End Date 03/31/2020, Max Qty. , PANAMilestone, 7748 Milestone Solar | -26.4 |  | No | Other | Shippable | 0 |  | Not Applicable as per Item Classification |  | Not Applicable
953-2519 | 953-2519 | SPA, Panasonic Manufacturer Rebate for # 110-1223, End Date 03/31/2020, Max Qty. , PANAMilestone, 7748 Milestone Solar | -26 |  | No | Other | Shippable | 0 |  | Not Applicable as per Item Classification |  | Not Applicable
953-2520 | 953-2520 | SPA, Panasonic Manufacturer Rebate for # 110-1202, End Date 03/31/2020, Max Qty. , PANAMilestone, 7748 Milestone Solar | -26.8 |  | No | Other | Shippable | 0 |  | Not Applicable as per Item Classification |  | Not Applicable
953-2521 | 953-2521 | SPA, Panasonic Manufacturer Rebate for # 110-1203, End Date 03/31/2020, Max Qty. , PANAMilestone, 7748 Milestone Solar | -27.2 |  | No | Other | Shippable | 0 |  | Not Applicable as per Item Classification |  | Not Applicable
953-2522 | 953-2522 | SPA, Panasonic Manufacturer Rebate for # 110-1127, End Date 03/31/2020, Max Qty. , PANAAztec, 9008 Aztec Solar, Inc | -43.68 |  | No | Other | Shippable | 0 |  | Not Applicable as per Item Classification |  | Not Applicable
953-2523 | 953-2523 | SPA, Solaria 355w PV Module Manufacturer Rebate for # 110-1153, End Date 03/31/2020, Max Qty. , SPA-2020Q1, 11779 Hesolar LLC | -35.51 |  | No | Other | Shippable | 0 |  | Not Applicable as per Item Classification |  | Not Applicable
953-2524 | 953-2524 | SPA, Solaria 360w PV Module Manufacturer Rebate for # 110-1176, End Date 03/31/2020, Max Qty. , SPA-2020Q1, 11779 Hesolar LLC | -36.02 |  | No | Other | Shippable | 0 |  | Not Applicable as per Item Classification |  | Not Applicable
953-2525 | 953-2525 | SPA, Solaria 355W PV Module Manufacture Rebate for # 110-1153, End Date 03/31/2020, Max Qty., SPA-2020Q1, 29945 Dogwood Solar, LLC | -35.51 |  | No | Other | Shippable | 0 |  | Not Applicable as per Item Classification |  | Not Applicable
953-2526 | 953-2526 | SPA, Solaria 360W PV Module Manufacture Rebate for # 110-1176, End Date 03/31/2020, Max Qty., SPA-2020Q1, 29945 Dogwood Solar, LLC | -36.02 |  | No | Other | Shippable | 0 |  | Not Applicable as per Item Classification |  | Not Applicable
953-2527 | 953-2527 | SPA, Solaria 355w PV Module Manufacturer Rebate for # 110-1153, End Date 03/31/2020, Max Qty. , SPA-2020Q1, 6600 CAM Solar INC | -35.51 |  | No | Other | Shippable | 0 |  | Not Applicable as per Item Classification |  | Not Applicable
953-2528 | 953-2528 | SPA, Solaria 360w PV Module Manufacturer Rebate for # 110-1176, End Date 03/31/2020, Max Qty. , SPA-2020Q1, 6600 CAM Solar INC | -36.02 |  | No | Other | Shippable | 0 |  | Not Applicable as per Item Classification |  | Not Applicable
953-2529 | 953-2529 | SPA, PANASONIC CORPORATION OF NORTH AMERICA Manufacturer Rebate for # 110-1127, End Date 03/31/2020, Max Qty. , PANAFreedom, 80189 Freedom Forever, LLC | -20.58 |  | No | Other | Shippable | 0 |  | Not Applicable as per Item Classification |  | Not Applicable
953-2530 | 953-2530 | SPA, PANASONIC CORPORATION OF NORTH AMERICA Manufacturer Rebate for # 110-1182, End Date 03/31/2020, Max Qty. , PANAFreedom, 80189 Freedom Forever, LLC | -19.95 |  | No | Other | Shippable | 0 |  | Not Applicable as per Item Classification |  | Not Applicable
953-2531 | 953-2531 | SPA, PANASONIC CORPORATION OF NORTH AMERICA Manufacturer Rebate for # 110-1154, End Date 03/31/2020, Max Qty. , PANAFreedom, 80189 Freedom Forever, LLC | -19.95 |  | No | Other | Shippable | 0 |  | Not Applicable as per Item Classification |  | Not Applicable
953-2532 | 953-2532 | SPA, PANASONIC CORPORATION OF NORTH AMERICA Manufacturer Rebate for # 110-1126, End Date 03/31/2020, Max Qty. , PANAFreedom, 80189 Freedom Forever, LLC | 7.19 |  | No | Other | Shippable | 0 |  | Not Applicable as per Item Classification |  | Not Applicable
953-2533 | 953-2533 | SPA, PANASONIC CORPORATION OF NORTH AMERICA Manufacturer Rebate for # 110-1202, End Date 03/31/2020, Max Qty. , PANAFreedom, 80189 Freedom Forever, LLC | -12.88 |  | No | Other | Shippable | 0 |  | Not Applicable as per Item Classification |  | Not Applicable
953-2534 | 953-2534 | SPA, PANASONIC CORPORATION OF NORTH AMERICA Manufacturer Rebate for # 112-0008, End Date 03/31/2020, Max Qty. , PANAFreedom, 80189 Freedom Forever, LLC | -38.41 |  | No | Other | Shippable | 0 |  | Not Applicable as per Item Classification |  | Not Applicable
953-2535 | 953-2535 | SPA, SolarEdge Manufacturer Rebate for # 310-0599, End Date 09/30/2020, Max Qty. , SOL56, 7155:1 Border States - Renu - SPA | -252.05 |  | No | Other | Shippable | 0 |  | Not Applicable as per Item Classification |  | Not Applicable
953-2536 | 953-2536 | SPA, SolarEdge Manufacturer Rebate for # 310-0598, End Date 09/30/2020, Max Qty. , SOL56, 7155:1 Border States - Renu - SPA | -318.42 |  | No | Other | Shippable | 0 |  | Not Applicable as per Item Classification |  | Not Applicable
953-2537 | 953-2537 | SPA, SolarEdge Manufacturer Rebate for # 310-0597, End Date 09/30/2020, Max Qty. , SOL56, 7155:1 Border States - Renu - SPA | -308.78 |  | No | Other | Shippable | 0 |  | Not Applicable as per Item Classification |  | Not Applicable
953-2538 | 953-2538 | SPA, Solaria Manufacturer Rebate for # 110-1153, End Date 03/31/2019, Max Qty. , Solaria SPA Moonlight Electric , Moonlight Electric | -28.4 |  | No | Other | Shippable | 0 |  | Not Applicable as per Item Classification |  | Not Applicable
953-2539 | 953-2539 | SPA, SolarEdge Manufacturer Rebate for # 310-0596, End Date 09/30/2020, Max Qty. , SOL56, 7155:1 Border States - Renu - SPA | -306.37 |  | No | Other | Shippable | 0 |  | Not Applicable as per Item Classification |  | Not Applicable
953-2540 | 953-2540 | SPA, SolarEdge Manufacturer Rebate for # 310-0595, End Date 09/30/2020, Max Qty. , SOL56, 7155:1 Border States - Renu - SPA | -167.23 |  | No | Other | Shippable | 0 |  | Not Applicable as per Item Classification |  | Not Applicable
953-2541 | 953-2541 | SPA, SolarEdge Manufacturer Rebate for # 565-0205, End Date 09/30/2020, Max Qty. , SOL56, 7155:1 Border States - Renu - SPA | -14.64 |  | No | Other | Shippable | 0 |  | Not Applicable as per Item Classification |  | Not Applicable
953-2542 | 953-2542 | SPA, SolarEdge Manufacturer Rebate for # 565-0206, End Date 09/30/2020, Max Qty. , SOL56, 7155:1 Border States - Renu - SPA | -14.95 |  | No | Other | Shippable | 0 |  | Not Applicable as per Item Classification |  | Not Applicable
953-2543 | 953-2543 | SPA, SolarEdge Manufacturer Rebate for # 565-0220, End Date 09/30/2020, Max Qty. , SOL56, 7155:1 Border States - Renu - SPA | -14.73 |  | No | Other | Shippable | 0 |  | Not Applicable as per Item Classification |  | Not Applicable
953-2544 | 953-2544 | SPA, SolarEdge Manufacturer Rebate for # 565-0108, End Date 09/30/2020, Max Qty. , SOL56, 7155:1 Border States - Renu - SPA | -15.52 |  | No | Other | Shippable | 0 |  | Not Applicable as per Item Classification |  | Not Applicable
953-2545 | 953-2545 | SPA, Panasonic Manufacturer Rebate for # 110-1127, End Date 03/31/2020, Max Qty. , PANASolarServc, 3370 SOLAR SERVICES | -16.5 |  | No | Other | Shippable | 0 |  | Not Applicable as per Item Classification |  | Not Applicable
953-2546 | 953-2546 | SPA, Panasonic Manufacturer Rebate for # 112-0008, End Date 03/31/2020, Max Qty. , PANASolarServc, 3370 SOLAR SERVICES | -16.5 |  | No | Other | Shippable | 0 |  | Not Applicable as per Item Classification |  | Not Applicable
953-2547 | 953-2547 | SPA, Panasonic Manufacturer Rebate for # 110-1223, End Date 03/31/2020, Max Qty. , PANASolarServc, 3370 SOLAR SERVICES | -16.25 |  | No | Other | Shippable | 0 |  | Not Applicable as per Item Classification |  | Not Applicable
953-2548 | 953-2548 | SPA, Panasonic Manufacturer Rebate for # 110-1202, End Date 03/31/2020, Max Qty. , PANASolarServc, 3370 SOLAR SERVICES | -16.75 |  | No | Other | Shippable | 0 |  | Not Applicable as per Item Classification |  | Not Applicable
953-2549 | 953-2549 | SPA, Panasonic Manufacturer Rebate for # 110-1203, End Date 03/31/2020, Max Qty. , PANASolarServc, 3370 SOLAR SERVICES | -17 |  | No | Other | Shippable | 0 |  | Not Applicable as per Item Classification |  | Not Applicable
953-2550 | 953-2550 | SPA, Panasonic Manufacturer Rebate for # 110-1127, End Date 03/31/2020, Max Qty. N/A, Blanket SPA, 80298 AS ELECTRIC | -23.18 |  | No | Other | Shippable | 0 |  | Not Applicable as per Item Classification |  | Not Applicable
953-2551 | 953-2551 | SPA, Panasonic Manufacturer Rebate for # 110-1127, End Date 03/31/2020, Max Qty. , 20534 Dan Boyd, 2020b SPA Sheet Soligent_Central Region as of 1.1.20 | -16.5 |  | No | Other | Shippable | 0 |  | Not Applicable as per Item Classification |  | Not Applicable
953-2552 | 953-2552 | SPA, Panasonic Manufacturer Rebate for # 110-1202, End Date 03/31/2020, Max Qty. , 20534 Dan Boyd, 2020b SPA Sheet Soligent_Central Region as of 1.1.20 | -16.75 |  | No | Other | Shippable | 0 |  | Not Applicable as per Item Classification |  | Not Applicable
953-2553 | 953-2553 | SPA, Panasonic Manufacturer Rebate for # 110-1126, End Date 03/31/2020, Max Qty. , 20534 Dan Boyd, 2020b SPA Sheet Soligent_Central Region as of 1.1.20 | -16.25 |  | No | Other | Shippable | 0 |  | Not Applicable as per Item Classification |  | Not Applicable
953-2554 | 953-2554 | SPA, Panasonic Manufacturer Rebate for # 110-1223, End Date 03/31/2020, Max Qty. , 20534 Dan Boyd, 2020b SPA Sheet Soligent_Central Region as of 1.1.20 | -16.25 |  | No | Other | Shippable | 0 |  | Not Applicable as per Item Classification |  | Not Applicable
953-2555 | 953-2555 | SPA, Enphase Manufacturer Rebate for # 321-0219, End Date 03/31/2020, Max Qty. 500, SPAD08SQAQ, 10454 - Solar Solution LLC | -26.47 |  | No | Other | Shippable | 0 |  | Not Applicable as per Item Classification |  | Not Applicable
953-2556 | 953-2556 | SPA, Enphase Manufacturer Rebate for # 321-0215, End Date 03/31/2020, Max Qty. 500, SPAD08SQAQ, 10454 - Solar Solution LLC | -26.66 |  | No | Other | Shippable | 0 |  | Not Applicable as per Item Classification |  | Not Applicable
953-2557 | 953-2557 | SPA, Enphase Manufacturer Rebate for # 321-0216, End Date 03/31/2020, Max Qty. 3500, SPAD08SQAQ, 10454 - Solar Solution LLC | -26.04 |  | No | Other | Shippable | 0 |  | Not Applicable as per Item Classification |  | Not Applicable
953-2558 | 953-2558 | SPA, SolarEdge Manufacturer Rebate for # 310-0600, End Date 09/30/2020, Max Qty. , SOL56, 7155:1 Border States - Renu - SPA | -258.32 |  | No | Other | Shippable | 0 |  | Not Applicable as per Item Classification |  | Not Applicable
953-2559 | 953-2559 | SPA, Solaria Manufacturer Rebate for # 110-1176, End Date 03/31/2020, Max Qty. , 1/16/2020 E-mail Tom Thompson, 122039 Florida Solar & Air | -27.6 |  | No | Other | Shippable | 0 |  | Not Applicable as per Item Classification |  | Not Applicable
953-2561 | 953-2561 | SPA, Solaria Manufacturer Rebate for # 112-0010, End Date 03/31/2020, Max Qty. Max, SPA-2020Q1, 5532 ABC SOLAR INC. | -14.6 |  | No | Other | Shippable | 0 |  | Not Applicable as per Item Classification |  | Not Applicable
953-2562 | 953-2562 | SPA, Solaria Manufacturer Rebate for # 110-1176, End Date 03/31/2020, Max Qty. Max, SPA-2020Q1, 5532 ABC SOLAR INC. | -10.8 |  | No | Other | Shippable | 0 |  | Not Applicable as per Item Classification |  | Not Applicable
953-2563 | 953-2563 | SPA, Solaria Manufacturer Rebate for # 110-1222, End Date 03/31/2020, Max Qty. Max, SPA-2020Q1, 5532 ABC SOLAR INC. | -11.1 |  | No | Other | Shippable | 0 |  | Not Applicable as per Item Classification |  | Not Applicable
953-2564 | 953-2564 | SPA, Enphase Manufacturer Rebate for # 321-0215, End Date 03/31/2020, Max Qty. 600, SPADIOXQAA , 30870 Icon Solar Power | -13.61 |  | No | Other | Shippable | 0 |  | Not Applicable as per Item Classification |  | Not Applicable
953-2565 | 953-2565 | SPA, Enphase Manufacturer Rebate for # 321-0216, End Date 03/31/2020, Max Qty. 1000, SPADIOXQAA , 30870 Icon Solar Power | -20.89 |  | No | Other | Shippable | 0 |  | Not Applicable as per Item Classification |  | Not Applicable
953-2566 | 953-2566 | SPA, Panasonic Manufacturer Rebate for # 110-1223, End Date 03/31/2020, Max Qty. 250kw, Panasonic FirstPV Inc dba SolarUnion, 80786 FirstPV Inc dba SolarUnion | -36.61 |  | No | Other | Shippable | 0 |  | Not Applicable as per Item Classification |  | Not Applicable
953-2567 | 953-2567 | SPA, Panasonic Manufacturer Rebate for # 110-1126, End Date 03/31/2020, Max Qty. 250kw, Panasonic FirstPV Inc dba SolarUnion, 80786 FirstPV Inc dba SolarUnion | -14.8 |  | No | Other | Shippable | 0 |  | Not Applicable as per Item Classification |  | Not Applicable
953-2568 | 953-2568 | SPA, Panasonic Manufacturer Rebate for # 110-1127, End Date 03/31/2020, Max Qty. 250kw, Panasonic FirstPV Inc dba SolarUnion, 80786 FirstPV Inc dba SolarUnion | -37.18 |  | No | Other | Shippable | 0 |  | Not Applicable as per Item Classification |  | Not Applicable
953-2569 | 953-2569 | SPA, Panasonic Manufacturer Rebate for # 110-1202, End Date 03/31/2020, Max Qty. 250kw, Panasonic FirstPV Inc dba SolarUnion, 80786 FirstPV Inc dba SolarUnion | -38.02 |  | No | Other | Shippable | 0 |  | Not Applicable as per Item Classification |  | Not Applicable
953-2570 | 953-2570 | SPA, Panasonic Manufacturer Rebate for # 110-1203, End Date 03/31/2020, Max Qty. 250kw, Panasonic FirstPV Inc dba SolarUnion, 80786 FirstPV Inc dba SolarUnion | -33.35 |  | No | Other | Shippable | 0 |  | Not Applicable as per Item Classification |  | Not Applicable
953-2571 | 953-2571 | SPA, Solaria Manufacturer Rebate for # 112-0007, End Date 03/31/2020, Max Qty. , 1/16/2020 E-mail Tom Thompson, 122039 Florida Solar & Air | -13.02 |  | No | Other | Shippable | 0 |  | Not Applicable as per Item Classification |  | Not Applicable
953-2572 | 953-2572 | SPA, Solaria Manufacturer Rebate for # 112-0010, End Date 03/31/2020, Max Qty. , 1/16/2020 E-mail Tom Thompson, 122039 Florida Solar & Air | -36.5 |  | No | Other | Shippable | 0 |  | Not Applicable as per Item Classification |  | Not Applicable
953-2573 | 953-2573 | SPA, Solaria Manufacturer Rebate for # 110-1176, End Date 03/31/2020, Max Qty. , 1/16/2020 E-mail Tom Thompson, 122039 Florida Solar & Air | -36 |  | No | Other | Shippable | 0 |  | Not Applicable as per Item Classification |  | Not Applicable
953-2574 | 953-2574 | SPA, Solaria Manufacturer Rebate for # 110-1176, End Date 06/30/2020, Max Qty. 250, SPA-2020Q1, 9225 Sun First! | -18 |  | No | Other | Shippable | 0 |  | Not Applicable as per Item Classification |  | Not Applicable
953-2575 | 953-2575 | SPA, Solaria Manufacturer Rebate for # 112-0007, End Date 06/30/2020, Max Qty. 250, SPA-2020Q1, 9225 Sun First! | -20.17 |  | No | Other | Shippable | 0 |  | Not Applicable as per Item Classification |  | Not Applicable
953-2576 | 953-2576 | SPA, Enphase Manufacturer Rebate for # 321-0215, End Date 03/31/2020, Max Qty. 5000, SPADADJQAM, 4202999 Phoenix Solar Energy | -25.36 |  | No | Other | Shippable | 0 |  | Not Applicable as per Item Classification |  | Not Applicable
953-2577 | 953-2577 | SPA, Enphase Manufacturer Rebate for # 321-0216, End Date 03/31/2020, Max Qty. 700, SPADADJQAM, 4202999 Phoenix Solar Energy | -21.14 |  | No | Other | Shippable | 0 |  | Not Applicable as per Item Classification |  | Not Applicable
953-2578 | 953-2578 | SPA, Enphase Manufacturer Rebate for # 321-0223, End Date 03/31/2020, Max Qty. 250, SPADADJQAM, 4202999 Phoenix Solar Energy | -26.86 |  | No | Other | Shippable | 0 |  | Not Applicable as per Item Classification |  | Not Applicable
953-2579 | 953-2579 | SPA, Enphase Manufacturer Rebate for # 321-0215, End Date 03/31/2020, Max Qty. 15000, SPADY7QQAQ , 4202957 Meraki Solar LLC | -23.69 |  | No | Other | Shippable | 0 |  | Not Applicable as per Item Classification |  | Not Applicable
953-2580 | 953-2580 | SPA, Enphase Manufacturer Rebate for # 321-0216, End Date 03/31/2020, Max Qty. 15000, SPADY7QQAQ , 4202957 Meraki Solar LLC | -28.02 |  | No | Other | Shippable | 0 |  | Not Applicable as per Item Classification |  | Not Applicable
953-2581 | 953-2581 | SPA, Enphase Manufacturer Rebate for # 480-0124, End Date 06/30/2020, Max Qty. 3, SPADKPIQAQ, 82214 Bermuda Engineering | -952.33 |  | No | Other | Shippable | 0 |  | Not Applicable as per Item Classification |  | Not Applicable
953-2582 | 953-2582 | SPA, Enphase Manufacturer Rebate for # 480-0123, End Date 06/30/2020, Max Qty. 5, SPADKPIQAQ, 82214 Bermuda Engineering | -278.78 |  | No | Other | Shippable | 0 |  | Not Applicable as per Item Classification |  | Not Applicable
953-2583 | 953-2583 | SPA, Enphase Manufacturer Rebate for # 321-0215, End Date 03/31/2020, Max Qty. 2500, SPADDCPQAI, 4202934 Platinum Sales Group, LLC dba SunStor Solar | -17.36 |  | No | Other | Shippable | 0 |  | Not Applicable as per Item Classification |  | Not Applicable
953-2584 | 953-2584 | SPA, Enphase Manufacturer Rebate for # 321-0216, End Date 03/31/2020, Max Qty. 2500, SPADDCPQAI, 4202934 Platinum Sales Group, LLC dba SunStor Solar | -17.14 |  | No | Other | Shippable | 0 |  | Not Applicable as per Item Classification |  | Not Applicable
953-2585 | 953-2585 | SPA, Solaria Manufacturer Rebate for # 110-1176, End Date 03/31/2020, Max Qty. , Q12020Solaria, 4203286 TRsolar | -18 |  | No | Other | Shippable | 0 |  | Not Applicable as per Item Classification |  | Not Applicable
953-2586 | 953-2586 | SPA, PANASONIC CORPORATION OF NORTH AMERICA Manufacturer Rebate for # 110-1127, End Date 03/31/2020, Max Qty. , PanaBell, 4203842 Bell Electrical Systems LLC | -39.28 |  | No | Other | Shippable | 0 |  | Not Applicable as per Item Classification |  | Not Applicable
953-2587 | 953-2587 | SPA, PANASONIC CORPORATION OF NORTH AMERICA Manufacturer Rebate for # 110-1154, End Date 03/31/2020, Max Qty. , PanaBell, 4203842 Bell Electrical Systems LLC | -38.08 |  | No | Other | Shippable | 0 |  | Not Applicable as per Item Classification |  | Not Applicable
953-2588 | 953-2588 | SPA, PANASONIC CORPORATION OF NORTH AMERICA Manufacturer Rebate for # 110-1126, End Date 03/31/2020, Max Qty. , PanaBell, 4203842 Bell Electrical Systems LLC | -22.75 |  | No | Other | Shippable | 0 |  | Not Applicable as per Item Classification |  | Not Applicable
953-2589 | 953-2589 | SPA, PANASONIC CORPORATION OF NORTH AMERICA Manufacturer Rebate for # 110-1203, End Date 03/31/2020, Max Qty. , PanaBell, 4203842 Bell Electrical Systems LLC | -41.38 |  | No | Other | Shippable | 0 |  | Not Applicable as per Item Classification |  | Not Applicable
953-2590 | 953-2590 | SPA, PANASONIC CORPORATION OF NORTH AMERICA Manufacturer Rebate for # 112-0008, End Date 03/31/2020, Max Qty. , PanaBell, 4203842 Bell Electrical Systems LLC | -47.31 |  | No | Other | Shippable | 0 |  | Not Applicable as per Item Classification |  | Not Applicable
953-2591 | 953-2591 | SPA, Solaria Manufacturer Rebate for # 112-0007, End Date 03/31/2020, Max Qty. Max, SPA-2020Q1, 203664 Jovic Construction Inc | -14.2 |  | No | Other | Shippable | 0 |  | Not Applicable as per Item Classification |  | Not Applicable
953-2592 | 953-2592 | SPA, Solaria Manufacturer Rebate for # 112-0010, End Date 03/31/2020, Max Qty. Max, SPA-2020Q1, 203664 Jovic Construction Inc | -14.6 |  | No | Other | Shippable | 0 |  | Not Applicable as per Item Classification |  | Not Applicable
953-2593 | 953-2593 | SPA, Solaria Manufacturer Rebate for # 110-1176, End Date 03/31/2020, Max Qty. Max, SPA-2020Q1, 203664 Jovic Construction Inc | -10.8 |  | No | Other | Shippable | 0 |  | Not Applicable as per Item Classification |  | Not Applicable
953-2594 | 953-2594 | SPA, Solaria Manufacturer Rebate for # 110-1222, End Date 03/31/2020, Max Qty. Max, SPA-2020Q1, 203664 Jovic Construction Inc | -11.1 |  | No | Other | Shippable | 0 |  | Not Applicable as per Item Classification |  | Not Applicable
953-2595 | 953-2595 | SPA, Solaria Manufacturer Rebate for # 112-0007, End Date 03/31/2020, Max Qty. Max, SPA-2020Q1, 121305 Simply Solar LLC | -14.2 |  | No | Other | Shippable | 0 |  | Not Applicable as per Item Classification |  | Not Applicable
953-2596 | 953-2596 | SPA, Solaria Manufacturer Rebate for # 112-0010, End Date 03/31/2020, Max Qty. Max, SPA-2020Q1, 121305 Simply Solar LLC | -14.6 |  | No | Other | Shippable | 0 |  | Not Applicable as per Item Classification |  | Not Applicable
953-2597 | 953-2597 | SPA, Solaria Manufacturer Rebate for # 110-1176, End Date 03/31/2020, Max Qty. Max, SPA-2020Q1, 121305 Simply Solar LLC | -10.8 |  | No | Other | Shippable | 0 |  | Not Applicable as per Item Classification |  | Not Applicable
953-2598 | 953-2598 | SPA, Solaria Manufacturer Rebate for # 110-1222, End Date 03/31/2020, Max Qty. Max, SPA-2020Q1, 121305 Simply Solar LLC | -11.1 |  | No | Other | Shippable | 0 |  | Not Applicable as per Item Classification |  | Not Applicable
953-2599 | 953-2599 | SPA, Solaria Manufacturer Rebate for # 112-0007, End Date 03/31/2020, Max Qty. Max, SPA-2020Q1, 203672 American Stream Solar, Inc | -14.2 |  | No | Other | Shippable | 0 |  | Not Applicable as per Item Classification |  | Not Applicable
953-2600 | 953-2600 | SPA, Solaria Manufacturer Rebate for # 112-0010, End Date 03/31/2020, Max Qty. Max, SPA-2020Q1, 203672 American Stream Solar, Inc | -14.6 |  | No | Other | Shippable | 0 |  | Not Applicable as per Item Classification |  | Not Applicable
953-2601 | 953-2601 | SPA, Solaria Manufacturer Rebate for # 110-1176, End Date 03/31/2020, Max Qty. Max, SPA-2020Q1, 203672 American Stream Solar, Inc | -10.8 |  | No | Other | Shippable | 0 |  | Not Applicable as per Item Classification |  | Not Applicable
953-2602 | 953-2602 | SPA, Solaria Manufacturer Rebate for # 110-1222, End Date 03/31/2020, Max Qty. Max, SPA-2020Q1, 203672 American Stream Solar, Inc | -11.1 |  | No | Other | Shippable | 0 |  | Not Applicable as per Item Classification |  | Not Applicable
953-2603 | 953-2603 | SPA, Solaria Manufacturer Rebate for # 110-1176, End Date 03/31/2020, Max Qty. N/A, SPA-2020Q1, 1073 - AM SHINE ELECTRIC INC. | -14 |  | No | Other | Shippable | 0 |  | Not Applicable as per Item Classification |  | Not Applicable
953-2604 | 953-2604 | SPA, Solaria Manufacturer Rebate for # 110-1222, End Date 03/31/2020, Max Qty. N/A, SPA-2020Q1, 1073 - AM SHINE ELECTRIC INC. | -21.06 |  | No | Other | Shippable | 0 |  | Not Applicable as per Item Classification |  | Not Applicable
953-2605 | 953-2605 | SPA, Solaria Manufacturer Rebate for # 112-0010, End Date 03/31/2020, Max Qty. N/A, SPA-2020Q1, 1073 - AM SHINE ELECTRIC INC. | -32.43 |  | No | Other | Shippable | 0 |  | Not Applicable as per Item Classification |  | Not Applicable
953-2606 | 953-2606 | SPA, Solaria Manufacturer Rebate for # 112-0009, End Date 03/31/2020, Max Qty. N/A, SPA-2020Q1, 1073 - AM SHINE ELECTRIC INC. | -12.78 |  | No | Other | Shippable | 0 |  | Not Applicable as per Item Classification |  | Not Applicable
953-2607 | 953-2607 | SPA, Solaria Manufacturer Rebate for # 112-0007, End Date 03/31/2020, Max Qty. N/A, SPA-2020Q1, 1073 - AM SHINE ELECTRIC INC. | -19.17 |  | No | Other | Shippable | 0 |  | Not Applicable as per Item Classification |  | Not Applicable
953-2608 | 953-2608 | SPA, Panasonic Manufacturer Rebate for # 110-1179, End Date 03/31/2020, Max Qty. 1515, PanaWholeSun, 82467 Whole Sun Designs Inc.***Full Container only*** | -70.08 |  | No | Other | Shippable | 0 |  | Not Applicable as per Item Classification |  | Not Applicable
953-2609 | 953-2609 | SPA, Enphase Manufacturer Rebate for # 110-1127, End Date 03/31/2020, Max Qty. 1515, PanaWholeSun, 82467 Whole Sun Designs Inc.***Full Container only*** | -70.08 |  | No | Other | Shippable | 0 |  | Not Applicable as per Item Classification |  | Not Applicable
953-2610 | 953-2610 | SPA, Solaria Manufacturer Rebate for # 110-1153, End Date 03/31/2020, Max Qty. , SPA-2020Q1, 202577 SUSTAINABLE SYSTEMS AND DESIGN dba Sunkey Energy | -12.62 |  | No | Other | Shippable | 0 |  | Not Applicable as per Item Classification |  | Not Applicable
953-2611 | 953-2611 | SPA, Solaria Manufacturer Rebate for # 110-1176, End Date 03/31/2020, Max Qty. , SPA-2020Q1, 202577 SUSTAINABLE SYSTEMS AND DESIGN dba Sunkey Energy | -13.2 |  | No | Other | Shippable | 0 |  | Not Applicable as per Item Classification |  | Not Applicable
953-2612 | 953-2612 | SPA, Solaria Manufacturer Rebate for # 112-0007, End Date 03/31/2020, Max Qty. , SPA-2020Q1, 202577 SUSTAINABLE SYSTEMS AND DESIGN dba Sunkey Energy | -16.57 |  | No | Other | Shippable | 0 |  | Not Applicable as per Item Classification |  | Not Applicable
953-2613 | 953-2613 | SPA, Solaria Manufacturer Rebate for # 112-0009, End Date 03/31/2020, Max Qty. , SPA-2020Q1, 202577 SUSTAINABLE SYSTEMS AND DESIGN dba Sunkey Energy | -18.28 |  | No | Other | Shippable | 0 |  | Not Applicable as per Item Classification |  | Not Applicable
953-2614 | 953-2614 | SPA, Solaria Manufacturer Rebate for # 112-0010, End Date 03/31/2020, Max Qty. , SPA-2020Q1, 202577 SUSTAINABLE SYSTEMS AND DESIGN dba Sunkey Energy | -21.78 |  | No | Other | Shippable | 0 |  | Not Applicable as per Item Classification |  | Not Applicable
953-2615 | 953-2615 | SPA, Solaria Manufacturer Rebate for # 110-1176, End Date 03/31/2020, Max Qty. 300, Solaria SPA Solar Energy Pros, CU: 203630 Solar Pro Energy | -10.8 |  | No | Other | Shippable | 0 |  | Not Applicable as per Item Classification |  | Not Applicable
953-2616 | 953-2616 | SPA, Solaria Manufacturer Rebate for # 110-1153, End Date 03/31/2020, Max Qty. 300, Solaria SPA Solar Energy Pros, CU: 203630 Solar Pro Energy | -10.65 |  | No | Other | Shippable | 0 |  | Not Applicable as per Item Classification |  | Not Applicable
953-2617 | 953-2617 | SPA, Solaria Manufacturer Rebate for # 112-0009, End Date 03/31/2020, Max Qty. 300, Solaria SPA Solar Energy Pros, CU: 203630 Solar Pro Energy | -14 |  | No | Other | Shippable | 0 |  | Not Applicable as per Item Classification |  | Not Applicable
953-2618 | 953-2618 | SPA, Solaria Manufacturer Rebate for # 112-0007, End Date 03/31/2020, Max Qty. 300, Solaria SPA Solar Energy Pros, CU: 203630 Solar Pro Energy | -14.2 |  | No | Other | Shippable | 0 |  | Not Applicable as per Item Classification |  | Not Applicable
953-2619 | 953-2619 | SPA, Panasonic Manufacturer Rebate for # 110-1127, End Date 03/31/2020, Max Qty. N/A, PanaSmart, 9076 Smartworld Energy Inc | -23.1 |  | No | Other | Shippable | 0 |  | Not Applicable as per Item Classification |  | Not Applicable
953-2620 | 953-2620 | SPA, UniRac Manufacturer Rebate for # 250-1374, End Date 06/30/2020, Max Qty. , Unirac SOLNET - Loudon County Project Specific SPA Acknowledgement 1-29-2020, 4203245 CMTA Energy Solutions | -4.33 |  | No | Other | Shippable | 0 |  | Not Applicable as per Item Classification |  | Not Applicable
953-2621 | 953-2621 | SPA, UniRac Manufacturer Rebate for # 250-1376, End Date 06/30/2020, Max Qty. , Unirac SOLNET - Loudon County Project Specific SPA Acknowledgement 1-29-2020, 4203245 CMTA Energy Solutions | -2.29 |  | No | Other | Shippable | 0 |  | Not Applicable as per Item Classification |  | Not Applicable
953-2622 | 953-2622 | SPA, UniRac Manufacturer Rebate for # 250-1383, End Date 06/30/2020, Max Qty. , Unirac SOLNET - Loudon County Project Specific SPA Acknowledgement 1-29-2020, 4203245 CMTA Energy Solutions | -0.03 |  | No | Other | Shippable | 0 |  | Not Applicable as per Item Classification |  | Not Applicable
953-2623 | 953-2623 | SPA, UniRac Manufacturer Rebate for # 250-1377, End Date 06/30/2020, Max Qty. , Unirac SOLNET - Loudon County Project Specific SPA Acknowledgement 1-29-2020, 4203245 CMTA Energy Solutions | -0.31 |  | No | Other | Shippable | 0 |  | Not Applicable as per Item Classification |  | Not Applicable
953-2624 | 953-2624 | SPA, UniRac Manufacturer Rebate for # 250-1382, End Date 06/30/2020, Max Qty. , Unirac SOLNET - Loudon County Project Specific SPA Acknowledgement 1-29-2020, 4203245 CMTA Energy Solutions | -0.06 |  | No | Other | Shippable | 0 |  | Not Applicable as per Item Classification |  | Not Applicable
953-2625 | 953-2625 | SPA, Panasonic Manufacturer Rebate for # 110-1127, End Date 03/31/2020, Max Qty. , 4203387 Accept Solar, 2020b SPA Sheet Soligent_Central Region as of 1.1.20 | -16.5 |  | No | Other | Shippable | 0 |  | Not Applicable as per Item Classification |  | Not Applicable
953-2626 | 953-2626 | SPA, Panasonic Manufacturer Rebate for # 110-1202, End Date 03/31/2020, Max Qty. , 4203387 Accept Solar, 2020b SPA Sheet Soligent_Central Region as of 1.1.20 | -16.75 |  | No | Other | Shippable | 0 |  | Not Applicable as per Item Classification |  | Not Applicable
953-2627 | 953-2627 | SPA, Panasonic Manufacturer Rebate for # 110-1126, End Date 03/31/2020, Max Qty. , 4203387 Accept Solar, 2020b SPA Sheet Soligent_Central Region as of 1.1.20 | -16.25 |  | No | Other | Shippable | 0 |  | Not Applicable as per Item Classification |  | Not Applicable
953-2628 | 953-2628 | SPA, Panasonic Manufacturer Rebate for # 110-1223, End Date 03/31/2020, Max Qty. , 4203387 Accept Solar, 2020b SPA Sheet Soligent_Central Region as of 1.1.20 | -16.25 |  | No | Other | Shippable | 0 |  | Not Applicable as per Item Classification |  | Not Applicable
953-2629 | 953-2629 | SPA, Solaria Manufacturer Rebate for # 110-1153, End Date 03/31/2020, Max Qty. 1000, SPA-2020Q1, 89424 Creative Solar USA Inc | -23.27 |  | No | Other | Shippable | 0 |  | Not Applicable as per Item Classification |  | Not Applicable
953-2630 | 953-2630 | SPA, Solaria Manufacturer Rebate for # 110-1176, End Date 03/31/2020, Max Qty. 1000, SPA-2020Q1, 89424 Creative Solar USA Inc | -24 |  | No | Other | Shippable | 0 |  | Not Applicable as per Item Classification |  | Not Applicable
953-2631 | 953-2631 | SPA, Solaria Manufacturer Rebate for # 110-1222, End Date 03/31/2020, Max Qty. 1000, SPA-2020Q1, 89424 Creative Solar USA Inc | -15.06 |  | No | Other | Shippable | 0 |  | Not Applicable as per Item Classification |  | Not Applicable
953-2632 | 953-2632 | SPA, Solaria Manufacturer Rebate for # 112-0009, End Date 03/31/2020, Max Qty. 1000, SPA-2020Q1, 89424 Creative Solar USA Inc | -20.24 |  | No | Other | Shippable | 0 |  | Not Applicable as per Item Classification |  | Not Applicable
953-2633 | 953-2633 | SPA, Solaria Manufacturer Rebate for # 112-0010, End Date 03/31/2020, Max Qty. 1000, SPA-2020Q1, 89424 Creative Solar USA Inc | -25.43 |  | No | Other | Shippable | 0 |  | Not Applicable as per Item Classification |  | Not Applicable
953-2634 | 953-2634 | SPA, Solaria Manufacturer Rebate for # 112-0007, End Date 03/31/2020, Max Qty. 1000, SPA-2020Q1, 89424 Creative Solar USA Inc | -21.76 |  | No | Other | Shippable | 0 |  | Not Applicable as per Item Classification |  | Not Applicable
953-2635 | 953-2635 | SPA, Enphase IQ7 Manufacturer Rebate for # 321-0215, End Date 03/31/2020, Max Qty. 1250, SPADKKQQAY, 7121 Solar Alternatives Inc | -13.83 |  | No | Other | Shippable | 0 |  | Not Applicable as per Item Classification |  | Not Applicable
953-2636 | 953-2636 | SPA, Panasonic Manufacturer Rebate for # 110-1203, End Date 03/31/2020, Max Qty. 1515, PanaWholeSun, 82467 Whole Sun Designs Inc. | -71.51 |  | No | Other | Shippable | 0 |  | Not Applicable as per Item Classification |  | Not Applicable
953-2637 | 953-2637 | SPA, Enphase Manufacturer Rebate for # 360-0322, End Date 03/31/2020, Max Qty. 1750, SPADDSTQAI, 82214 Bermuda Engineering | 2 |  | No | Other | Shippable | 0 |  | Not Applicable as per Item Classification |  | Not Applicable
953-2638 | 953-2638 | SPA, Panasonic Manufacturer Rebate for # 110-1154, End Date 03/31/2020, Max Qty. 350KW, PanaNOVA, 7401 NOVA WEST SOLAR | -32.35 |  | No | Other | Shippable | 0 |  | Not Applicable as per Item Classification |  | Not Applicable
953-2639 | 953-2639 | SPA, Panasonic Manufacturer Rebate for # 110-1223, End Date 03/31/2020, Max Qty. 350KW, PanaNOVA, 7401 NOVA WEST SOLAR | -22.75 |  | No | Other | Shippable | 0 |  | Not Applicable as per Item Classification |  | Not Applicable
953-2640 | 953-2640 | SPA, Panasonic Manufacturer Rebate for # 110-1203, End Date 03/31/2020, Max Qty. 350KW, PanaNOVA, 7401 NOVA WEST SOLAR | -16.81 |  | No | Other | Shippable | 0 |  | Not Applicable as per Item Classification |  | Not Applicable
953-2641 | 953-2641 | SPA, Panasonic Manufacturer Rebate for # 110-1127, End Date 03/31/2020, Max Qty. 350KW, PanaNOVA, 7401 NOVA WEST SOLAR | -23.1 |  | No | Other | Shippable | 0 |  | Not Applicable as per Item Classification |  | Not Applicable
953-2642 | 953-2642 | SPA, Panasonic Manufacturer Rebate for # 112-0008, End Date 03/31/2020, Max Qty. 350KW, PanaNOVA, 7401 NOVA WEST SOLAR | -45.98 |  | No | Other | Shippable | 0 |  | Not Applicable as per Item Classification |  | Not Applicable
953-2643 | 953-2643 | SPA, Panasonic Manufacturer Rebate for # 112-0011, End Date 03/31/2020, Max Qty. 350KW, PanaNOVA, 7401 NOVA WEST SOLAR | -46.41 |  | No | Other | Shippable | 0 |  | Not Applicable as per Item Classification |  | Not Applicable
953-2644 | 953-2644 | SPA, Enphase Manufacturer Rebate for # 321-0219, End Date 03/31/2020, Max Qty. 2500, SPADZ85QAE, 7401 NOVA WEST SOLAR | -14 |  | No | Other | Shippable | 0 |  | Not Applicable as per Item Classification |  | Not Applicable
953-2645 | 953-2645 | SPA, Panasonic Manufacturer Rebate for # 110-1154, End Date while supply lasts, Max Qty. in stock, Midwest for distressed module: 320W , 120936 Rectify LLC dba Rectify Solar | -58.35 |  | No | Other | Shippable | 0 |  | Not Applicable as per Item Classification |  | Not Applicable
953-2646 | 953-2646 | SPA, Solaria Manufacturer Rebate for # 110-1176, End Date 03/31/2020, Max Qty. N/A, SPA-2020Q1, 89951 Magic Sun Power Inc dba Magic Solar Electric | -17 |  | No | Other | Shippable | 0 |  | Not Applicable as per Item Classification |  | Not Applicable
953-2647 | 953-2647 | SPA, Solaria Manufacturer Rebate for # 110-1226, End Date 03/31/2020, Max Qty. N/A, SPA-2020Q1, 89951 Magic Sun Power Inc dba Magic Solar Electric | -26.06 |  | No | Other | Shippable | 0 |  | Not Applicable as per Item Classification |  | Not Applicable
953-2648 | 953-2648 | SPA, Solaria Manufacturer Rebate for # 112-0010, End Date 03/31/2020, Max Qty. N/A, SPA-2020Q1, 89951 Magic Sun Power Inc dba Magic Solar Electric | -35.43 |  | No | Other | Shippable | 0 |  | Not Applicable as per Item Classification |  | Not Applicable
953-2649 | 953-2649 | SPA, Solaria Manufacturer Rebate for # 112-0009, End Date 03/31/2020, Max Qty. N/A, SPA-2020Q1, 89951 Magic Sun Power Inc dba Magic Solar Electric | -21.78 |  | No | Other | Shippable | 0 |  | Not Applicable as per Item Classification |  | Not Applicable
953-2650 | 953-2650 | SPA, Solaria Manufacturer Rebate for # 112-0007, End Date 03/31/2020, Max Qty. N/A, SPA-2020Q1, 89951 Magic Sun Power Inc dba Magic Solar Electric | -24.17 |  | No | Other | Shippable | 0 |  | Not Applicable as per Item Classification |  | Not Applicable
953-2651 | 953-2651 | SPA, Solaria Manufacturer Rebate for # 110-1153, End Date 03/31/2020, Max Qty. , SPA-2020Q1, 4203001 Sisian Group Inc dba Green Mile Energy | -19.72 |  | No | Other | Shippable | 0 |  | Not Applicable as per Item Classification |  | Not Applicable
953-2652 | 953-2652 | SPA, Solaria Manufacturer Rebate for # 110-1176, End Date 03/31/2020, Max Qty. , SPA-2020Q1, 4203001 Sisian Group Inc dba Green Mile Energy | -20.4 |  | No | Other | Shippable | 0 |  | Not Applicable as per Item Classification |  | Not Applicable
953-2653 | 953-2653 | SPA, Solaria Manufacturer Rebate for # 112-0007, End Date 03/31/2020, Max Qty. , SPA-2020Q1, 4203001 Sisian Group Inc dba Green Mile Energy | -25.45 |  | No | Other | Shippable | 0 |  | Not Applicable as per Item Classification |  | Not Applicable
953-2654 | 953-2654 | SPA, Solaria Manufacturer Rebate for # 112-0009, End Date 03/31/2020, Max Qty. , SPA-2020Q1, 4203001 Sisian Group Inc dba Green Mile Energy | -23.53 |  | No | Other | Shippable | 0 |  | Not Applicable as per Item Classification |  | Not Applicable
953-2655 | 953-2655 | SPA, Solaria Manufacturer Rebate for # 112-0010, End Date 03/31/2020, Max Qty. , SPA-2020Q1, 4203001 Sisian Group Inc dba Green Mile Energy | -30.91 |  | No | Other | Shippable | 0 |  | Not Applicable as per Item Classification |  | Not Applicable
953-2656 | 953-2656 | SPA, Panasonic Manufacturer Rebate for # 110-1179, End Date 06/30/2020, Max Qty. 4242, PanaBHE, 1600 Blue Horizon Energy LLC | -83.28 |  | No | Other | Shippable | 0 |  | Not Applicable as per Item Classification |  | Not Applicable
953-2657 | 953-2657 | SPA, Panasonic Manufacturer Rebate for # 110-1127, End Date 06/30/2020, Max Qty. 4242, PanaBHE, 1600 Blue Horizon Energy LLC | -83.28 |  | No | Other | Shippable | 0 |  | Not Applicable as per Item Classification |  | Not Applicable
953-2658 | 953-2658 | SPA, Enphase Manufacturer Rebate for # 321-0215, End Date 03/31/2020, Max Qty. 1000, SPADUKVQAG, 122039 Florida Solar | -10.22 |  | No | Other | Shippable | 0 |  | Not Applicable as per Item Classification |  | Not Applicable
953-2659 | 953-2659 | SPA, Enphase Manufacturer Rebate for # 321-0216, End Date 03/31/2020, Max Qty. 500, SPADUKVQAG, 122039 Florida Solar | -9.36 |  | No | Other | Shippable | 0 |  | Not Applicable as per Item Classification |  | Not Applicable
953-2660 | 953-2660 | SPA, Enphase Manufacturer Rebate for # 321-0219, End Date 03/31/2020, Max Qty. 800, SPADUKVQAG, 122039 Florida Solar | -11.93 |  | No | Other | Shippable | 0 |  | Not Applicable as per Item Classification |  | Not Applicable
953-2661 | 953-2661 | SPA, Enphase Manufacturer Rebate for # 480-0124, End Date 06/30/2020, Max Qty. 5, Encharge Promo Contract# to come, 3853 Wholesale Solar, Inc | -2205.33 |  | No | Other | Shippable | 0 |  | Not Applicable as per Item Classification |  | Not Applicable
953-2662 | 953-2662 | SPA, Solaria Manufacturer Rebate for # 112-0010, End Date 03/31/2020, Max Qty. , Solaria SPA ElectriCare, 1032 ElectriCare | -18.93 |  | No | Other | Shippable | 0 |  | Not Applicable as per Item Classification |  | Not Applicable
953-2663 | 953-2663 | SPA, ENPHASE Manufacturer Rebate for # SPA Item 321-0215, End Date 03/31/2020, Max Qty. 2500, SPADEKJQAS, 202599 Homestar Solar Solutions | -18.09 |  | No | Other | Shippable | 0 |  | Not Applicable as per Item Classification |  | Not Applicable
953-2664 | 953-2664 | SPA, ENPHASE Manufacturer Rebate for # SPA Item 321-0216, End Date 03/31/2020, Max Qty. 50, SPADEKJQAS, 202599 Homestar Solar Solutions | -12.95 |  | No | Other | Shippable | 0 |  | Not Applicable as per Item Classification |  | Not Applicable
953-2665 | 953-2665 | SPA, ENPHASE Manufacturer Rebate for # SPA Item 321-0219, End Date 03/31/2020, Max Qty. 1000, SPADEKJQAS, 202599 Homestar Solar Solutions | -13.27 |  | No | Other | Shippable | 0 |  | Not Applicable as per Item Classification |  | Not Applicable
953-2666 | 953-2666 | SPA, enphase Manufacturer Rebate for # 480-0123, End Date 01/00/1900, Max Qty. 10, SPADIAPQAQ, 121482 The LeverEdge | -227.78 |  | No | Other | Shippable | 0 |  | Not Applicable as per Item Classification |  | Not Applicable
953-2667 | 953-2667 | SPA, enphase Manufacturer Rebate for # 480-0124, End Date 03/31/2020, Max Qty. 10, SPADIAPQAQ, 121482 The LeverEdge | -933.33 |  | No | Other | Shippable | 0 |  | Not Applicable as per Item Classification |  | Not Applicable
953-2668 | 953-2668 | SPA, Enphase Manufacturer Rebate for # 321-0216, End Date 08/11/2020, Max Qty. 111, SPADEEEQA0, 80633 Solar Roof Dynamics | -16.14 |  | No | Other | Shippable | 0 |  | Not Applicable as per Item Classification |  | Not Applicable
953-2669 | 953-2669 | SPA, Enphase Manufacturer Rebate for # 321-0215, End Date 03/31/2020, Max Qty. 500, SPAD6B0QAC, 4203937 TSP Solar Sales and Services | -14.36 |  | No | Other | Shippable | 0 |  | Not Applicable as per Item Classification |  | Not Applicable
953-2670 | 953-2670 | SPA, Enphase Manufacturer Rebate for # 321-0216, End Date 03/31/2020, Max Qty. 1500, SPAD6B0QAC, 4203937 TSP Solar Sales and Services | -18.14 |  | No | Other | Shippable | 0 |  | Not Applicable as per Item Classification |  | Not Applicable
953-2672 | 953-2672 | SPA, Solaria Manufacturer Rebate for # 112-0010, End Date 03/31/2020, Max Qty. Max, SPA-2020Q1, 203765 San Marino Solar & Electric, LLC | -14.6 |  | No | Other | Shippable | 0 |  | Not Applicable as per Item Classification |  | Not Applicable
953-2673 | 953-2673 | SPA, Solaria Manufacturer Rebate for # 110-1176, End Date 03/31/2020, Max Qty. Max, SPA-2020Q1, 203765 San Marino Solar & Electric, LLC | -10.8 |  | No | Other | Shippable | 0 |  | Not Applicable as per Item Classification |  | Not Applicable
953-2674 | 953-2674 | SPA, Solaria Manufacturer Rebate for # 110-1222, End Date 03/31/2020, Max Qty. Max, SPA-2020Q1, 203765 San Marino Solar & Electric, LLC | -11.1 |  | No | Other | Shippable | 0 |  | Not Applicable as per Item Classification |  | Not Applicable
953-2675 | 953-2675 | SPA, Enphase Manufacturer Rebate for # 480-0124, End Date 06/30/2020, Max Qty. 10, SPECIAL PROMO ENCHARGE 10 ONLY, 82214 Bermuda Engineering | -2120.08 |  | No | Other | Shippable | 0 |  | Not Applicable as per Item Classification |  | Not Applicable
953-2676 | 953-2676 | SPA, ENPHASE Manufacturer Rebate for # 321-0216, End Date 09/28/2020, Max Qty. 1800, SPADPI3QAA/Marathon Church ¦ 0062G00000fnpi3, 121184 DST | -20.88 |  | No | Other | Shippable | 0 |  | Not Applicable as per Item Classification |  | Not Applicable
953-2677 | 953-2677 | SPA, ENPHASE Manufacturer Rebate for # 321-0216, End Date 09/28/2020, Max Qty. 1200, SPADPGBQAA/Harvest Christian Academy ¦ 0062G00000fnpgb, 121184 DST | -20.88 |  | No | Other | Shippable | 0 |  | Not Applicable as per Item Classification |  | Not Applicable
953-2678 | 953-2678 | SPA, ENPHASE Manufacturer Rebate for # 321-0216, End Date 09/28/2020, Max Qty. 950, SPADPIWQAA/ North Hills Church ¦ 0062G00000fnpiw , 121184 DST | -20.88 |  | No | Other | Shippable | 0 |  | Not Applicable as per Item Classification |  | Not Applicable
953-2679 | 953-2679 | SPA, Solaria Manufacturer Rebate for # 112-0007, End Date 03/31/2020, Max Qty. Max, SPA-2020Q1, 89613 Silver Fox Renewables LLC | -14.2 |  | No | Other | Shippable | 0 |  | Not Applicable as per Item Classification |  | Not Applicable
953-2680 | 953-2680 | SPA, Solaria Manufacturer Rebate for # 112-0010, End Date 03/31/2020, Max Qty. Max, SPA-2020Q1, 89613 Silver Fox Renewables LLC | -14.6 |  | No | Other | Shippable | 0 |  | Not Applicable as per Item Classification |  | Not Applicable
953-2681 | 953-2681 | SPA, Solaria Manufacturer Rebate for # 110-1176, End Date 03/31/2020, Max Qty. Max, SPA-2020Q1, 89613 Silver Fox Renewables LLC | -10.8 |  | No | Other | Shippable | 0 |  | Not Applicable as per Item Classification |  | Not Applicable
953-2682 | 953-2682 | SPA, Solaria Manufacturer Rebate for # 110-1222 End Date 03/31/2020, Max Qty. Max, SPA-2020Q1, 89613 Silver Fox Renewables LLC | -11.1 |  | No | Other | Shippable | 0 |  | Not Applicable as per Item Classification |  | Not Applicable
953-2683 | 953-2683 | SPA, Solaria Manufacturer Rebate for # 112-0009, End Date 03/31/2020, Max Qty. Max, SPA-2020Q1, 203672 American Stream Solar, Inc | -14 |  | No | Other | Shippable | 0 |  | Not Applicable as per Item Classification |  | Not Applicable
953-2684 | 953-2684 | SPA, Panasonic Manufacturer Rebate for # 110-1203, End Date 03/31/2020, Max Qty. , PanaNEWPORT, 4203536 Newport Electric Construction Corp dba NEC Solar | -47.45 |  | No | Other | Shippable | 0 |  | Not Applicable as per Item Classification |  | Not Applicable
953-2685 | 953-2685 | SPA, Solaria Manufacturer Rebate for # 110-1176, End Date 06/30/2020, Max Qty. , , 2109 Kaitanna | -10.8 |  | No | Other | Shippable | 0 |  | Not Applicable as per Item Classification |  | Not Applicable
953-2686 | 953-2686 | SPA, Solaria Manufacturer Rebate for # 112-0010, End Date 06/30/2020, Max Qty. , , 2109 Kaitanna | -14.6 |  | No | Other | Shippable | 0 |  | Not Applicable as per Item Classification |  | Not Applicable
953-2687 | 953-2687 | SPA, Solaria Manufacturer Rebate for # 110-1176, End Date 03/31/2020, Max Qty. N/A, SPA-2020Q1, 80290 - Alderete Pools/Solar | -17 |  | No | Other | Shippable | 0 |  | Not Applicable as per Item Classification |  | Not Applicable
953-2688 | 953-2688 | SPA, Solaria Manufacturer Rebate for # 110-1222, End Date 03/31/2020, Max Qty. N/A, SPA-2020Q1, 80290 - Alderete Pools/Solar | -23.06 |  | No | Other | Shippable | 0 |  | Not Applicable as per Item Classification |  | Not Applicable
953-2689 | 953-2689 | SPA, Solaria Manufacturer Rebate for # 112-0010, End Date 03/31/2020, Max Qty. N/A, SPA-2020Q1, 80290 - Alderete Pools/Solar | -28.43 |  | No | Other | Shippable | 0 |  | Not Applicable as per Item Classification |  | Not Applicable
953-2690 | 953-2690 | SPA, Solaria Manufacturer Rebate for # 112-0009, End Date 03/31/2020, Max Qty. N/A, SPA-2020Q1, 80290 - Alderete Pools/Solar | -17.78 |  | No | Other | Shippable | 0 |  | Not Applicable as per Item Classification |  | Not Applicable
953-2691 | 953-2691 | SPA, Solaria Manufacturer Rebate for # 112-0007, End Date 03/31/2020, Max Qty. N/A, SPA-2020Q1, 80290 - Alderete Pools/Solar | -18.17 |  | No | Other | Shippable | 0 |  | Not Applicable as per Item Classification |  | Not Applicable
953-2692 | 953-2692 | SPA, UniRac Manufacturer Rebate for # 270-1027, End Date 03/31/2020, Max Qty. , Unirac SOLNET - Owesbro School Project Specific SPA Acknowledgement , 4203245 CMTA Energy Solutions | -0.4 |  | No | Other | Shippable | 0 |  | Not Applicable as per Item Classification |  | Not Applicable
953-2693 | 953-2693 | SPA, UniRac Manufacturer Rebate for # 550-0350, End Date 03/31/2020, Max Qty. , Unirac SOLNET - Owesbro School Project Specific SPA Acknowledgement , 4203245 CMTA Energy Solutions | -0.05 |  | No | Other | Shippable | 0 |  | Not Applicable as per Item Classification |  | Not Applicable
953-2694 | 953-2694 | SPA, UniRac Manufacturer Rebate for # 210-0992, End Date 03/31/2020, Max Qty. , Unirac SOLNET - Owesbro School Project Specific SPA Acknowledgement , 4203245 CMTA Energy Solutions | -7.92 |  | No | Other | Shippable | 0 |  | Not Applicable as per Item Classification |  | Not Applicable
953-2695 | 953-2695 | SPA, Enphase Manufacturer Rebate for # 321-0215, End Date 03/31/2020, Max Qty. 1000, SPADXXCQAG, 120878 Tungsten Electric, LLC | -11.04 |  | No | Other | Shippable | 0 |  | Not Applicable as per Item Classification |  | Not Applicable
953-2696 | 953-2696 | SPA, Enphase Manufacturer Rebate for # 321-0216, End Date 03/31/2020, Max Qty. 1000, SPADXXCQAG, 120878 Tungsten Electric, LLC | -12.84 |  | No | Other | Shippable | 0 |  | Not Applicable as per Item Classification |  | Not Applicable
953-2697 | 953-2697 | SPA, Solaria Manufacturer Rebate for # 112-0007, End Date 03/31/2020, Max Qty. , Q1 2020 _Platinum, 203126 A1 Solar Store LLC | 1.18 |  | No | Other | Shippable | 0 |  | Not Applicable as per Item Classification |  | Not Applicable
953-2698 | 953-2698 | SPA, Solaria Manufacturer Rebate for # 110-1176, End Date 06/30/2020, Max Qty. N/A, SPA-2020Q2, 121970 - Underline Energy Concepts | -19 |  | No | Other | Shippable | 0 |  | Not Applicable as per Item Classification |  | Not Applicable
953-2699 | 953-2699 | SPA, Solaria Manufacturer Rebate for # 110-1222, End Date 06/30/2020, Max Qty. N/A, SPA-2020Q2, 121970 - Underline Energy Concepts | -26.06 |  | No | Other | Shippable | 0 |  | Not Applicable as per Item Classification |  | Not Applicable
953-2700 | 953-2700 | SPA, Solaria Manufacturer Rebate for # 112-0010, End Date 06/30/2020, Max Qty. N/A, SPA-2020Q2, 121970 - Underline Energy Concepts | -37.43 |  | No | Other | Shippable | 0 |  | Not Applicable as per Item Classification |  | Not Applicable
953-2701 | 953-2701 | SPA, Solaria Manufacturer Rebate for # 110-1153, End Date 06/30/2020, Max Qty. , SPA-2020Q2, 121970 - Underline Energy Concepts | -19.72 |  | No | Other | Shippable | 0 |  | Not Applicable as per Item Classification |  | Not Applicable
953-2702 | 953-2702 | SPA, Solaria Manufacturer Rebate for # 110-1176, End Date 06/30/2020, Max Qty. 250, SPA-2020Q2, 4203145 Sum Solar | -18 |  | No | Other | Shippable | 0 |  | Not Applicable as per Item Classification |  | Not Applicable
953-2703 | 953-2703 | SPA, Solaria Manufacturer Rebate for # 112-0007, End Date 06/30/2020, Max Qty. 250, SPA-2020Q2, 4203145 Sum Solar | -14.2 |  | No | Other | Shippable | 0 |  | Not Applicable as per Item Classification |  | Not Applicable
953-2704 | 953-2704 | SPA, Solaria Manufacturer Rebate for # 110-1153, End Date 06/30/2020, Max Qty. 250, SPA-2020Q2, 4203145 Sum Solar | -17.75 |  | No | Other | Shippable | 0 |  | Not Applicable as per Item Classification |  | Not Applicable
953-2705 | 953-2705 | SPA, Enphase Manufacturer Rebate for # 321-0215, End Date 06/30/2020, Max Qty. 1000, SPADPG2QAC, 122039 Florida Solar | -10.22 |  | No | Other | Shippable | 0 |  | Not Applicable as per Item Classification |  | Not Applicable
953-2706 | 953-2706 | SPA, Enphase Manufacturer Rebate for # 321-0216, End Date 06/30/2020, Max Qty. 500, SPADPG2QAC, 122039 Florida Solar | -9.36 |  | No | Other | Shippable | 0 |  | Not Applicable as per Item Classification |  | Not Applicable
953-2707 | 953-2707 | SPA, Enphase Manufacturer Rebate for # 321-0219, End Date 06/30/2020, Max Qty. 800, SPADPG2QAC, 122039 Florida Solar | -11.93 |  | No | Other | Shippable | 0 |  | Not Applicable as per Item Classification |  | Not Applicable
953-2708 | 953-2708 | SPA, Enphase Manufacturer Rebate Rebate for # 321-0216, End Date 06/30/2020, Max Qty. 100, SPADI7NQAS , 203516 Solar Alliance LLC | -9.36 |  | No | Other | Shippable | 0 |  | Not Applicable as per Item Classification |  | Not Applicable
953-2709 | 953-2709 | SPA, Enphase Manufacturer Rebate for # 321-0219, End Date 06/30/2020, Max Qty. 200, SPADI7NQAS , 203516 Solar Alliance LLC | -9.1 |  | No | Other | Shippable | 0 |  | Not Applicable as per Item Classification |  | Not Applicable
953-2710 | 953-2710 | SPA, Enphase Manufacturer Rebate for # 321-0215, End Date 06/30/2020, Max Qty. 800, SPADI7NQAS , 203516 Solar Alliance LLC | -10.22 |  | No | Other | Shippable | 0 |  | Not Applicable as per Item Classification |  | Not Applicable
953-2711 | 953-2711 | SPA, IronRidge Manufacturer Rebate for # 270-0152, End Date 02/28/2021, Max Qty. , 3/9 SPA LOU from Jeff Ryan, 4202957 Meraki Solar LLC | -0.22 |  | No | Other | Shippable | 0 |  | Not Applicable as per Item Classification |  | Not Applicable
953-2712 | 953-2712 | SPA, IronRidge Manufacturer Rebate for # 270-0161, End Date 02/28/2021, Max Qty. , 3/9 SPA LOU from Jeff Ryan, 4202957 Meraki Solar LLC | -2.13 |  | No | Other | Shippable | 0 |  | Not Applicable as per Item Classification |  | Not Applicable
953-2713 | 953-2713 | SPA, IronRidge Manufacturer Rebate for # 260-0102, End Date 02/28/2021, Max Qty. , 3/9 SPA LOU from Jeff Ryan, 4202957 Meraki Solar LLC | -0.52 |  | No | Other | Shippable | 0 |  | Not Applicable as per Item Classification |  | Not Applicable
953-2714 | 953-2714 | SPA, IronRidge Manufacturer Rebate for # 210-1004, End Date 02/28/2021, Max Qty. , 3/9 SPA LOU from Jeff Ryan, 4202957 Meraki Solar LLC | -4.03 |  | No | Other | Shippable | 0 |  | Not Applicable as per Item Classification |  | Not Applicable
953-2715 | 953-2715 | SPA, IronRidge Manufacturer Rebate for # 590-0115, End Date 02/28/2021, Max Qty. , 3/9 SPA LOU from Jeff Ryan, 4202957 Meraki Solar LLC | -0.67 |  | No | Other | Shippable | 0 |  | Not Applicable as per Item Classification |  | Not Applicable
953-2716 | 953-2716 | SPA, IronRidge Manufacturer Rebate for # 590-0117, End Date 02/28/2021, Max Qty. , 3/9 SPA LOU from Jeff Ryan, 4202957 Meraki Solar LLC | -0.92 |  | No | Other | Shippable | 0 |  | Not Applicable as per Item Classification |  | Not Applicable
953-2717 | 953-2717 | SPA, IronRidge Manufacturer Rebate for # 260-0110, End Date 02/28/2021, Max Qty. , 3/9 SPA LOU from Jeff Ryan, 4202957 Meraki Solar LLC | -0.2 |  | No | Other | Shippable | 0 |  | Not Applicable as per Item Classification |  | Not Applicable
953-2718 | 953-2718 | SPA, IronRidge Manufacturer Rebate for # 211-0098, End Date 02/28/2021, Max Qty. , 3/9 SPA LOU from Jeff Ryan, 4202957 Meraki Solar LLC | -1.1 |  | No | Other | Shippable | 0 |  | Not Applicable as per Item Classification |  | Not Applicable
953-2719 | 953-2719 | SPA, IronRidge Manufacturer Rebate for # 590-0116 , End Date 02/28/2021, Max Qty. , 3/9 SPA LOU from Jeff Ryan, 4202957 Meraki Solar LLC | -0.46 |  | No | Other | Shippable | 0 |  | Not Applicable as per Item Classification |  | Not Applicable
953-2720 | 953-2720 | SPA, IronRidge Manufacturer Rebate for # 212-0002, End Date 02/28/2021, Max Qty. , 3/9 SPA LOU from Jeff Ryan, 4202957 Meraki Solar LLC | -0.68 |  | No | Other | Shippable | 0 |  | Not Applicable as per Item Classification |  | Not Applicable
953-2721 | 953-2721 | SPA, IronRidge Manufacturer Rebate for # 212-0005, End Date 02/28/2021, Max Qty. , 3/9 SPA LOU from Jeff Ryan, 4202957 Meraki Solar LLC | -0.72 |  | No | Other | Shippable | 0 |  | Not Applicable as per Item Classification |  | Not Applicable
953-2722 | 953-2722 | SPA, Enphase Manufacturer Rebate for # 321-0223, End Date 03/31/2020, Max Qty. 250, SPADES4, CU: 121846 Landmark Capital DBA Solar Energy Collective | -22.86 |  | No | Other | Shippable | 0 |  | Not Applicable as per Item Classification |  | Not Applicable
953-2723 | 953-2723 | SPA, Enphase Manufacturer Rebate for # 321-0219, End Date 03/31/2020, Max Qty. 2500, SPADES4, CU: 121846 Landmark Capital DBA Solar Energy Collective | -19.77 |  | No | Other | Shippable | 0 |  | Not Applicable as per Item Classification |  | Not Applicable
953-2724 | 953-2724 | SPA, Enphase Manufacturer Rebate for # 321-0215, End Date 03/31/2020, Max Qty. 2500, SPADES4, CU: 121846 Landmark Capital DBA Solar Energy Collective | -23.36 |  | No | Other | Shippable | 0 |  | Not Applicable as per Item Classification |  | Not Applicable
953-2725 | 953-2725 | SPA, Enphase Manufacturer Rebate for # 321-0216, End Date 03/31/2020, Max Qty. 250, SPADES4, CU: 121846 Landmark Capital DBA Solar Energy Collective | -21.14 |  | No | Other | Shippable | 0 |  | Not Applicable as per Item Classification |  | Not Applicable
953-2726 | 953-2726 | SPA, Enphase Manufacturer Rebate for # 321-0215, End Date 06/30/2020, Max Qty. 1000, SPADPG2QAC, 122039 Florida Solar | -10.22 |  | No | Other | Shippable | 0 |  | Not Applicable as per Item Classification |  | Not Applicable
953-2727 | 953-2727 | SPA, Enphase Manufacturer Rebate for # 321-0216, End Date 06/30/2020, Max Qty. 500, SPADPG2QAC, 122039 Florida Solar | -9.36 |  | No | Other | Shippable | 0 |  | Not Applicable as per Item Classification |  | Not Applicable
953-2728 | 953-2728 | SPA, Enphase Manufacturer Rebate for # 321-0219, End Date 06/30/2020, Max Qty. 800, SPADPG2QAC, 122039 Florida Solar | -11.93 |  | No | Other | Shippable | 0 |  | Not Applicable as per Item Classification |  | Not Applicable
953-2729 | 953-2729 | SPA, SolarEdge Manufacturer Rebate for # 310-0288, End Date 09/30/2020, Max Qty. , SOL56, 7155:1 Border States - Renu - SPA | -266.49 |  | No | Other | Shippable | 0 |  | Not Applicable as per Item Classification |  | Not Applicable
953-2730 | 953-2730 | SPA, SolarEdge Manufacturer Rebate for # 310-0287, End Date 09/30/2020, Max Qty. , SOL56, 7155:1 Border States - Renu - SPA | -260.23 |  | No | Other | Shippable | 0 |  | Not Applicable as per Item Classification |  | Not Applicable
953-2731 | 953-2731 | SPA, SolarEdge Manufacturer Rebate for # 310-0286, End Date 09/30/2020, Max Qty. , SOL56, 7155:1 Border States - Renu - SPA | -325.84 |  | No | Other | Shippable | 0 |  | Not Applicable as per Item Classification |  | Not Applicable
953-2732 | 953-2732 | SPA, SolarEdge Manufacturer Rebate for # 310-0285, End Date 09/30/2020, Max Qty. , SOL56, 7155:1 Border States - Renu - SPA | -316.37 |  | No | Other | Shippable | 0 |  | Not Applicable as per Item Classification |  | Not Applicable
953-2733 | 953-2733 | SPA, SolarEdge Manufacturer Rebate for # 310-0284, End Date 09/30/2020, Max Qty. , SOL56, 7155:1 Border States - Renu - SPA | -313.97 |  | No | Other | Shippable | 0 |  | Not Applicable as per Item Classification |  | Not Applicable
953-2734 | 953-2734 | SPA, SolarEdge Manufacturer Rebate for # 310-0283, End Date 09/30/2020, Max Qty. , SOL56, 7155:1 Border States - Renu - SPA | -173.68 |  | No | Other | Shippable | 0 |  | Not Applicable as per Item Classification |  | Not Applicable
953-2735 | 953-2735 | SPA, Enphase Encharge Manufacturer Rebate for # 480-0123, End Date 06/30/2020, Max Qty. 10, SPADBJIQAK, 7121 Solar Alternatives Inc | -193.41 |  | No | Other | Shippable | 0 |  | Not Applicable as per Item Classification |  | Not Applicable
953-2736 | 953-2736 | SPA, Enphase Encharge Manufacturer Rebate for # 480-0124, End Date 06/30/2020, Max Qty. 5, SPADBJIQAK, 7122 Solar Alternatives Inc | -529.59 |  | No | Other | Shippable | 0 |  | Not Applicable as per Item Classification |  | Not Applicable
953-2737 | 953-2737 | SPA, Enphase Manufacturer Rebate for # 321-0215, End Date 06/30/2020, Max Qty. 1250, SPADPEKQAC, 7121 Solar Alternatives Inc | -13.83 |  | No | Other | Shippable | 0 |  | Not Applicable as per Item Classification |  | Not Applicable
953-2738 | 953-2738 | SPA, Enphase Manufacturer Rebate for # 321-0219, End Date 06/30/2020, Max Qty. 1000, SPAD6IUQA0, 120878 Tungsten Electric, LLC | -13.27 |  | No | Other | Shippable | 0 |  | Not Applicable as per Item Classification |  | Not Applicable
953-2739 | 953-2739 | SPA, Enphase Manufacturer Rebate for # 321-0215, End Date 06/30/2020, Max Qty. 1000, SPADWRJQAC, 120878 Tungsten Electric, LLC | -11.04 |  | No | Other | Shippable | 0 |  | Not Applicable as per Item Classification |  | Not Applicable
953-2740 | 953-2740 | SPA, Enphase Manufacturer Rebate for # 321-0216, End Date 06/30/2020, Max Qty. 1000, SPADWRJQAC, 120878 Tungsten Electric, LLC | -12.84 |  | No | Other | Shippable | 0 |  | Not Applicable as per Item Classification |  | Not Applicable
953-2741 | 953-2741 | SPA, Solaria Manufacturer Rebate for # 110-1176, End Date 06/30/2020, Max Qty. 200, Q2-Celestial-Solaria, 203330 Celestial Solar Innovations LLC | -18 |  | No | Other | Shippable | 0 |  | Not Applicable as per Item Classification |  | Not Applicable
953-2742 | 953-2742 | SPA, Enphase Manufacturer Rebate for # 321-0215, End Date 06/30/2020, Max Qty. 1000, SPADORCQAC, 6136 The Solar Guys Inc. DBA Compass Solar Energy | -13.05 |  | No | Other | Shippable | 0 |  | Not Applicable as per Item Classification |  | Not Applicable
953-2743 | 953-2743 | SPA, Enphase Manufacturer Rebate for # 321-0216, End Date 06/30/2020, Max Qty. 1000, SPADORCQAC, 6136 The Solar Guys Inc. DBA Compass Solar Energy | -12.3 |  | No | Other | Shippable | 0 |  | Not Applicable as per Item Classification |  | Not Applicable
953-2744 | 953-2744 | SPA, Enphase Manufacturer Rebate for # 321-0219, End Date 06/30/2020, Max Qty. 1000, SPADORCQAC, 6136 The Solar Guys Inc. DBA Compass Solar Energy | -13 |  | No | Other | Shippable | 0 |  | Not Applicable as per Item Classification |  | Not Applicable
953-2745 | 953-2745 | SPA, Panasonic Manufacturer Rebate for # 110-1126, End Date 03/31/2020, Max Qty. 462, PANABenton, 82152 Benton Electric, Inc. | -41.56 |  | No | Other | Shippable | 0 |  | Not Applicable as per Item Classification |  | Not Applicable
953-2746 | 953-2746 | SPA, Panasonic Manufacturer Rebate for # 110-1203, End Date 03/31/2020, Max Qty. 442, PANABenton, 82152 Benton Electric, Inc. | -47.31 |  | No | Other | Shippable | 0 |  | Not Applicable as per Item Classification |  | Not Applicable
953-2747 | 953-2747 | SPA, Enphase Manufacturer Rebate for # 321-0215, End Date 06/30/2020, Max Qty. 1000, SPAD9IKQAK , 4203978 Zenith Security LLC | -8.8 |  | No | Other | Shippable | 0 |  | Not Applicable as per Item Classification |  | Not Applicable
953-2748 | 953-2748 | SPA, Solaria Manufacturer Rebate for # 110-1176, End Date 09/30/2020, Max Qty. 250, SPA-2020Q2, 4203145 Sum Solar | -25.2 |  | No | Other | Shippable | 0 |  | Not Applicable as per Item Classification |  | Not Applicable
953-2749 | 953-2749 | SPA, Solaria Manufacturer Rebate for # 112-0007, End Date 09/30/2020, Max Qty. 250, SPA-2020Q2, 4203145 Sum Solar | -24.85 |  | No | Other | Shippable | 0 |  | Not Applicable as per Item Classification |  | Not Applicable
953-2750 | 953-2750 | SPA, Solaria Manufacturer Rebate for # 110-1153, End Date 09/30/2020, Max Qty. 250, SPA-2020Q2, 4203145 Sum Solar | -24.85 |  | No | Other | Shippable | 0 |  | Not Applicable as per Item Classification |  | Not Applicable
953-2751 | 953-2751 | SPA, Enphase Manufacturer Rebate for # 321-0223, End Date 03/31/2020, Max Qty. 500, SPADX77QAC, 3853 Wholesale Solar, Inc | -21.86 |  | No | Other | Shippable | 0 |  | Not Applicable as per Item Classification |  | Not Applicable
953-2752 | 953-2752 | SPA, Enphase Manufacturer Rebate for # 321-0216, End Date 03/31/2020, Max Qty. 2000, SPADX77QAC, 3853 Wholesale Solar, Inc | -19.64 |  | No | Other | Shippable | 0 |  | Not Applicable as per Item Classification |  | Not Applicable
953-2753 | 953-2753 | SPA, SMA Manufacturer Rebate for # 330-0548, End Date 04/22/2020, Max Qty. 2, EdgeProjPrice, 30786 Edges Electrical Group LLC | -1026.71 |  | No | Other | Shippable | 0 |  | Not Applicable as per Item Classification |  | Not Applicable
953-2754 | 953-2754 | SPA, SMA Manufacturer Rebate for # 330-0549, End Date 04/22/2020, Max Qty. 24, EdgeProjPrice, 30786 Edges Electrical Group LLC | -867.04 |  | No | Other | Shippable | 0 |  | Not Applicable as per Item Classification |  | Not Applicable
953-2755 | 953-2755 | SPA, Enphase Manufacturer Rebate for # 321-0215, End Date 06/30/2020, Max Qty. 13000, SPAD04DQAC, 203176 Energy Solutions Direct | -31.86 |  | No | Other | Shippable | 0 |  | Not Applicable as per Item Classification |  | Not Applicable
953-2756 | 953-2756 | SPA, Enphase Manufacturer Rebate for # 321-0216, End Date 06/30/2020, Max Qty. 13000, SPAD04DQAC, 203176 Energy Solutions Direct | -24.23 |  | No | Other | Shippable | 0 |  | Not Applicable as per Item Classification |  | Not Applicable
953-2757 | 953-2757 | SPA, Enphase Manufacturer Rebate for # 321-0219, End Date 06/30/2020, Max Qty. 13000, SPAD04DQAC, 203176 Energy Solutions Direct | -24.87 |  | No | Other | Shippable | 0 |  | Not Applicable as per Item Classification |  | Not Applicable
953-2758 | 953-2758 | SPA, Enphase Manufacturer Rebate for # 480-0123, End Date 06/30/2020, Max Qty. 50, SPAD04DQAC, 203176 Energy Solutions Direct | -216.67 |  | No | Other | Shippable | 0 |  | Not Applicable as per Item Classification |  | Not Applicable
953-2759 | 953-2759 | SPA, Enphase Manufacturer Rebate for # 480-0124, End Date 06/30/2020, Max Qty. 50, SPAD04DQAC, 203176 Energy Solutions Direct | -586.67 |  | No | Other | Shippable | 0 |  | Not Applicable as per Item Classification |  | Not Applicable
953-2760 | 953-2760 | SPA, Solaria Manufacturer Rebate for # 112-0007, End Date 06/30/2020, Max Qty. Max, SPA-2020Q1, 203603 Green Integrations and Management Inc | -14.2 |  | No | Other | Shippable | 0 |  | Not Applicable as per Item Classification |  | Not Applicable
953-2761 | 953-2761 | SPA, Solaria Manufacturer Rebate for # 112-0007, End Date 03/31/2020, Max Qty. Max, SPA-2020Q1, 203765 San Marino Solar & Electric, LLC | -14.2 |  | No | Other | Shippable | 0 |  | Not Applicable as per Item Classification |  | Not Applicable
953-2762 | 953-2762 | SPA, Solaria Manufacturer Rebate for # 112-0010, End Date 06/30/2020, Max Qty. Max, SPA-2020Q1, 203603 Green Integrations and Management Inc | -14.6 |  | No | Other | Shippable | 0 |  | Not Applicable as per Item Classification |  | Not Applicable
953-2763 | 953-2763 | SPA, Solaria Manufacturer Rebate for # 110-1176, End Date 06/30/2020, Max Qty. Max, SPA-2020Q1, 203603 Green Integrations and Management Inc | -10.8 |  | No | Other | Shippable | 0 |  | Not Applicable as per Item Classification |  | Not Applicable
953-2764 | 953-2764 | SPA, Solaria Manufacturer Rebate for # 110-1222, End Date 06/30/2020, Max Qty. Max, SPA-2020Q1, 203603 Green Integrations and Management Inc | -11.1 |  | No | Other | Shippable | 0 |  | Not Applicable as per Item Classification |  | Not Applicable
953-2765 | 953-2765 | SPA, Solaria Manufacturer Rebate for # 110-1153, End Date 06/30/2020, Max Qty. Max, SPA-2020Q1, 203603 Green Integrations and Management Inc | -10.65 |  | No | Other | Shippable | 0 |  | Not Applicable as per Item Classification |  | Not Applicable
953-2766 | 953-2766 | SPA, Enphase Manufacturer Rebate for # 321-0215, End Date 06/30/2020, Max Qty. 1000, SPADC0TQAG, 203742 Ilum Solar | -13.36 |  | No | Other | Shippable | 0 |  | Not Applicable as per Item Classification |  | Not Applicable
953-2767 | 953-2767 | SPA, Enphase Manufacturer Rebate for # 321-0216, End Date 06/30/2020, Max Qty. 350, SPADC0TQAG, 203742 Ilum Solar | -13.14 |  | No | Other | Shippable | 0 |  | Not Applicable as per Item Classification |  | Not Applicable
953-2768 | 953-2768 | SPA, Enphase Manufacturer Rebate for # 321-0219, End Date 06/30/2020, Max Qty. 200, SPADC0TQAG, 203742 Ilum Solar | -13.27 |  | No | Other | Shippable | 0 |  | Not Applicable as per Item Classification |  | Not Applicable
953-2769 | 953-2769 | SPA, Panasonic Manufacturer Rebate for # 110-1126, End Date 03/31/2020, Max Qty. , Blanket SPA - OR and WA, 5383 Sunlight Solar Energy Inc | -44.81 |  | No | Other | Shippable | 0 |  | Not Applicable as per Item Classification |  | Not Applicable
953-2770 | 953-2770 | SPA, Enphase Manufacturer Rebate for # 321-0215, End Date 06/30/2020, Max Qty. 400, SPADDTGQA4, 80633 Solar Roof Dynamics LLC | -14.36 |  | No | Other | Shippable | 0 |  | Not Applicable as per Item Classification |  | Not Applicable
953-2771 | 953-2771 | SPA, Enphase Manufacturer Rebate for # 321-0216, End Date 06/30/2020, Max Qty. 150, SPADDTGQA4, 80633 Solar Roof Dynamics LLC | -15.14 |  | No | Other | Shippable | 0 |  | Not Applicable as per Item Classification |  | Not Applicable
953-2772 | 953-2772 | SPA, Panasonic Manufacturer Rebate for # 110-1126, End Date 03/31/2020, Max Qty. , Blanket SPA - OR and WA, 16168 Solar Assist | -44.81 |  | No | Other | Shippable | 0 |  | Not Applicable as per Item Classification |  | Not Applicable
953-2773 | 953-2773 | SPA, Solaria Manufacturer Rebate for # 110-1176, End Date 09/25/2020, Max Qty. Max, SPA-2020Q2, 6102 DJH Construction, Inc | -25.2 |  | No | Other | Shippable | 0 |  | Not Applicable as per Item Classification |  | Not Applicable
953-2774 | 953-2774 | SPA, Solaria Manufacturer Rebate for # 110-1153, End Date 09/25/2020, Max Qty. Max, SPA-2020Q2, 6102 DJH Construction, Inc | -24.85 |  | No | Other | Shippable | 0 |  | Not Applicable as per Item Classification |  | Not Applicable
953-2775 | 953-2775 | SPA, Solaria Corp Manufacturer Rebate for # 110-1176, End Date 09/30/2020, Max Qty. , SPA-2020Q3, 1609 ASPEN SOLAR INC. | -18 |  | No | Other | Shippable | 0 |  | Not Applicable as per Item Classification |  | Not Applicable
953-2776 | 953-2776 | SPA, Solaria Corp Manufacturer Rebate for # 110-1222, End Date 09/30/2020, Max Qty. , SPA-2020Q3, 1609 ASPEN SOLAR INC. | -18.5 |  | No | Other | Shippable | 0 |  | Not Applicable as per Item Classification |  | Not Applicable
953-2777 | 953-2777 | SPA, Solaria Corp Manufacturer Rebate for # 112-0007, End Date 09/30/2020, Max Qty. , SPA-2020Q3, 1609 ASPEN SOLAR INC. | -21.3 |  | No | Other | Shippable | 0 |  | Not Applicable as per Item Classification |  | Not Applicable
953-2778 | 953-2778 | SPA, Solaria Corp Manufacturer Rebate for # 112-0009, End Date 09/30/2020, Max Qty. , SPA-2020Q3, 1609 ASPEN SOLAR INC. | -21 |  | No | Other | Shippable | 0 |  | Not Applicable as per Item Classification |  | Not Applicable
953-2779 | 953-2779 | SPA, Solaria Corp Manufacturer Rebate for # 112-0010, End Date 09/30/2020, Max Qty. , SPA-2020Q3, 1609 ASPEN SOLAR INC. | -21.9 |  | No | Other | Shippable | 0 |  | Not Applicable as per Item Classification |  | Not Applicable
953-2780 | 953-2780 | SPA, Solaria Corp Manufacturer Rebate for # 110-1176, End Date 09/30/2020, Max Qty. , SPA-2020Q3 - GOLD, 2329 Southard's LLC dba Southard Solar & Construction | -42 |  | No | Other | Shippable | 0 |  | Not Applicable as per Item Classification |  | Not Applicable
953-2781 | 953-2781 | SPA, Solaria Corp Manufacturer Rebate for # 110-1222, End Date 09/30/2020, Max Qty. , SPA-2020Q3 - GOLD, 2329 Southard's LLC dba Southard Solar & Construction | -15.76 |  | No | Other | Shippable | 0 |  | Not Applicable as per Item Classification |  | Not Applicable
953-2782 | 953-2782 | SPA, Solaria Corp Manufacturer Rebate for # 112-0007, End Date 09/30/2020, Max Qty. , SPA-2020Q3 - GOLD, 2329 Southard's LLC dba Southard Solar & Construction | -27.22 |  | No | Other | Shippable | 0 |  | Not Applicable as per Item Classification |  | Not Applicable
953-2783 | 953-2783 | SPA, Solaria Corp Manufacturer Rebate for # 112-0009, End Date 09/30/2020, Max Qty. , SPA-2020Q3 - GOLD, 2329 Southard's LLC dba Southard Solar & Construction | -21.78 |  | No | Other | Shippable | 0 |  | Not Applicable as per Item Classification |  | Not Applicable
953-2784 | 953-2784 | SPA, Solaria Corp Manufacturer Rebate for # 112-0010, End Date 09/30/2020, Max Qty. , SPA-2020Q3 - GOLD, 2329 Southard's LLC dba Southard Solar & Construction | -21.78 |  | No | Other | Shippable | 0 |  | Not Applicable as per Item Classification |  | Not Applicable
953-2785 | 953-2785 | SPA, Solaria Corp Manufacturer Rebate for # 110-1153, End Date 09/30/2020, Max Qty. , SPA-2020Q3 - GOLD, 6251 SUNSENSE INC. | -30.37 |  | No | Other | Shippable | 0 |  | Not Applicable as per Item Classification |  | Not Applicable
953-2786 | 953-2786 | SPA, Solaria Corp Manufacturer Rebate for # 110-1176, End Date 09/30/2020, Max Qty. , SPA-2020Q3 - GOLD, 6251 SUNSENSE INC. | -31.2 |  | No | Other | Shippable | 0 |  | Not Applicable as per Item Classification |  | Not Applicable
953-2787 | 953-2787 | SPA, Solaria Corp Manufacturer Rebate for # 112-0009, End Date 09/30/2020, Max Qty. , SPA-2020Q3 - GOLD, 6251 SUNSENSE INC. | -39.28 |  | No | Other | Shippable | 0 |  | Not Applicable as per Item Classification |  | Not Applicable
953-2788 | 953-2788 | SPA, Solaria Corp Manufacturer Rebate for # 112-0007, End Date 09/30/2020, Max Qty. , SPA-2020Q3 - GOLD, 6251 SUNSENSE INC. | -41.42 |  | No | Other | Shippable | 0 |  | Not Applicable as per Item Classification |  | Not Applicable
953-2789 | 953-2789 | SPA, Solaria Corp Manufacturer Rebate for # 110-1153, End Date 09/30/2020, Max Qty. , SPA-2020Q3 - GOLD, 2329 Southard's LLC dba Southard Solar & Construction | -30.37 |  | No | Other | Shippable | 0 |  | Not Applicable as per Item Classification |  | Not Applicable
953-2790 | 953-2790 | SPA, Enphase Manufacturer Rebate for # 321-0215, End Date 06/30/2020, Max Qty. 2500, SPADOJFQAK, 4202934 Platinum Sales Group, LLC dba SunStor Solar | -17.36 |  | No | Other | Shippable | 0 |  | Not Applicable as per Item Classification |  | Not Applicable
953-2791 | 953-2791 | SPA, Enphase Manufacturer Rebate for # 321-0216, End Date 06/30/2020, Max Qty. 2500, SPADOJFQAK, 4202934 Platinum Sales Group, LLC dba SunStor Solar | -17.14 |  | No | Other | Shippable | 0 |  | Not Applicable as per Item Classification |  | Not Applicable
953-2792 | 953-2792 | SPA, Enphase Manufacturer Rebate for # 321-0215, End Date 06/30/2020, Max Qty. 700, SPADM6DQAS, 4271 HALCYON SOLAR CONSTRUCTION | -13.36 |  | No | Other | Shippable | 0 |  | Not Applicable as per Item Classification |  | Not Applicable
953-2793 | 953-2793 | SPA, Enphase Manufacturer Rebate for # 321-0216, End Date 06/30/2020, Max Qty. 700, SPADM6DQAS, 4271 HALCYON SOLAR CONSTRUCTION | -13.14 |  | No | Other | Shippable | 0 |  | Not Applicable as per Item Classification |  | Not Applicable
953-2794 | 953-2794 | SPA, MISSION Manufacturer Rebate for # 110-1224, End Date 06/30/2020, Max Qty. all, MissionZenith, 4203978 Zenith Security LLC | -21.7 |  | No | Other | Shippable | 0 |  | Not Applicable as per Item Classification |  | Not Applicable
953-2795 | 953-2795 | SPA, MISSION Manufacturer Rebate for # 110-1230, End Date 06/30/2020, Max Qty. all, MissionZenith, 4203978 Zenith Security LLC | -21.7 |  | No | Other | Shippable | 0 |  | Not Applicable as per Item Classification |  | Not Applicable
953-2796 | 953-2796 | SPA, MISSION Manufacturer Rebate for # 110-1207, End Date 06/30/2020, Max Qty. all, MissionZenith, 4203978 Zenith Security LLC | -21.7 |  | No | Other | Shippable | 0 |  | Not Applicable as per Item Classification |  | Not Applicable
953-2797 | 953-2797 | SPA, Solaria Manufacturer Rebate for # 110-1176, End Date 06/30/2020, Max Qty. , SPA-2020Q2-Gold, 9210 MASELLIS ELECTRIC | -21 |  | No | Other | Shippable | 0 |  | Not Applicable as per Item Classification |  | Not Applicable
953-2798 | 953-2798 | SPA, Solaria Manufacturer Rebate for # 110-1176, End Date 06/30/2020, Max Qty. , SPA-2020Q2-Gold, 8095 MATSON SERVICES | -27.6 |  | No | Other | Shippable | 0 |  | Not Applicable as per Item Classification |  | Not Applicable
953-2799 | 953-2799 | SPA, Solaria Manufacturer Rebate for # 110-1176, End Date 06/30/2020, Max Qty. , SPA-2020Q2, 9520 Sustainable Energy Group | -21 |  | No | Other | Shippable | 0 |  | Not Applicable as per Item Classification |  | Not Applicable
953-2800 | 953-2800 | SPA, Solaria Manufacturer Rebate for # 110-1176, End Date 06/30/2020, Max Qty. , SPA-2020Q2-Diamond, 4202934 Platinum Sales Group, LLC dba SunStor Solar | -45.6 |  | No | Other | Shippable | 0 |  | Not Applicable as per Item Classification |  | Not Applicable
953-2801 | 953-2801 | SPA, Solaria Manufacturer Rebate for # 110-1176, End Date 06/30/2020, Max Qty. , SPA-2020Q2-Gold, 121047 GoSolarPros dba GSP Power | -21 |  | No | Other | Shippable | 0 |  | Not Applicable as per Item Classification |  | Not Applicable
953-2802 | 953-2802 | SPA, Solaria Corp Manufacturer Rebate for # 110-1153, End Date 09/30/2020, Max Qty. , SPA-2020Q3-Gold, 3099 Active Energies Solar, LLC | -30.37 |  | No | Other | Shippable | 0 |  | Not Applicable as per Item Classification |  | Not Applicable
953-2803 | 953-2803 | SPA, Solaria Corp Manufacturer Rebate for # 110-1176, End Date 09/30/2020, Max Qty. , SPA-2020Q3-Gold, 3099 Active Energies Solar, LLC | -31.2 |  | No | Other | Shippable | 0 |  | Not Applicable as per Item Classification |  | Not Applicable
953-2804 | 953-2804 | SPA, Solaria Corp Manufacturer Rebate for # 112-0009, End Date 09/30/2020, Max Qty. , SPA-2020Q3-Gold, 3099 Active Energies Solar, LLC | -39.28 |  | No | Other | Shippable | 0 |  | Not Applicable as per Item Classification |  | Not Applicable
953-2805 | 953-2805 | SPA, Solaria Corp Manufacturer Rebate for # 112-0007, End Date 09/30/2020, Max Qty. , SPA-2020Q3-Gold, 3099 Active Energies Solar, LLC | -41.42 |  | No | Other | Shippable | 0 |  | Not Applicable as per Item Classification |  | Not Applicable
953-2806 | 953-2806 | SPA, SolarEdge Manufacturer Rebate for # 565-0205, End Date 03/31/2019, Max Qty. , SOL180301, 121490 Energy Enterprises USA, Inc. dba Canopy Energy | -11.56 |  | No | Other | Shippable | 0 |  | Not Applicable as per Item Classification |  | Not Applicable
953-2807 | 953-2807 | SPA, SolarEdge Manufacturer Rebate for # 565-0220, End Date 03/31/2021, Max Qty. , SOL358, 121490 Energy Enterprises USA, Inc. dba Canopy Energy | -10.77 |  | No | Other | Shippable | 0 |  | Not Applicable as per Item Classification |  | Not Applicable
953-2808 | 953-2808 | SPA, SolarEdge Manufacturer Rebate for # 565-0211, End Date 03/31/2021, Max Qty. , SOL358, 121490 Energy Enterprises USA, Inc. dba Canopy Energy | -10.45 |  | No | Other | Shippable | 0 |  | Not Applicable as per Item Classification |  | Not Applicable
953-2809 | 953-2809 | SPA, SolarEdge Manufacturer Rebate for # 565-0206, End Date 03/31/2021, Max Qty. , SOL358, 121490 Energy Enterprises USA, Inc. dba Canopy Energy | -10.45 |  | No | Other | Shippable | 0 |  | Not Applicable as per Item Classification |  | Not Applicable
953-2810 | 953-2810 | SPA, SolarEdge Manufacturer Rebate for # 565-0194, End Date 03/31/2021, Max Qty. , SOL358, 121490 Energy Enterprises USA, Inc. dba Canopy Energy | -12.52 |  | No | Other | Shippable | 0 |  | Not Applicable as per Item Classification |  | Not Applicable
953-2811 | 953-2811 | SPA, SolarEdge Manufacturer Rebate for # 565-0224, End Date 03/31/2021, Max Qty. , SOL358, 121490 Energy Enterprises USA, Inc. dba Canopy Energy | -8.25 |  | No | Other | Shippable | 0 |  | Not Applicable as per Item Classification |  | Not Applicable
953-2812 | 953-2812 | SPA, SolarEdge Manufacturer Rebate for # 565-0108, End Date 03/31/2021, Max Qty. , SOL358, 121490 Energy Enterprises USA, Inc. dba Canopy Energy | -12.72 |  | No | Other | Shippable | 0 |  | Not Applicable as per Item Classification |  | Not Applicable
953-2813 | 953-2813 | SPA, SolarEdge Manufacturer Rebate for # 310-0595, End Date 03/31/2021, Max Qty. , SOL358, 121490 Energy Enterprises USA, Inc. dba Canopy Energy | -84.01 |  | No | Other | Shippable | 0 |  | Not Applicable as per Item Classification |  | Not Applicable
953-2814 | 953-2814 | SPA, SolarEdge Manufacturer Rebate for # 310-0614, End Date 03/31/2021, Max Qty. , SOL358, 121490 Energy Enterprises USA, Inc. dba Canopy Energy | -91.75 |  | No | Other | Shippable | 0 |  | Not Applicable as per Item Classification |  | Not Applicable
953-2815 | 953-2815 | SPA, SolarEdge Manufacturer Rebate for # 310-0618, End Date 03/31/2021, Max Qty. , SOL358, 121490 Energy Enterprises USA, Inc. dba Canopy Energy | -69.99 |  | No | Other | Shippable | 0 |  | Not Applicable as per Item Classification |  | Not Applicable
953-2816 | 953-2816 | SPA, SolarEdge Manufacturer Rebate for # 310-0622, End Date 03/31/2021, Max Qty. , SOL358, 121490 Energy Enterprises USA, Inc. dba Canopy Energy | -10.07 |  | No | Other | Shippable | 0 |  | Not Applicable as per Item Classification |  | Not Applicable
953-2817 | 953-2817 | SPA, SolarEdge Manufacturer Rebate for # 310-0602, End Date 03/31/2021, Max Qty. , SOL358, 121490 Energy Enterprises USA, Inc. dba Canopy Energy | -48.38 |  | No | Other | Shippable | 0 |  | Not Applicable as per Item Classification |  | Not Applicable
953-2818 | 953-2818 | SPA, SolarEdge Manufacturer Rebate for # 310-0596, End Date 03/31/2021, Max Qty. , SOL358, 121490 Energy Enterprises USA, Inc. dba Canopy Energy | -181.77 |  | No | Other | Shippable | 0 |  | Not Applicable as per Item Classification |  | Not Applicable
953-2819 | 953-2819 | SPA, SolarEdge Manufacturer Rebate for # 310-0106, End Date 03/31/2021, Max Qty. , SOL358, 121490 Energy Enterprises USA, Inc. dba Canopy Energy | -93.87 |  | No | Other | Shippable | 0 |  | Not Applicable as per Item Classification |  | Not Applicable
953-2820 | 953-2820 | SPA, SolarEdge Manufacturer Rebate for # 310-0104, End Date 03/31/2021, Max Qty. , SOL358, 121490 Energy Enterprises USA, Inc. dba Canopy Energy | -232.24 |  | No | Other | Shippable | 0 |  | Not Applicable as per Item Classification |  | Not Applicable
953-2821 | 953-2821 | SPA, SolarEdge Manufacturer Rebate for # 310-0597, End Date 03/31/2021, Max Qty. , SOL358, 121490 Energy Enterprises USA, Inc. dba Canopy Energy | -182.4 |  | No | Other | Shippable | 0 |  | Not Applicable as per Item Classification |  | Not Applicable
953-2822 | 953-2822 | SPA, SolarEdge Manufacturer Rebate for # 310-0105, End Date 03/31/2021, Max Qty. , SOL358, 121490 Energy Enterprises USA, Inc. dba Canopy Energy | -84.34 |  | No | Other | Shippable | 0 |  | Not Applicable as per Item Classification |  | Not Applicable
953-2823 | 953-2823 | SPA, SolarEdge Manufacturer Rebate for # 310-0598, End Date 03/31/2021, Max Qty. , SOL358, 121490 Energy Enterprises USA, Inc. dba Canopy Energy | -188.92 |  | No | Other | Shippable | 0 |  | Not Applicable as per Item Classification |  | Not Applicable
953-2824 | 953-2824 | SPA, SolarEdge Manufacturer Rebate for # 310-0617, End Date 03/31/2021, Max Qty. , SOL358, 121490 Energy Enterprises USA, Inc. dba Canopy Energy | -116.37 |  | No | Other | Shippable | 0 |  | Not Applicable as per Item Classification |  | Not Applicable
953-2825 | 953-2825 | SPA, SolarEdge Manufacturer Rebate for # 310-0624, End Date 03/31/2021, Max Qty. , SOL358, 121490 Energy Enterprises USA, Inc. dba Canopy Energy | -101.34 |  | No | Other | Shippable | 0 |  | Not Applicable as per Item Classification |  | Not Applicable
953-2826 | 953-2826 | SPA, SolarEdge Manufacturer Rebate for # 310-0599, End Date 03/31/2021, Max Qty. , SOL358, 121490 Energy Enterprises USA, Inc. dba Canopy Energy | -122.42 |  | No | Other | Shippable | 0 |  | Not Applicable as per Item Classification |  | Not Applicable
953-2827 | 953-2827 | SPA, SolarEdge Manufacturer Rebate for # 310-0600, End Date 03/31/2021, Max Qty. , SOL358, 121490 Energy Enterprises USA, Inc. dba Canopy Energy | -126.78 |  | No | Other | Shippable | 0 |  | Not Applicable as per Item Classification |  | Not Applicable
953-2828 | 953-2828 | SPA, Enphase Manufacturer Rebate for # 321-0223, End Date 06/30/2020, Max Qty. 500, SPADM9YQAS, 3853 Wholesale Solar, Inc | -21.86 |  | No | Other | Shippable | 0 |  | Not Applicable as per Item Classification |  | Not Applicable
953-2829 | 953-2829 | SPA, Enphase Manufacturer Rebate for # 321-0216, End Date 06/30/2020, Max Qty. 2000, SPADM9YQAS, 3853 Wholesale Solar, Inc | -19.64 |  | No | Other | Shippable | 0 |  | Not Applicable as per Item Classification |  | Not Applicable
953-2830 | 953-2830 | SPA, Solaria Manufacturer Rebate for # 110-1176, End Date 06/30/2020, Max Qty. , SPA-2020Q2-Platinum, 4203091 Valley Unique Electric | -13.2 |  | No | Other | Shippable | 0 |  | Not Applicable as per Item Classification |  | Not Applicable
953-2831 | 953-2831 | SPA, Solaria Manufacturer Rebate for # 112-0007, End Date 06/30/2020, Max Qty. , SPA-2020Q2-Platinum, 82564 Newport Solar | -21.3 |  | No | Other | Shippable | 0 |  | Not Applicable as per Item Classification |  | Not Applicable
953-2832 | 953-2832 | SPA, Solaria Manufacturer Rebate for # 112-0010, End Date 06/30/2020, Max Qty. , SPA-2020Q2-Platinum, 82564 Newport Solar | -21.9 |  | No | Other | Shippable | 0 |  | Not Applicable as per Item Classification |  | Not Applicable
953-2833 | 953-2833 | SPA, Solaria Manufacturer Rebate for # 110-1176, End Date 06/30/2020, Max Qty. , SPA-2020Q2-Platinum, 82564 Newport Solar | -18 |  | No | Other | Shippable | 0 |  | Not Applicable as per Item Classification |  | Not Applicable
953-2834 | 953-2834 | SPA, Panasonic Manufacturer Rebate for # 110-1126, End Date 06/30/2020, Max Qty. 462, PANABenton, 82152 Benton Electric, Inc. | -41.56 |  | No | Other | Shippable | 0 |  | Not Applicable as per Item Classification |  | Not Applicable
953-2835 | 953-2835 | SPA, Panasonic Manufacturer Rebate for # 110-1127, End Date 06/30/2020, Max Qty. 400, PANABenton, 82152 Benton Electric, Inc. | -43.68 |  | No | Other | Shippable | 0 |  | Not Applicable as per Item Classification |  | Not Applicable
953-2836 | 953-2836 | SPA, Panasonic Manufacturer Rebate for # 110-1203, End Date 06/30/2020, Max Qty. 442, PANABenton, 82152 Benton Electric, Inc. | -47.31 |  | No | Other | Shippable | 0 |  | Not Applicable as per Item Classification |  | Not Applicable
953-2837 | 953-2837 | SPA, Enphase Manufacturer Rebate for # 321-0216, End Date 06/30/2020, Max Qty. 7002, SPADZGQQAO, 14010 Sigora Solar LLC | -23.3 |  | No | Other | Shippable | 0 |  | Not Applicable as per Item Classification |  | Not Applicable
953-2838 | 953-2838 | SPA, Enphase Manufacturer Rebate for # 321-0219, End Date 06/30/2020, Max Qty. 7002, SPADZGQQAO, 14010 Sigora Solar LLC | -18.82 |  | No | Other | Shippable | 0 |  | Not Applicable as per Item Classification |  | Not Applicable
953-2839 | 953-2839 | SPA, Enphase Manufacturer Rebate for # 321-0215, End Date 06/30/2020, Max Qty. 7002, SPADZGQQAO, 14010 Sigora Solar LLC | -27.4 |  | No | Other | Shippable | 0 |  | Not Applicable as per Item Classification |  | Not Applicable
953-2840 | 953-2840 | SPA, sonnen Manufacturer "POWER-On" Spring Promo for # 349-0045, MUST SHIP BY 05/31/2020, Max Qty. , sonnen"Power-ON", | -1500 |  | No | Other | Shippable | 0 |  | Not Applicable as per Item Classification |  | Not Applicable
953-2841 | 953-2841 | SPA, sonnen Manufacturer "POWER-On" Spring Promo for # 349-0046, MUST SHIP BY 05/31/2020, Max Qty. , sonnen"Power-ON", | -1500 |  | No | Other | Shippable | 0 |  | Not Applicable as per Item Classification |  | Not Applicable
953-2842 | 953-2842 | SPA, sonnen Manufacturer "POWER-On" Spring Promo for # 349-0047, MUST SHIP BY 05/31/2020, Max Qty. , sonnen"Power-ON", | -1500 |  | No | Other | Shippable | 0 |  | Not Applicable as per Item Classification |  | Not Applicable
953-2843 | 953-2843 | SPA, sonnen Manufacturer "POWER-On" Spring Promo for # 349-0048, MUST SHIP BY 05/31/2020, Max Qty. , sonnen"Power-ON", | -1500 |  | No | Other | Shippable | 0 |  | Not Applicable as per Item Classification |  | Not Applicable
953-2844 | 953-2844 | SPA, sonnen Manufacturer "POWER-On" Spring Promo for # 349-0051, MUST SHIP BY 05/31/2020, Max Qty. , sonnen"Power-ON", | -1500 |  | No | Other | Shippable | 0 |  | Not Applicable as per Item Classification |  | Not Applicable
953-2845 | 953-2845 | SPA, sonnen Manufacturer "POWER-On" Spring Promo for # 349-0052, MUST SHIP BY 05/31/2020, Max Qty. , sonnen"Power-ON", | -1500 |  | No | Other | Shippable | 0 |  | Not Applicable as per Item Classification |  | Not Applicable
953-2846 | 953-2846 | SPA, SolarEdge Manufacturer Rebate for # 310-0600, End Date 04/30/2020, Max Qty. , SOL277, 120769:2 Crescent Electric Supply Company - Iowa - Ambient | -194.98 |  | No | Other | Shippable | 0 |  | Not Applicable as per Item Classification |  | Not Applicable
953-2847 | 953-2847 | SPA, SolarEdge Manufacturer Rebate for # 310-0599, End Date 04/30/2020, Max Qty. , SOL277, 120769:2 Crescent Electric Supply Company - Iowa - Ambient | -187.76 |  | No | Other | Shippable | 0 |  | Not Applicable as per Item Classification |  | Not Applicable
953-2848 | 953-2848 | SPA, SolarEdge Manufacturer Rebate for # 310-0598, End Date 04/30/2020, Max Qty. , SOL277, 120769:2 Crescent Electric Supply Company - Iowa - Ambient | -244.57 |  | No | Other | Shippable | 0 |  | Not Applicable as per Item Classification |  | Not Applicable
953-2849 | 953-2849 | SPA, SolarEdge Manufacturer Rebate for # 310-0597, End Date 04/30/2020, Max Qty. , SOL277, 120769:2 Crescent Electric Supply Company - Iowa - Ambient | -233.46 |  | No | Other | Shippable | 0 |  | Not Applicable as per Item Classification |  | Not Applicable
953-2850 | 953-2850 | SPA, SolarEdge Manufacturer Rebate for # 310-0596, End Date 04/30/2020, Max Qty. , SOL277, 120769:2 Crescent Electric Supply Company - Iowa - Ambient | -230.68 |  | No | Other | Shippable | 0 |  | Not Applicable as per Item Classification |  | Not Applicable
953-2851 | 953-2851 | SPA, SolarEdge Manufacturer Rebate for # 310-0595, End Date 04/30/2020, Max Qty. , SOL277, 120769:2 Crescent Electric Supply Company - Iowa - Ambient | -123.33 |  | No | Other | Shippable | 0 |  | Not Applicable as per Item Classification |  | Not Applicable
953-2852 | 953-2852 | SPA, SolarEdge Manufacturer Rebate for # 565-0220, End Date 04/30/2020, Max Qty. , SOL277, 120769:2 Crescent Electric Supply Company - Iowa - Ambient | -12.09 |  | No | Other | Shippable | 0 |  | Not Applicable as per Item Classification |  | Not Applicable
953-2853 | 953-2853 | SPA, SolarEdge Manufacturer Rebate for # 565-0205, End Date 04/30/2020, Max Qty. , SOL277, 120769:2 Crescent Electric Supply Company - Iowa - Ambient | -11.98 |  | No | Other | Shippable | 0 |  | Not Applicable as per Item Classification |  | Not Applicable
953-2854 | 953-2854 | SPA, SolarEdge Manufacturer Rebate for # 570-0240, End Date 04/30/2020, Max Qty. , SOL277, 120769:2 Crescent Electric Supply Company - Iowa - Ambient | -27.98 |  | No | Other | Shippable | 0 |  | Not Applicable as per Item Classification |  | Not Applicable
953-2855 | 953-2855 | SPA, Solaria Corp Manufacturer Rebate for # 110-1153, End Date 09/30/2020, Max Qty. , SPA-2020Q3-Gold, 7573 OBSERVATORY HOMETECH INC DBA SUNTALK SOLAR | -24.85 |  | No | Other | Shippable | 0 |  | Not Applicable as per Item Classification |  | Not Applicable
953-2856 | 953-2856 | SPA, Solaria Corp Manufacturer Rebate for # 110-1176, End Date 09/30/2020, Max Qty. , SPA-2020Q3-Gold, 7573 OBSERVATORY HOMETECH INC DBA SUNTALK SOLAR | -31.2 |  | No | Other | Shippable | 0 |  | Not Applicable as per Item Classification |  | Not Applicable
953-2857 | 953-2857 | SPA, Solaria Corp Manufacturer Rebate for # 112-0009, End Date 09/30/2020, Max Qty. , SPA-2020Q3-Gold, 7573 OBSERVATORY HOMETECH INC DBA SUNTALK SOLAR | -39.28 |  | No | Other | Shippable | 0 |  | Not Applicable as per Item Classification |  | Not Applicable
953-2858 | 953-2858 | SPA, Solaria Corp Manufacturer Rebate for # 112-0007, End Date 09/30/2020, Max Qty. , SPA-2020Q3-Gold, 7573 OBSERVATORY HOMETECH INC DBA SUNTALK SOLAR | -41.42 |  | No | Other | Shippable | 0 |  | Not Applicable as per Item Classification |  | Not Applicable
953-2859 | 953-2859 | SPA, Solaria Manufacturer Rebate for # 110-1176, End Date 06/30/2020, Max Qty. , Q2 2020-Gold, 202918 Magitek Energy Solutions, Inc | -28.8 |  | No | Other | Shippable | 0 |  | Not Applicable as per Item Classification |  | Not Applicable
953-2860 | 953-2860 | SPA, Solaria Manufacturer Rebate for # 110-1176, End Date 06/30/2020, Max Qty. Max, SPA-2020Q2 - Gold, 4203904 Sutton Roofing | -25.2 |  | No | Other | Shippable | 0 |  | Not Applicable as per Item Classification |  | Not Applicable
953-2861 | 953-2861 | SPA, Solaria Manufacturer Rebate for # 110-1153, End Date 06/30/2020, Max Qty. Max, SPA-2020Q2 - Gold, 4203904 Sutton Roofing | -24.85 |  | No | Other | Shippable | 0 |  | Not Applicable as per Item Classification |  | Not Applicable
953-2862 | 953-2862 | "SPA, Panasonic Manufacturer Rebate for # 110-1127, End Date 06/30/2020, Max Qty. , PANAAddy, 80371 Addy Electric" | -46.98 |  | No | Other | Shippable | 0 |  | Not Applicable as per Item Classification |  | Not Applicable
953-2863 | 953-2863 | SPA, ENPHASE Manufacturer Rebate for # 321-0215, End Date 06/30/2020, Max Qty. 500, SPADGMBQAQ, 4970 R & R Solar Supply | -14.56 |  | No | Other | Shippable | 0 |  | Not Applicable as per Item Classification |  | Not Applicable
953-2864 | 953-2864 | SPA, ENPHASE Manufacturer Rebate for # 321-0216, End Date 06/30/2020, Max Qty. 1200, SPADGMBQAQ, 4970 R & R Solar Supply | -16.14 |  | No | Other | Shippable | 0 |  | Not Applicable as per Item Classification |  | Not Applicable
953-2865 | 953-2865 | SPA, ENPHASE Manufacturer Rebate for # 321-0219, End Date 06/30/2020, Max Qty. 1200, SPADGMBQAQ, 4970 R & R Solar Supply | -16.77 |  | No | Other | Shippable | 0 |  | Not Applicable as per Item Classification |  | Not Applicable
953-2866 | 953-2866 | SPA, ENPHASE Manufacturer Rebate for # 321-0223, End Date 06/30/2020, Max Qty. 500, SPADGMBQAQ, 4970 R & R Solar Supply | -16.86 |  | No | Other | Shippable | 0 |  | Not Applicable as per Item Classification |  | Not Applicable
953-2867 | 953-2867 | SPA, Solaria Manufacturer Rebate for # 110-1176, End Date 06/30/2020, Max Qty. 250, SPA-2020Q2-Gold, 4203164 Element Electric | -25.2 |  | No | Other | Shippable | 0 |  | Not Applicable as per Item Classification |  | Not Applicable
953-2868 | 953-2868 | SPA, Solaria Manufacturer Rebate for # 110-1153, End Date 06/30/2020, Max Qty. 250, SPA-2020Q2-Gold, 4203164 Element Electric | -24.85 |  | No | Other | Shippable | 0 |  | Not Applicable as per Item Classification |  | Not Applicable
953-2869 | 953-2869 | SPA, Solaria Manufacturer Rebate for # 112-0009, End Date 06/30/2020, Max Qty. 250, SPA-2020Q2-Gold, 4203164 Element Electric | -24.5 |  | No | Other | Shippable | 0 |  | Not Applicable as per Item Classification |  | Not Applicable
953-2870 | 953-2870 | SPA, Solaria Manufacturer Rebate for # 112-0007, End Date 06/30/2020, Max Qty. 250, SPA-2020Q2-Gold, 4203164 Element Electric | -24.85 |  | No | Other | Shippable | 0 |  | Not Applicable as per Item Classification |  | Not Applicable
953-2871 | 953-2871 | SPA, Solaria Manufacturer Rebate for # 110-1176, End Date 06/30/2020, Max Qty. 250, SPA-2020Q2-Gold, 203596 I Love My Solar Inc. | -25.2 |  | No | Other | Shippable | 0 |  | Not Applicable as per Item Classification |  | Not Applicable
953-2872 | 953-2872 | SPA, Solaria Manufacturer Rebate for # 110-1153, End Date 06/30/2020, Max Qty. 250, SPA-2020Q2-Gold, 203596 I Love My Solar Inc. | -24.85 |  | No | Other | Shippable | 0 |  | Not Applicable as per Item Classification |  | Not Applicable
953-2873 | 953-2873 | SPA, Solaria Manufacturer Rebate for # 112-0009, End Date 06/30/2020, Max Qty. 250, SPA-2020Q2-Gold, 203596 I Love My Solar Inc. | -24.5 |  | No | Other | Shippable | 0 |  | Not Applicable as per Item Classification |  | Not Applicable
953-2874 | 953-2874 | SPA, Solaria Manufacturer Rebate for # 112-0007, End Date 06/30/2020, Max Qty. 250, SPA-2020Q2-Gold, 203596 I Love My Solar Inc. | -24.85 |  | No | Other | Shippable | 0 |  | Not Applicable as per Item Classification |  | Not Applicable
953-2875 | 953-2875 | SPA, Solaria Manufacturer Rebate for # 110-1176, End Date 06/30/2020, Max Qty. 250, SPA-2020Q2-Gold, 17328 Gilmore Services, Inc. DBA Gilmore Heating & Air | -25.2 |  | No | Other | Shippable | 0 |  | Not Applicable as per Item Classification |  | Not Applicable
953-2876 | 953-2876 | SPA, Solaria Manufacturer Rebate for # 110-1153, End Date 06/30/2020, Max Qty. 250, SPA-2020Q2-Gold, 17328 Gilmore Services, Inc. DBA Gilmore Heating & Air | -24.85 |  | No | Other | Shippable | 0 |  | Not Applicable as per Item Classification |  | Not Applicable
953-2877 | 953-2877 | SPA, Solaria Manufacturer Rebate for # 112-0009, End Date 06/30/2020, Max Qty. 250, SPA-2020Q2-Gold, 17328 Gilmore Services, Inc. DBA Gilmore Heating & Air | -24.5 |  | No | Other | Shippable | 0 |  | Not Applicable as per Item Classification |  | Not Applicable
953-2878 | 953-2878 | SPA, Solaria Manufacturer Rebate for # 112-0007, End Date 06/30/2020, Max Qty. 250, SPA-2020Q2-Gold, 17328 Gilmore Services, Inc. DBA Gilmore Heating & Air | -24.85 |  | No | Other | Shippable | 0 |  | Not Applicable as per Item Classification |  | Not Applicable
953-2879 | 953-2879 | SPA, Solaria Manufacturer Rebate for # 110-1176, End Date 06/30/2020, Max Qty. 250, SPA-2020Q2-Gold, 4203400 BURGAD AND BURGAD INC dba POWER SOLAR | -25.2 |  | No | Other | Shippable | 0 |  | Not Applicable as per Item Classification |  | Not Applicable
953-2880 | 953-2880 | SPA, Solaria Manufacturer Rebate for # 110-1153, End Date 06/30/2020, Max Qty. 250, SPA-2020Q2-Gold,4203400 BURGAD AND BURGAD INC dba POWER SOLAR | -24.85 |  | No | Other | Shippable | 0 |  | Not Applicable as per Item Classification |  | Not Applicable
953-2881 | 953-2881 | SPA, Solaria Manufacturer Rebate for # 112-0009, End Date 06/30/2020, Max Qty. 250, SPA-2020Q2-Gold, 4203400 BURGAD AND BURGAD INC dba POWER SOLAR | -24.5 |  | No | Other | Shippable | 0 |  | Not Applicable as per Item Classification |  | Not Applicable
953-2882 | 953-2882 | SPA, Solaria Manufacturer Rebate for # 112-0007, End Date 06/30/2020, Max Qty. 250, SPA-2020Q2-Gold,4203400 BURGAD AND BURGAD INC dba POWER SOLAR | -24.85 |  | No | Other | Shippable | 0 |  | Not Applicable as per Item Classification |  | Not Applicable
953-2883 | 953-2883 | SPA, Solaria Manufacturer Rebate for # 110-1176, End Date 06/30/2020, Max Qty. 250, SPA-2020Q2-Gold, 203630 Solar Pro Energy Systems | -25.2 |  | No | Other | Shippable | 0 |  | Not Applicable as per Item Classification |  | Not Applicable
953-2884 | 953-2884 | SPA, Solaria Manufacturer Rebate for # 110-1153, End Date 06/30/2020, Max Qty. 250, SPA-2020Q2-Gold,203630 Solar Pro Energy Systems | -24.85 |  | No | Other | Shippable | 0 |  | Not Applicable as per Item Classification |  | Not Applicable
953-2885 | 953-2885 | SPA, Solaria Manufacturer Rebate for # 112-0009, End Date 06/30/2020, Max Qty. 250, SPA-2020Q2-Gold,203630 Solar Pro Energy Systems | -24.5 |  | No | Other | Shippable | 0 |  | Not Applicable as per Item Classification |  | Not Applicable
953-2886 | 953-2886 | SPA, Solaria Manufacturer Rebate for # 112-0007, End Date 06/30/2020, Max Qty. 250, SPA-2020Q2-Gold,203630 Solar Pro Energy Systems | -24.85 |  | No | Other | Shippable | 0 |  | Not Applicable as per Item Classification |  | Not Applicable
953-2887 | 953-2887 | SPA, Enphase Manufacturer Rebate for # 321-0215, End Date 06/30/2020, Max Qty. 1000, SPADES2QAC, 121482 The LeverEdge | -12.36 |  | No | Other | Shippable | 0 |  | Not Applicable as per Item Classification |  | Not Applicable
953-2888 | 953-2888 | SPA, Enphase Manufacturer Rebate for # 321-0216, End Date 06/30/2020, Max Qty. 1000, SPADES2QAC, 121482 The LeverEdge | -13.94 |  | No | Other | Shippable | 0 |  | Not Applicable as per Item Classification |  | Not Applicable
953-2889 | 953-2889 | SPA, Enphase Manufacturer Rebate for # 321-0219, End Date 06/30/2020, Max Qty. 1000, SPADES2QAC, 121482 The LeverEdge | -15.77 |  | No | Other | Shippable | 0 |  | Not Applicable as per Item Classification |  | Not Applicable
953-2890 | 953-2890 | SPA, Enphase Manufacturer Rebate for # 321-0223, End Date 06/30/2020, Max Qty. 1000, SPADES2QAC, 121482 The LeverEdge | -16.86 |  | No | Other | Shippable | 0 |  | Not Applicable as per Item Classification |  | Not Applicable
953-2891 | 953-2891 | SPA, Enphase Manufacturer Rebate for # 480-0123, End Date 06/30/2020, Max Qty. 10, SPADES2QAC, 121482 The LeverEdge | -328.67 |  | No | Other | Shippable | 0 |  | Not Applicable as per Item Classification |  | Not Applicable
953-2892 | 953-2892 | SPA, Enphase Manufacturer Rebate for # 480-0124, End Date 06/30/2020, Max Qty. 10, SPADES2QAC, 121482 The LeverEdge | -946.67 |  | No | Other | Shippable | 0 |  | Not Applicable as per Item Classification |  | Not Applicable
953-2893 | 953-2893 | SPA, SolarEdge Manufacturer Rebate for # 565-0108, End Date 12/30/2020, Max Qty. , SOL434, 6900 Aberration, Inc. dba South Texas Solar Systems, Inc. | -9.25 |  | No | Other | Shippable | 0 |  | Not Applicable as per Item Classification |  | Not Applicable
953-2894 | 953-2894 | SPA, Panasonic Manufacturer Rebate for # 112-0008, End Date 06/30/2020, Max Qty. N/A, AAA-PANA, 30118 AAASunSolar | -49.88 |  | No | Other | Shippable | 0 |  | Not Applicable as per Item Classification |  | Not Applicable
953-2895 | 953-2895 | SPA, Panasonic Manufacturer Rebate for # 110-1127, End Date 06/30/2020, Max Qty. N/A, AAA-PANA, 30118 AAASunSolar | -36.18 |  | No | Other | Shippable | 0 |  | Not Applicable as per Item Classification |  | Not Applicable
953-2896 | 953-2896 | SPA, Solaria Manufacturer Rebate for # 110-1176, End Date 06/30/2020, Max Qty. 250, SPA-2020Q2-Gold, 3747 ACR Solar International Corp. (www.acrsolar.com) | -25.2 |  | No | Other | Shippable | 0 |  | Not Applicable as per Item Classification |  | Not Applicable
953-2897 | 953-2897 | SPA, Solaria Manufacturer Rebate for # 110-1153, End Date 06/30/2020, Max Qty. 250, SPA-2020Q2-Gold, 3747 ACR Solar International Corp. (www.acrsolar.com) | -24.85 |  | No | Other | Shippable | 0 |  | Not Applicable as per Item Classification |  | Not Applicable
953-2898 | 953-2898 | SPA, Solaria Manufacturer Rebate for # 112-0009, End Date 06/30/2020, Max Qty. 250, SPA-2020Q2-Gold, 3747 ACR Solar International Corp. (www.acrsolar.com) | -24.5 |  | No | Other | Shippable | 0 |  | Not Applicable as per Item Classification |  | Not Applicable
953-2899 | 953-2899 | SPA, Solaria Manufacturer Rebate for # 112-0007, End Date 06/30/2020, Max Qty. 250, SPA-2020Q2-Gold, 3747 ACR Solar International Corp. (www.acrsolar.com) | -24.85 |  | No | Other | Shippable | 0 |  | Not Applicable as per Item Classification |  | Not Applicable
953-2900 | 953-2900 | SPA, Enphase Manufacturer Rebate for # 321-0215, End Date 06/30/2020, Max Qty. 1000, SPADDMAQA4, 8426 High Definition Solar | -14.36 |  | No | Other | Shippable | 0 |  | Not Applicable as per Item Classification |  | Not Applicable
953-2901 | 953-2901 | SPA, Enphase Manufacturer Rebate for # 321-0216, End Date 06/30/2020, Max Qty. 400, SPADDMAQA4, 8426 High Definition Solar | -14.64 |  | No | Other | Shippable | 0 |  | Not Applicable as per Item Classification |  | Not Applicable
953-2902 | 953-2902 | SPA, Panasonic Manufacturer Rebate for # 110-1126, End Date 06/30/2020, Max Qty. 1515, PanaWholeSun, 82467 Whole Sun Designs Inc. | -43.18 |  | No | Other | Shippable | 0 |  | Not Applicable as per Item Classification |  | Not Applicable
953-2903 | 953-2903 | SPA, Panasonic Manufacturer Rebate for # 110-1127, End Date 06/30/2020, Max Qty. 1515, PanaWholeSun, 82467 Whole Sun Designs Inc. | -70.08 |  | No | Other | Shippable | 0 |  | Not Applicable as per Item Classification |  | Not Applicable
953-2904 | 953-2904 | SPA, Panasonic Manufacturer Rebate for # 110-1203, End Date 06/30/2020, Max Qty. 1515, PanaWholeSun, 82467 Whole Sun Designs Inc. | -71.51 |  | No | Other | Shippable | 0 |  | Not Applicable as per Item Classification |  | Not Applicable
953-2905 | 953-2905 | SPA, Panasonic Manufacturer Rebate for # 110-1127, End Date 04/30/2020, Max Qty. 672, PANAN.F.Smith, 80864 N.F. Smith & Associates L.P. | -38.73 |  | No | Other | Shippable | 0 |  | Not Applicable as per Item Classification |  | Not Applicable
953-2906 | 953-2906 | SPA, Panasonic Manufacturer Rebate for # 110-1127, End Date 04/30/2020, Max Qty. , PanaSungry, 4203729 Sunrgy LLC | -38.73 |  | No | Other | Shippable | 0 |  | Not Applicable as per Item Classification |  | Not Applicable
953-2907 | 953-2907 | SPA, Solaria Manufacturer Rebate for # 110-1176, End Date 06/30/2020, Max Qty. Max, SPA-2020Q2-Gold, 19728 Smartone, Inc. | -25.2 |  | No | Other | Shippable | 0 |  | Not Applicable as per Item Classification |  | Not Applicable
953-2908 | 953-2908 | SPA, Solaria Manufacturer Rebate for # 110-1153, End Date 06/30/2020, Max Qty. Max, SPA-2020Q2-Gold, 19728 Smartone, Inc. | -24.85 |  | No | Other | Shippable | 0 |  | Not Applicable as per Item Classification |  | Not Applicable
953-2909 | 953-2909 | SPA, Solaria Manufacturer Rebate for # 110-1176, End Date 06/30/2020, Max Qty. , SPA-2020Q2, 203843 Conexsol Orlando LLC DBA Switch Solar | -38.4 |  | No | Other | Shippable | 0 |  | Not Applicable as per Item Classification |  | Not Applicable
953-2910 | 953-2910 | SPA, Solaria Corp Manufacturer Rebate for # 110-1153, End Date 09/30/2020, Max Qty. , SPA-2020Q3-Gold, 4204066 Impact Solar dba Impact Energy | -30.37 |  | No | Other | Shippable | 0 |  | Not Applicable as per Item Classification |  | Not Applicable
953-2911 | 953-2911 | SPA, Solaria Corp Manufacturer Rebate for # 110-1176, End Date 09/30/2020, Max Qty. , SPA-2020Q3-Gold, 4204066 Impact Solar dba Impact Energy | -31.2 |  | No | Other | Shippable | 0 |  | Not Applicable as per Item Classification |  | Not Applicable
953-2912 | 953-2912 | SPA, Solaria Corp Manufacturer Rebate for # 112-0009, End Date 09/30/2020, Max Qty. , SPA-2020Q3-Gold, 4204066 Impact Solar dba Impact Energy | -39.28 |  | No | Other | Shippable | 0 |  | Not Applicable as per Item Classification |  | Not Applicable
953-2913 | 953-2913 | SPA, Solaria Corp Manufacturer Rebate for # 112-0007, End Date 09/30/2020, Max Qty. , SPA-2020Q3-Gold, 4204066 Impact Solar dba Impact Energy | -41.42 |  | No | Other | Shippable | 0 |  | Not Applicable as per Item Classification |  | Not Applicable
953-2914 | 953-2914 | SPA, Solaria Corp Manufacturer Rebate for # 110-1153, End Date 09/30/2020, Max Qty. , SPA-2020Q3-Gold, 24368 Sterling Solar LLC | -30.37 |  | No | Other | Shippable | 0 |  | Not Applicable as per Item Classification |  | Not Applicable
953-2915 | 953-2915 | SPA, Solaria Corp Manufacturer Rebate for # 110-1176, End Date 09/30/2020, Max Qty. , SPA-2020Q3-Gold, 24368 Sterling Solar LLC | -31.2 |  | No | Other | Shippable | 0 |  | Not Applicable as per Item Classification |  | Not Applicable
953-2916 | 953-2916 | SPA, Solaria Corp Manufacturer Rebate for # 112-0009, End Date 09/30/2020, Max Qty. , SPA-2020Q3-Gold, 24368 Sterling Solar LLC | -39.28 |  | No | Other | Shippable | 0 |  | Not Applicable as per Item Classification |  | Not Applicable
953-2917 | 953-2917 | SPA, Solaria Corp Manufacturer Rebate for # 112-0007, End Date 09/30/2020, Max Qty. , SPA-2020Q3-Gold, 24368 Sterling Solar LLC | -41.42 |  | No | Other | Shippable | 0 |  | Not Applicable as per Item Classification |  | Not Applicable
953-2918 | 953-2918 | SPA, Solaria Corp Manufacturer Rebate for # 110-1153, End Date 09/30/2020, Max Qty. , SPA-2020Q3-Gold, 122084 New Star Solar LLC | -30.37 |  | No | Other | Shippable | 0 |  | Not Applicable as per Item Classification |  | Not Applicable
953-2919 | 953-2919 | SPA, Solaria Corp Manufacturer Rebate for # 110-1176, End Date 09/30/2020, Max Qty. , SPA-2020Q3-Gold, 122084 New Star Solar LLC | -31.2 |  | No | Other | Shippable | 0 |  | Not Applicable as per Item Classification |  | Not Applicable
953-2920 | 953-2920 | SPA, Solaria Corp Manufacturer Rebate for # 112-0009, End Date 09/30/2020, Max Qty. , SPA-2020Q3-Gold, 122084 New Star Solar LLC | -39.28 |  | No | Other | Shippable | 0 |  | Not Applicable as per Item Classification |  | Not Applicable
953-2921 | 953-2921 | SPA, Solaria Corp Manufacturer Rebate for # 112-0007, End Date 09/30/2020, Max Qty. , SPA-2020Q3-Gold, 122084 New Star Solar LLC | -41.42 |  | No | Other | Shippable | 0 |  | Not Applicable as per Item Classification |  | Not Applicable
953-2922 | 953-2922 | SPA, Solaria Corp Manufacturer Rebate for # 110-1153, End Date 09/30/2020, Max Qty. , SPA-2020Q3-Gold, 6981 PROGRESSIVE POWER SOLUTIONS | -30.37 |  | No | Other | Shippable | 0 |  | Not Applicable as per Item Classification |  | Not Applicable
953-2923 | 953-2923 | SPA, Solaria Corp Manufacturer Rebate for # 110-1176, End Date 09/30/2020, Max Qty. , SPA-2020Q3-Gold, 6981 PROGRESSIVE POWER SOLUTIONS | -31.2 |  | No | Other | Shippable | 0 |  | Not Applicable as per Item Classification |  | Not Applicable
953-2924 | 953-2924 | SPA, Solaria Corp Manufacturer Rebate for # 112-0009, End Date 09/30/2020, Max Qty. , SPA-2020Q3-Gold, 6981 PROGRESSIVE POWER SOLUTIONS | -39.28 |  | No | Other | Shippable | 0 |  | Not Applicable as per Item Classification |  | Not Applicable
953-2925 | 953-2925 | SPA, Solaria Corp Manufacturer Rebate for # 112-0007, End Date 09/30/2020, Max Qty. , SPA-2020Q3-Gold, 6981 PROGRESSIVE POWER SOLUTIONS | -41.42 |  | No | Other | Shippable | 0 |  | Not Applicable as per Item Classification |  | Not Applicable
953-2926 | 953-2926 | SPA, Solaria Manufacturer Rebate for # 110-1176, End Date 07/10/2020, Max Qty. Max, Solaria SPA-2020Q2, 83685 Beach Cities Solar Inc | -25.2 |  | No | Other | Shippable | 0 |  | Not Applicable as per Item Classification |  | Not Applicable
953-2927 | 953-2927 | SPA, Solaria Manufacturer Rebate for # 110-1153, End Date 07/10/2020, Max Qty. Max, Solaria SPA-2020Q2, 83685 Beach Cities Solar Inc | -24.85 |  | No | Other | Shippable | 0 |  | Not Applicable as per Item Classification |  | Not Applicable
953-2928 | 953-2928 | SPA, Panasonic Manufacturer Rebate for # 110-1127, End Date 06/30/2020, Max Qty. , Panasonic SPA Milestone Solar Q2 2020, 7748 Milestone Solar | -26.4 |  | No | Other | Shippable | 0 |  | Not Applicable as per Item Classification |  | Not Applicable
953-2929 | 953-2929 | SPA, Panasonic Manufacturer Rebate for # 112-0008, End Date 06/30/2020, Max Qty. , Panasonic SPA Milestone Solar Q2 2020, 7748 Milestone Solar | -26.4 |  | No | Other | Shippable | 0 |  | Not Applicable as per Item Classification |  | Not Applicable
953-2930 | 953-2930 | SPA, Panasonic Manufacturer Rebate for # 110-1223, End Date 06/30/2020, Max Qty. , Panasonic SPA Milestone Solar Q2 2020, 7748 Milestone Solar | -26 |  | No | Other | Shippable | 0 |  | Not Applicable as per Item Classification |  | Not Applicable
953-2931 | 953-2931 | SPA, Panasonic Manufacturer Rebate for # 110-1202, End Date 06/30/2020, Max Qty. , Panasonic SPA Milestone Solar Q2 2020, 7748 Milestone Solar | -26.8 |  | No | Other | Shippable | 0 |  | Not Applicable as per Item Classification |  | Not Applicable
953-2932 | 953-2932 | SPA, Panasonic Manufacturer Rebate for # 110-1203, End Date 06/30/2020, Max Qty. , Panasonic SPA Milestone Solar Q2 2020, 7748 Milestone Solar | -27.2 |  | No | Other | Shippable | 0 |  | Not Applicable as per Item Classification |  | Not Applicable
953-2933 | 953-2933 | SPA, Solaria Manufacturer Rebate for # 110-1176, End Date 06/30/2020, Max Qty. 500, Solaria Pro Partner SPA (SebastopolHeat&Cool,Zero Energy Associates), 3563 Sebastopol Heat & Cool | -33 |  | No | Other | Shippable | 0 |  | Not Applicable as per Item Classification |  | Not Applicable
953-2934 | 953-2934 | SPA, Solaria Manufacturer Rebate for # 110-1153, End Date 06/30/2020, Max Qty. 500, Solaria Pro Partner SPA (SebastopolHeat&Cool,Zero Energy Associates), 3563 Sebastopol Heat & Cooll | -31.95 |  | No | Other | Shippable | 0 |  | Not Applicable as per Item Classification |  | Not Applicable
953-2935 | 953-2935 | SPA, Solaria Manufacturer Rebate for # 110-1176, End Date 06/30/2020, Max Qty. 250, Solaria Pro Partner SPA(Vital Energy Solutions), 202649 Vital Energy Solutions, LLC | -21.6 |  | No | Other | Shippable | 0 |  | Not Applicable as per Item Classification |  | Not Applicable
953-2936 | 953-2936 | SPA, Solaria Manufacturer Rebate for # 110-1153, End Date 06/30/2020, Max Qty. 250, Solaria Pro Partner SPA(Vital Energy Solutions), 202649 Vital Energy Solutions, LLC | -21.3 |  | No | Other | Shippable | 0 |  | Not Applicable as per Item Classification |  | Not Applicable
953-2937 | 953-2937 | SPA, Panasonic Manufacturer Rebate for # 110-1127, End Date 06/30/2020, Max Qty. SPA Agreement sent through Adobe Sign - Check with Austin , 6900 Aberration, Inc. dba South Texas Solar Systems, Inc. | -33.68 |  | No | Other | Shippable | 0 |  | Not Applicable as per Item Classification |  | Not Applicable
953-2938 | 953-2938 | SPA, Panasonic Manufacturer Rebate for # 110-1126, End Date 06/30/2020, Max Qty. , Blanket SPA - OR, WA, 4348 Willpower Electric | -41.56 |  | No | Other | Shippable | 0 |  | Not Applicable as per Item Classification |  | Not Applicable
953-2939 | 953-2939 | SPA, Solaria Manufacturer Rebate for # 110-1176, End Date 06/30/2020, Max Qty. 250, Solaria Pro Partner SPA (Illuminate Solar), 88279 Illuminate Solar Company | -21.6 |  | No | Other | Shippable | 0 |  | Not Applicable as per Item Classification |  | Not Applicable
953-2940 | 953-2940 | SPA, Solaria Manufacturer Rebate for # 110-1153, End Date 06/30/2020, Max Qty. 250, Solaria Pro Partner SPA (Illuminate Solar), 88279 Illuminate Solar Company | -21.3 |  | No | Other | Shippable | 0 |  | Not Applicable as per Item Classification |  | Not Applicable
953-2941 | 953-2941 | SPA, Enphase Manufacturer Rebate for # 321-0215, End Date 06/30/2020, Max Qty. 1200, SPADCCBQA4, 88596 American Array Solar | -15.56 |  | No | Other | Shippable | 0 |  | Not Applicable as per Item Classification |  | Not Applicable
953-2942 | 953-2942 | SPA, Enphase Manufacturer Rebate for # 321-0216, End Date 06/30/2020, Max Qty. 700, SPADCCBQA4, 88596 American Array Solar | -14.69 |  | No | Other | Shippable | 0 |  | Not Applicable as per Item Classification |  | Not Applicable
953-2943 | 953-2943 | SPA, Enphase Manufacturer Rebate for # 321-0219, End Date 06/30/2020, Max Qty. 500, SPADCCBQA4, 88596 American Array Solar | -16.17 |  | No | Other | Shippable | 0 |  | Not Applicable as per Item Classification |  | Not Applicable
953-2944 | 953-2944 | SPA, Solaria Manufacturer Rebate for # 112-0007, End Date 06/30/2020, Max Qty. 250, Solaria Pro Partner SPA (Illuminate Solar), 88279 Illuminate Solar Company | -21.3 |  | No | Other | Shippable | 0 |  | Not Applicable as per Item Classification |  | Not Applicable
953-2945 | 953-2945 | SPA, Solaria Manufacturer Rebate for # 110-1176, End Date 06/30/2020, Max Qty. , Solaria SPA ElectriCare, 1032 ElectriCare | -19.8 |  | No | Other | Shippable | 0 |  | Not Applicable as per Item Classification |  | Not Applicable
953-2946 | 953-2946 | SPA, Solaria Manufacturer Rebate for # 110-1153, End Date 06/30/2020, Max Qty. , Solaria SPA ElectriCare, 1032 ElectriCare | -19.53 |  | No | Other | Shippable | 0 |  | Not Applicable as per Item Classification |  | Not Applicable
953-2947 | 953-2947 | SPA, Solaria Manufacturer Rebate for # 112-0007, End Date 06/30/2020, Max Qty. , Solaria SPA ElectriCare, 1032 ElectriCare | -20.8 |  | No | Other | Shippable | 0 |  | Not Applicable as per Item Classification |  | Not Applicable
953-2948 | 953-2948 | SPA, Solaria Manufacturer Rebate for # 112-0010, End Date 06/30/2020, Max Qty. , Solaria SPA ElectriCare, 1032 ElectriCare | -20.08 |  | No | Other | Shippable | 0 |  | Not Applicable as per Item Classification |  | Not Applicable
953-2949 | 953-2949 | SPA, Panasonic Manufacturer Rebate for # 110-1223, End Date 06/30/2020, Max Qty. 250kw, Panasonic FirstPV Inc dba SolarUnion, 80786 FirstPV Inc dba SolarUnion | -36.61 |  | No | Other | Shippable | 0 |  | Not Applicable as per Item Classification |  | Not Applicable
953-2950 | 953-2950 | SPA, Panasonic Manufacturer Rebate for # 110-1127, End Date 06/30/2020, Max Qty. 250kw, Panasonic FirstPV Inc dba SolarUnion, 80786 FirstPV Inc dba SolarUnion | -37.18 |  | No | Other | Shippable | 0 |  | Not Applicable as per Item Classification |  | Not Applicable
953-2951 | 953-2951 | SPA, Panasonic Manufacturer Rebate for # 110-1203, End Date 06/30/2020, Max Qty. 250kw, Panasonic FirstPV Inc dba SolarUnion, 80786 FirstPV Inc dba SolarUnion | -50.75 |  | No | Other | Shippable | 0 |  | Not Applicable as per Item Classification |  | Not Applicable
953-2952 | 953-2952 | SPA, UniRac Manufacturer Rebate for # 250-1374 , End Date 3/31/2021, Max Qty. , CMTA - Soligent - SPA Acknowledgement 04032020, 4203245 CMTA Energy Solutions | -3.08 |  | No | Other | Shippable | 0 |  | Not Applicable as per Item Classification |  | Not Applicable
953-2953 | 953-2953 | SPA, UniRac Manufacturer Rebate for # 250-1376 , End Date 3/31/2021, Max Qty. , CMTA - Soligent - SPA Acknowledgement 04032020, 4203245 CMTA Energy Solutions | -0.94 |  | No | Other | Shippable | 0 |  | Not Applicable as per Item Classification |  | Not Applicable
953-2954 | 953-2954 | SPA, UniRac Manufacturer Rebate for # 250-1383 , End Date 3/31/2021, Max Qty. , CMTA - Soligent - SPA Acknowledgement 04032020, 4203245 CMTA Energy Solutions | -0.02 |  | No | Other | Shippable | 0 |  | Not Applicable as per Item Classification |  | Not Applicable
953-2955 | 953-2955 | SPA, UniRac Manufacturer Rebate for # 250-1377, End Date 3/31/2021, Max Qty. , CMTA - Soligent - SPA Acknowledgement 04032020, 4203245 CMTA Energy Solutions | -0.13 |  | No | Other | Shippable | 0 |  | Not Applicable as per Item Classification |  | Not Applicable
953-2956 | 953-2956 | SPA, UniRac Manufacturer Rebate for # 250-1382 , End Date 3/31/2021, Max Qty. , CMTA - Soligent - SPA Acknowledgement 04032020, 4203245 CMTA Energy Solutions | -0.02 |  | No | Other | Shippable | 0 |  | Not Applicable as per Item Classification |  | Not Applicable
953-2957 | 953-2957 | SPA, PANASONIC CORPORATION OF NORTH AMERICA Manufacturer Rebate for # 110-1127, End Date 06/30/2020, Max Qty. , Panasonic "Soligent Q2 2020 SPA", 80189 Freedom Forever, LLC | -20.58 |  | No | Other | Shippable | 0 |  | Not Applicable as per Item Classification |  | Not Applicable
953-2958 | 953-2958 | SPA, PANASONIC CORPORATION OF NORTH AMERICA Manufacturer Rebate for # 110-1182, End Date 06/30/2020, Max Qty. , Panasonic "Soligent Q2 2020 SPA", 80189 Freedom Forever, LLC | -19.95 |  | No | Other | Shippable | 0 |  | Not Applicable as per Item Classification |  | Not Applicable
953-2959 | 953-2959 | SPA, PANASONIC CORPORATION OF NORTH AMERICA Manufacturer Rebate for # 110-1154, End Date 06/30/2020, Max Qty. , Panasonic "Soligent Q2 2020 SPA", 80189 Freedom Forever, LLC | -19.95 |  | No | Other | Shippable | 0 |  | Not Applicable as per Item Classification |  | Not Applicable
953-2960 | 953-2960 | SPA, PANASONIC CORPORATION OF NORTH AMERICA Manufacturer Rebate for # 110-1126, End Date 06/30/2020, Max Qty. , Panasonic "Soligent Q2 2020 SPA", 80189 Freedom Forever, LLC | -7.19 |  | No | Other | Shippable | 0 |  | Not Applicable as per Item Classification |  | Not Applicable
953-2961 | 953-2961 | SPA, PANASONIC CORPORATION OF NORTH AMERICA Manufacturer Rebate for # 110-1202, End Date 06/30/2020, Max Qty. , Panasonic "Soligent Q2 2020 SPA", 80189 Freedom Forever, LLC | -12.88 |  | No | Other | Shippable | 0 |  | Not Applicable as per Item Classification |  | Not Applicable
953-2962 | 953-2962 | SPA, PANASONIC CORPORATION OF NORTH AMERICA Manufacturer Rebate for # 112-0008, End Date 06/30/2020, Max Qty. , Panasonic "Soligent Q2 2020 SPA", 80189 Freedom Forever, LLC | -38.41 |  | No | Other | Shippable | 0 |  | Not Applicable as per Item Classification |  | Not Applicable
953-2963 | 953-2963 | SPA, PANASONIC CORPORATION OF NORTH AMERICA Manufacturer Rebate for # 110-1127, End Date 06/30/2020, Max Qty. , "Soligent Q2 2020 SPA", 4203842 Bell Electrical Systems LLC | -39.28 |  | No | Other | Shippable | 0 |  | Not Applicable as per Item Classification |  | Not Applicable
953-2964 | 953-2964 | SPA, PANASONIC CORPORATION OF NORTH AMERICA Manufacturer Rebate for # 110-1154, End Date 06/30/2020, Max Qty. , "Soligent Q2 2020 SPA", 4203842 Bell Electrical Systems LLC | -38.08 |  | No | Other | Shippable | 0 |  | Not Applicable as per Item Classification |  | Not Applicable
953-2965 | 953-2965 | SPA, PANASONIC CORPORATION OF NORTH AMERICA Manufacturer Rebate for # 110-1126, End Date 06/30/2020, Max Qty. , "Soligent Q2 2020 SPA", 4203842 Bell Electrical Systems LLC | -22.75 |  | No | Other | Shippable | 0 |  | Not Applicable as per Item Classification |  | Not Applicable
953-2966 | 953-2966 | SPA, PANASONIC CORPORATION OF NORTH AMERICA Manufacturer Rebate for # 110-1203, End Date 06/30/2020, Max Qty. , "Soligent Q2 2020 SPA", 4203842 Bell Electrical Systems LLC | -41.38 |  | No | Other | Shippable | 0 |  | Not Applicable as per Item Classification |  | Not Applicable
953-2967 | 953-2967 | SPA, PANASONIC CORPORATION OF NORTH AMERICA Manufacturer Rebate for # 112-0008, End Date 06/30/2020, Max Qty. , "Soligent Q2 2020 SPA", 4203842 Bell Electrical Systems LLC | -47.31 |  | No | Other | Shippable | 0 |  | Not Applicable as per Item Classification |  | Not Applicable
953-2968 | 953-2968 | SPA, Solaria Manufacturer Rebate for # 110-1176, End Date 09/30/2020, Max Qty. 250, Solaria SPA-2020Q2, 4203182 Star Enrg | -25.2 |  | No | Other | Shippable | 0 |  | Not Applicable as per Item Classification |  | Not Applicable
953-2969 | 953-2969 | SPA, Solaria Manufacturer Rebate for # 110-1153, End Date 09/30/2020, Max Qty. 250, Solaria SPA-2020Q2, 4203182 Star Enrg | -24.85 |  | No | Other | Shippable | 0 |  | Not Applicable as per Item Classification |  | Not Applicable
953-2970 | 953-2970 | SPA, Solaria Manufacturer Rebate for # 112-0007, End Date 09/30/2020, Max Qty. 250, Solaria SPA-2020Q2, 4203182 Star Enrg | -24.85 |  | No | Other | Shippable | 0 |  | Not Applicable as per Item Classification |  | Not Applicable
953-2971 | 953-2971 | SPA, Solaria Manufacturer Rebate for # 112-0009, End Date 09/30/2020, Max Qty. 250, Solaria SPA-2020Q2, 4203182 Star Enrg | -24.5 |  | No | Other | Shippable | 0 |  | Not Applicable as per Item Classification |  | Not Applicable
953-2972 | 953-2972 | SPA, Solaria Manufacturer Rebate for # 112-0010, End Date 09/30/2020, Max Qty. 250, Solaria SPA-2020Q2, 4203182 Star Enrg | -25.55 |  | No | Other | Shippable | 0 |  | Not Applicable as per Item Classification |  | Not Applicable
953-2973 | 953-2973 | SPA, Solaria Manufacturer Rebate for # 110-1176, End Date 05/31/2020, Max Qty. 500, SPA-2020Q2, 4970 R & R Solar Supply | -25.2 |  | No | Other | Shippable | 0 |  | Not Applicable as per Item Classification |  | Not Applicable
953-2974 | 953-2974 | SPA, Solaria Manufacturer Rebate for # 110-1153, End Date 06/30/2020, Max Qty. 500, SPA-2020Q2, 4970 R & R Solar Supply | -27.43 |  | No | Other | Shippable | 0 |  | Not Applicable as per Item Classification |  | Not Applicable
953-2975 | 953-2975 | SPA, Solaria Manufacturer Rebate for # 112-0010, End Date 06/30/2020, Max Qty. 250, SPA-2020Q2, 203630 Solar Pro Energy | -14.6 |  | No | Other | Shippable | 0 |  | Not Applicable as per Item Classification |  | Not Applicable
953-2976 | 953-2976 | SPA, Enphase Manufacturer Rebate for # 321-0219, End Date 06/30/2020, Max Qty. 500, SPADX0MQAS, 10454 - Solar Solution LLC | -26.47 |  | No | Other | Shippable | 0 |  | Not Applicable as per Item Classification |  | Not Applicable
953-2977 | 953-2977 | SPA, Enphase Manufacturer Rebate for # 321-0215, End Date 06/30/2020, Max Qty. 500, SPADX0MQAS, 10454 - Solar Solution LLC | -26.66 |  | No | Other | Shippable | 0 |  | Not Applicable as per Item Classification |  | Not Applicable
953-2978 | 953-2978 | SPA, Enphase Manufacturer Rebate for # 321-0216, End Date 06/30/2020, Max Qty. 3500, SPADX0MQAS, 10454 - Solar Solution LLC | -26.04 |  | No | Other | Shippable | 0 |  | Not Applicable as per Item Classification |  | Not Applicable
953-2979 | 953-2979 | SPA, ENPHASE Manufacturer Rebate for # 321-0216, End Date 06/30/2020, Max Qty. 1000, SPAD6BYQA0, 89424 Creative Solar USA Inc | -12.83 |  | No | Other | Shippable | 0 |  | Not Applicable as per Item Classification |  | Not Applicable
953-2980 | 953-2980 | SPA, ENPHASE Manufacturer Rebate for # 321-0215, End Date 06/30/2020, Max Qty. 1000, SPAD6BYQA0, 89424 Creative Solar USA Inc | -13.46 |  | No | Other | Shippable | 0 |  | Not Applicable as per Item Classification |  | Not Applicable
953-2981 | 953-2981 | SPA, Panasonic Manufacturer Rebate for # 110-1223, End Date 07/31/2020, Max Qty. , 4/3/2020 Panasonic Special Price Agreement, 4203536 Newport Electric Construction Corp dba NEC Solar | -39 |  | No | Other | Shippable | 0 |  | Not Applicable as per Item Classification |  | Not Applicable
953-2982 | 953-2982 | SPA, Panasonic Manufacturer Rebate for # 110-1127, End Date 07/31/2020, Max Qty. , 4/3/2020 Panasonic Special Price Agreement, 4203536 Newport Electric Construction Corp dba NEC Solar | -39.6 |  | No | Other | Shippable | 0 |  | Not Applicable as per Item Classification |  | Not Applicable
953-2983 | 953-2983 | SPA, Panasonic Manufacturer Rebate for # 110-1202, End Date 07/31/2020, Max Qty. , 4/3/2020 Panasonic Special Price Agreement, 4203536 Newport Electric Construction Corp dba NEC Solar | -40.2 |  | No | Other | Shippable | 0 |  | Not Applicable as per Item Classification |  | Not Applicable
953-2984 | 953-2984 | SPA, Panasonic Manufacturer Rebate for # 110-1126, End Date 07/31/2020, Max Qty. , 4/3/2020 Panasonic Special Price Agreement, 4203536 Newport Electric Construction Corp dba NEC Solar | -39 |  | No | Other | Shippable | 0 |  | Not Applicable as per Item Classification |  | Not Applicable
953-2985 | 953-2985 | SPA, Panasonic Manufacturer Rebate for # 110-1203, End Date 07/31/2020, Max Qty. , 4/3/2020 Panasonic Special Price Agreement, 4203536 Newport Electric Construction Corp dba NEC Solar | -34 |  | No | Other | Shippable | 0 |  | Not Applicable as per Item Classification |  | Not Applicable
953-2986 | 953-2986 | SPA, SMA Manufacturer Rebate for # 330-0551, End Date 05/20/2020, Max Qty. 7, 107766, 4204063 Molen Services Inc | -734.94 |  | No | Other | Shippable | 0 |  | Not Applicable as per Item Classification |  | Not Applicable
953-2987 | 953-2987 | SPA, Solaria Manufacturer Rebate for # 110-1153, End Date 06/30/2020, Max Qty. 1000, Q2 2020-Solaria, 89424 Creative Solar USA Inc | -53.25 |  | No | Other | Shippable | 0 |  | Not Applicable as per Item Classification |  | Not Applicable
953-2988 | 953-2988 | SPA, Solaria Manufacturer Rebate for # 110-1176, End Date 06/30/2020, Max Qty. 1000, Q2 2020-Solaria, 89424 Creative Solar USA Inc | -54 |  | No | Other | Shippable | 0 |  | Not Applicable as per Item Classification |  | Not Applicable
953-2989 | 953-2989 | SPA, Solaria Manufacturer Rebate for # 110-1222, End Date 06/30/2020, Max Qty. 1000, Q2 2020-Solaria, 89424 Creative Solar USA Inc | -55 |  | No | Other | Shippable | 0 |  | Not Applicable as per Item Classification |  | Not Applicable
953-2990 | 953-2990 | SPA, Solaria Manufacturer Rebate for # 112-0009, End Date 06/30/2020, Max Qty. 1000, Q2 2020-Solaria, 89424 Creative Solar USA Inc | -53.25 |  | No | Other | Shippable | 0 |  | Not Applicable as per Item Classification |  | Not Applicable
953-2991 | 953-2991 | SPA, Solaria Manufacturer Rebate for # 112-0010, End Date 06/30/2020, Max Qty. 1000, Q2 2020-Solaria, 89424 Creative Solar USA Inc | -54.75 |  | No | Other | Shippable | 0 |  | Not Applicable as per Item Classification |  | Not Applicable
953-2992 | 953-2992 | SPA, Solaria Manufacturer Rebate for # 110-1176, End Date 06/30/2020, Max Qty. , 4.24 E-mail Tom Thompson, 7253 SHIPPEE SOLAR & CONSTRUCTION | -38.4 |  | No | Other | Shippable | 0 |  | Not Applicable as per Item Classification |  | Not Applicable
953-2993 | 953-2993 | SPA, Solaria Manufacturer Rebate for # 110-1176, End Date 06/30/2020, Max Qty. , Q2 2020, 14010 Sigora Solar LLC | -54 |  | No | Other | Shippable | 0 |  | Not Applicable as per Item Classification |  | Not Applicable
953-2994 | 953-2994 | SPA, Solaria Manufacturer Rebate for # 110-1176, End Date 06/23/2020, Max Qty. Max, SPA-2020Q2, 3352 NexGen Construction Services Inc | -36 |  | No | Other | Shippable | 0 |  | Not Applicable as per Item Classification |  | Not Applicable
953-2995 | 953-2995 | SPA, Enphase Manufacturer Rebate for # 321-0216, End Date 06/30/2020, Max Qty. , Q-00000131, 489402 Valley Unique Electric Inc | -9.14 |  | No | Other | Shippable | 0 |  | Not Applicable as per Item Classification |  | Not Applicable
953-2996 | 953-2996 | SPA, Solaria Manufacturer Rebate for # 110-1176, End Date 10/31/2020, Max Qty. , SPA-2020Q2, 4203091 Valley Unique Electric | -99.6 |  | No | Other | Shippable | 0 |  | Not Applicable as per Item Classification |  | Not Applicable
953-2997 | 953-2997 | SPA, Solaria Manufacturer Rebate for # 110-1176, End Date 06/30/2020, Max Qty. , SPA-2020Q2, 4203578 Hudson River Renewables LLC dba Hudson River Solar | -38.4 |  | No | Other | Shippable | 0 |  | Not Applicable as per Item Classification |  | Not Applicable
953-2998 | 953-2998 | SPA, Solaria Manufacturer Rebate for # 110-1176, End Date 09/30/2020, Max Qty. , Diamond, 1609 ASPEN SOLAR INC. | -36 |  | No | Other | Shippable | 0 |  | Not Applicable as per Item Classification |  | Not Applicable
953-2999 | 953-2999 | SPA, Solaria Manufacturer Rebate for # 110-1176, End Date 06/30/2020, Max Qty. , Diamond, 203843 Conexsol Orlando LLC DBA Switch Solar | -36 |  | No | Other | Shippable | 0 |  | Not Applicable as per Item Classification |  | Not Applicable
953-3000 | 953-3000 | SPA, Solaria Manufacturer Rebate for # 110-1176, End Date 09/30/2020, Max Qty. , Diamond, 82564 Newport Solar | -36 |  | No | Other | Shippable | 0 |  | Not Applicable as per Item Classification |  | Not Applicable
953-3001 | 953-3001 | SPA, Solaria Manufacturer Rebate for # 110-1176, End Date 09/30/2020, Max Qty. , Diamond, 14010 Sigora Solar LLC | -36 |  | No | Other | Shippable | 0 |  | Not Applicable as per Item Classification |  | Not Applicable
953-3002 | 953-3002 | SPA, Solaria Manufacturer Rebate for # 110-1176, End Date 09/30/2020, Max Qty. , Diamond, 489402 Valley Unique Electric Inc | -36 |  | No | Other | Shippable | 0 |  | Not Applicable as per Item Classification |  | Not Applicable
953-3003 | 953-3003 | SPA, Solaria Manufacturer Rebate for # 110-1176, End Date 09/30/2020, Max Qty. , Platinum, 202957 Gold Rush Energy Solutions | -28.8 |  | No | Other | Shippable | 0 |  | Not Applicable as per Item Classification |  | Not Applicable
953-3004 | 953-3004 | SPA, Solaria Manufacturer Rebate for # 110-1176, End Date 09/30/2020, Max Qty. , Platinum, 203596 I Love My Solar Inc. | -28.8 |  | No | Other | Shippable | 0 |  | Not Applicable as per Item Classification |  | Not Applicable
953-3005 | 953-3005 | SPA, Solaria Manufacturer Rebate for # 110-1176, End Date 09/30/2020, Max Qty. , Platinum, 3747 ACR Solar International Corp. (www.acrsolar.com) | -28.8 |  | No | Other | Shippable | 0 |  | Not Applicable as per Item Classification |  | Not Applicable
953-3006 | 953-3006 | SPA, Solaria Manufacturer Rebate for # 110-1176, End Date 09/30/2020, Max Qty. , Platinum, 4202997 Green Electric Solutions | -28.8 |  | No | Other | Shippable | 0 |  | Not Applicable as per Item Classification |  | Not Applicable
953-3007 | 953-3007 | SPA, Solaria Manufacturer Rebate for # 110-1176, End Date 09/30/2020, Max Qty. , Platinum, 82179 Sundance Solar Systems | -28.8 |  | No | Other | Shippable | 0 |  | Not Applicable as per Item Classification |  | Not Applicable
953-3008 | 953-3008 | SPA, Solaria Manufacturer Rebate for # 110-1176, End Date 09/30/2020, Max Qty. , Platinum, 88279 Illuminate Solar Company | -28.8 |  | No | Other | Shippable | 0 |  | Not Applicable as per Item Classification |  | Not Applicable
953-3009 | 953-3009 | SPA, Solaria Manufacturer Rebate for # 110-1176, End Date 09/30/2020, Max Qty. , Platinum, 9210 MASELLIS ELECTRIC | -28.8 |  | No | Other | Shippable | 0 |  | Not Applicable as per Item Classification |  | Not Applicable
953-3010 | 953-3010 | SPA, Solaria Manufacturer Rebate for # 110-1176, End Date 12/310/2020, Max Qty. , Platinum, 8095 MATSON SERVICES | -28.8 |  | No | Other | Shippable | 0 |  | Not Applicable as per Item Classification |  | Not Applicable
953-3011 | 953-3011 | SPA, Solaria Manufacturer Rebate for # 110-1176, End Date 09/30/2020, Max Qty. , Platinum, 6981 PROGRESSIVE POWER SOLUTIONS | -28.8 |  | No | Other | Shippable | 0 |  | Not Applicable as per Item Classification |  | Not Applicable
953-3012 | 953-3012 | SPA, Solaria Manufacturer Rebate for # 110-1176, End Date 09/30/2020, Max Qty. , Platinum, 3563 SEBASTOPOL HEAT & COOL INC. dba ZERO ENERGY | -28.8 |  | No | Other | Shippable | 0 |  | Not Applicable as per Item Classification |  | Not Applicable
953-3013 | 953-3013 | SPA, Solaria Manufacturer Rebate for # 110-1176, End Date 09/30/2020, Max Qty. , Platinum, 2329 Southard's LLC dba Southard Solar & Construction | -28.8 |  | No | Other | Shippable | 0 |  | Not Applicable as per Item Classification |  | Not Applicable
953-3014 | 953-3014 | SPA, Solaria Manufacturer Rebate for # 110-1176, End Date 09/30/2020, Max Qty. , Platinum, 9225 Sun First! | -28.8 |  | No | Other | Shippable | 0 |  | Not Applicable as per Item Classification |  | Not Applicable
953-3015 | 953-3015 | SPA, Solaria Manufacturer Rebate for # 110-1176, End Date 06/30/2020, Max Qty. , Gold, 17328 Gilmore Services, Inc. DBA Gilmore Heating & Air | -14.4 |  | No | Other | Shippable | 0 |  | Not Applicable as per Item Classification |  | Not Applicable
953-3016 | 953-3016 | SPA, Solaria Manufacturer Rebate for # 110-1176, End Date 09/30/2020, Max Qty. , Gold, 4203164 Element Electric Inc | -14.4 |  | No | Other | Shippable | 0 |  | Not Applicable as per Item Classification |  | Not Applicable
953-3017 | 953-3017 | SPA, Solaria Manufacturer Rebate for # 110-1176, End Date 09/30/2020, Max Qty. , Gold, 5532 ABC SOLAR INC. | -14.4 |  | No | Other | Shippable | 0 |  | Not Applicable as per Item Classification |  | Not Applicable
953-3018 | 953-3018 | SPA, Solaria Manufacturer Rebate for # 110-1176, End Date 09/30/2020, Max Qty. , Gold, 83685 Beach Cities Solar Inc | -14.4 |  | No | Other | Shippable | 0 |  | Not Applicable as per Item Classification |  | Not Applicable
953-3019 | 953-3019 | SPA, Solaria Manufacturer Rebate for # 110-1176, End Date 09/30/2020, Max Qty. , Gold, 4203400 BURGAD AND BURGAD INC dba POWER SOLAR | -14.4 |  | No | Other | Shippable | 0 |  | Not Applicable as per Item Classification |  | Not Applicable
953-3020 | 953-3020 | SPA, Solaria Manufacturer Rebate for # 110-1176, End Date 09/30/2020, Max Qty. , Gold, 203330 Celestial Solar Innovations LLC | -14.4 |  | No | Other | Shippable | 0 |  | Not Applicable as per Item Classification |  | Not Applicable
953-3021 | 953-3021 | SPA, Solaria Manufacturer Rebate for # 110-1176, End Date 09/30/2020, Max Qty. , Gold, 6102 DJH Construction, Inc. | -14.4 |  | No | Other | Shippable | 0 |  | Not Applicable as per Item Classification |  | Not Applicable
953-3022 | 953-3022 | SPA, Solaria Manufacturer Rebate for # 110-1176, End Date 06/30/2020, Max Qty. , Gold, 202918 Magitek Energy Solutions, Inc. | -14.4 |  | No | Other | Shippable | 0 |  | Not Applicable as per Item Classification |  | Not Applicable
953-3023 | 953-3023 | SPA, Solaria Manufacturer Rebate for # 110-1176, End Date 09/30/2020, Max Qty. , Platinum, 122084 New Star Solar LLC | -28.8 |  | No | Other | Shippable | 0 |  | Not Applicable as per Item Classification |  | Not Applicable
953-3024 | 953-3024 | SPA, Solaria Manufacturer Rebate for # 110-1176, End Date 09/30/2020, Max Qty. , Gold, 203630 Solar Pro Energy Systems | -14.4 |  | No | Other | Shippable | 0 |  | Not Applicable as per Item Classification |  | Not Applicable
953-3025 | 953-3025 | SPA, Solaria Manufacturer Rebate for # 110-1176, End Date 09/30/2020, Max Qty. , Platinum, 24368 Sterling Solar LLC | -28.8 |  | No | Other | Shippable | 0 |  | Not Applicable as per Item Classification |  | Not Applicable
953-3026 | 953-3026 | SPA, Solaria Manufacturer Rebate for # 110-1176, End Date 09/30/2020, Max Qty. , Gold, 4203145 Sum Solar | -14.4 |  | No | Other | Shippable | 0 |  | Not Applicable as per Item Classification |  | Not Applicable
953-3027 | 953-3027 | SPA, Solaria Manufacturer Rebate for # 110-1176, End Date 09/30/2020, Max Qty. , Gold, 6251 SUNSENSE INC. | -14.4 |  | No | Other | Shippable | 0 |  | Not Applicable as per Item Classification |  | Not Applicable
953-3028 | 953-3028 | SPA, Solaria Manufacturer Rebate for # 110-1176, End Date 09/30/2020, Max Qty. , Gold, 4203904 Sutton Roofing | -14.4 |  | No | Other | Shippable | 0 |  | Not Applicable as per Item Classification |  | Not Applicable
953-3029 | 953-3029 | SPA, Solaria Manufacturer Rebate for # 110-1176, End Date 09/30/2020, Max Qty. , Gold, 121970 Underline Energy Concepts | -14.4 |  | No | Other | Shippable | 0 |  | Not Applicable as per Item Classification |  | Not Applicable
953-3030 | 953-3030 | SPA, Solaria Manufacturer Rebate for # 110-1176, End Date 09/30/2020, Max Qty. , Gold, 202649 Vital Energy Solutions, LLC | -14.4 |  | No | Other | Shippable | 0 |  | Not Applicable as per Item Classification |  | Not Applicable
953-3031 | 953-3031 | SPA, Solaria Manufacturer Rebate for # 110-1176, End Date 09/30/2020, Max Qty. , Platinum, 1032 ELECTRICARE INC. | -28.8 |  | No | Other | Shippable | 0 |  | Not Applicable as per Item Classification |  | Not Applicable
953-3032 | 953-3032 | SPA, Solaria Manufacturer Rebate for # 110-1153, End Date 09/30/2020, Max Qty. , Diamond, 1609 ASPEN SOLAR INC. | -35.5 |  | No | Other | Shippable | 0 |  | Not Applicable as per Item Classification |  | Not Applicable
953-3033 | 953-3033 | SPA, Solaria Manufacturer Rebate for # 110-1153, End Date 09/30/2020, Max Qty. , Diamond, 203843 Conexsol Orlando LLC DBA Switch Solar | -35.5 |  | No | Other | Shippable | 0 |  | Not Applicable as per Item Classification |  | Not Applicable
953-3034 | 953-3034 | SPA, Solaria Manufacturer Rebate for # 110-1153, End Date 09/30/2020, Max Qty. , Diamond, 82564 Newport Solar | -35.5 |  | No | Other | Shippable | 0 |  | Not Applicable as per Item Classification |  | Not Applicable
953-3035 | 953-3035 | SPA, Solaria Manufacturer Rebate for # 110-1153, End Date 09/30/2020, Max Qty. , Diamond, 14010 Sigora Solar LLC | -35.5 |  | No | Other | Shippable | 0 |  | Not Applicable as per Item Classification |  | Not Applicable
953-3036 | 953-3036 | SPA, Solaria Manufacturer Rebate for # 110-1153, End Date 09/30/2020, Max Qty. , Diamond, 489402 Valley Unique Electric Inc | -35.5 |  | No | Other | Shippable | 0 |  | Not Applicable as per Item Classification |  | Not Applicable
953-3037 | 953-3037 | SPA, Solaria Manufacturer Rebate for # 110-1153, End Date 09/30/2020, Max Qty. , Platinum, 202957 Gold Rush Energy Solutions | -28.4 |  | No | Other | Shippable | 0 |  | Not Applicable as per Item Classification |  | Not Applicable
953-3038 | 953-3038 | SPA, Solaria Manufacturer Rebate for # 110-1153, End Date 09/30/2020, Max Qty. , Platinum, 203596 I Love My Solar Inc. | -28.4 |  | No | Other | Shippable | 0 |  | Not Applicable as per Item Classification |  | Not Applicable
953-3039 | 953-3039 | SPA, Solaria Manufacturer Rebate for # 110-1153, End Date 09/30/2020, Max Qty. , Diamond, 3747 ACR Solar International Corp. (www.acrsolar.com) | -35.5 |  | No | Other | Shippable | 0 |  | Not Applicable as per Item Classification |  | Not Applicable
953-3040 | 953-3040 | SPA, Solaria Manufacturer Rebate for # 110-1153, End Date 09/30/2020, Max Qty. , Platinum, 4202997 Green Electric Solutions | -28.4 |  | No | Other | Shippable | 0 |  | Not Applicable as per Item Classification |  | Not Applicable
953-3041 | 953-3041 | SPA, Solaria Manufacturer Rebate for # 110-1153, End Date 09/30/2020, Max Qty. , Platinum, 82179 Sundance Solar Systems | -28.4 |  | No | Other | Shippable | 0 |  | Not Applicable as per Item Classification |  | Not Applicable
953-3042 | 953-3042 | SPA, Solaria Manufacturer Rebate for # 110-1153, End Date 09/30/2020, Max Qty. , Platinum, 88279 Illuminate Solar Company | -28.4 |  | No | Other | Shippable | 0 |  | Not Applicable as per Item Classification |  | Not Applicable
953-3043 | 953-3043 | SPA, Solaria Manufacturer Rebate for # 110-1153, End Date 09/30/2020, Max Qty. , Platinum, 9210 MASELLIS ELECTRIC | -28.4 |  | No | Other | Shippable | 0 |  | Not Applicable as per Item Classification |  | Not Applicable
953-3044 | 953-3044 | SPA, Solaria Manufacturer Rebate for # 110-1153, End Date 09/30/2020, Max Qty. , Platinum, 8095 MATSON SERVICES | -28.4 |  | No | Other | Shippable | 0 |  | Not Applicable as per Item Classification |  | Not Applicable
953-3045 | 953-3045 | SPA, Solaria Manufacturer Rebate for # 110-1153, End Date 09/30/2020, Max Qty. , Platinum, 6981 PROGRESSIVE POWER SOLUTIONS | -28.4 |  | No | Other | Shippable | 0 |  | Not Applicable as per Item Classification |  | Not Applicable
953-3046 | 953-3046 | SPA, Solaria Manufacturer Rebate for # 110-1153, End Date 09/30/2020, Max Qty. , Platinum, 3563 SEBASTOPOL HEAT & COOL INC. dba ZERO ENERGY | -28.4 |  | No | Other | Shippable | 0 |  | Not Applicable as per Item Classification |  | Not Applicable
953-3047 | 953-3047 | SPA, Solaria Manufacturer Rebate for # 110-1153, End Date 09/30/2020, Max Qty. , Platinum, 2329 Southard's LLC dba Southard Solar & Construction | -28.4 |  | No | Other | Shippable | 0 |  | Not Applicable as per Item Classification |  | Not Applicable
953-3048 | 953-3048 | SPA, Solaria Manufacturer Rebate for # 110-1153, End Date 09/30/2020, Max Qty. , Platinum, 9225 Sun First! | -28.4 |  | No | Other | Shippable | 0 |  | Not Applicable as per Item Classification |  | Not Applicable
953-3049 | 953-3049 | SPA, Solaria Manufacturer Rebate for # 110-1153, End Date 06/30/2020, Max Qty. , Gold, 17328 Gilmore Services, Inc. DBA Gilmore Heating & Air | -14.2 |  | No | Other | Shippable | 0 |  | Not Applicable as per Item Classification |  | Not Applicable
953-3050 | 953-3050 | SPA, Solaria Manufacturer Rebate for # 110-1153, End Date 09/30/2020, Max Qty. , Gold, 4203164 Element Electric Inc | -14.2 |  | No | Other | Shippable | 0 |  | Not Applicable as per Item Classification |  | Not Applicable
953-3051 | 953-3051 | SPA, Solaria Manufacturer Rebate for # 110-1153, End Date 09/30/2020, Max Qty. , Gold, 5532 ABC SOLAR INC. | -14.2 |  | No | Other | Shippable | 0 |  | Not Applicable as per Item Classification |  | Not Applicable
953-3052 | 953-3052 | SPA, Solaria Manufacturer Rebate for # 110-1153, End Date 09/30/2020, Max Qty. , Gold, 83685 Beach Cities Solar Inc | -14.2 |  | No | Other | Shippable | 0 |  | Not Applicable as per Item Classification |  | Not Applicable
953-3053 | 953-3053 | SPA, Solaria Manufacturer Rebate for # 110-1153, End Date 09/30/2020, Max Qty. , Gold, 4203400 BURGAD AND BURGAD INC dba POWER SOLAR | -14.2 |  | No | Other | Shippable | 0 |  | Not Applicable as per Item Classification |  | Not Applicable
953-3054 | 953-3054 | SPA, Solaria Manufacturer Rebate for # 110-1153, End Date 09/30/2020, Max Qty. , Gold, 203330 Celestial Solar Innovations LLC | -14.2 |  | No | Other | Shippable | 0 |  | Not Applicable as per Item Classification |  | Not Applicable
953-3055 | 953-3055 | SPA, Solaria Manufacturer Rebate for # 110-1153, End Date 09/30/2020, Max Qty. , Gold, 6102 DJH Construction, Inc. | -14.2 |  | No | Other | Shippable | 0 |  | Not Applicable as per Item Classification |  | Not Applicable
953-3056 | 953-3056 | SPA, Solaria Manufacturer Rebate for # 110-1153, End Date 06/30/2020, Max Qty. , Gold, 202918 Magitek Energy Solutions, Inc. | -14.2 |  | No | Other | Shippable | 0 |  | Not Applicable as per Item Classification |  | Not Applicable
953-3057 | 953-3057 | SPA, Solaria Manufacturer Rebate for # 110-1153, End Date 09/30/2020, Max Qty. , Platinum, 122084 New Star Solar LLC | -28.4 |  | No | Other | Shippable | 0 |  | Not Applicable as per Item Classification |  | Not Applicable
953-3058 | 953-3058 | SPA, Solaria Manufacturer Rebate for # 110-1153, End Date 09/30/2020, Max Qty. , Gold, 203630 Solar Pro Energy Systems | -14.2 |  | No | Other | Shippable | 0 |  | Not Applicable as per Item Classification |  | Not Applicable
953-3059 | 953-3059 | SPA, Solaria Manufacturer Rebate for # 110-1153, End Date 09/30/2020, Max Qty. , Gold, 24368 Sterling Solar LLC | -28.4 |  | No | Other | Shippable | 0 |  | Not Applicable as per Item Classification |  | Not Applicable
953-3060 | 953-3060 | SPA, Solaria Manufacturer Rebate for # 110-1153, End Date 09/30/2020, Max Qty. , Gold, 4203145 Sum Solar | -14.2 |  | No | Other | Shippable | 0 |  | Not Applicable as per Item Classification |  | Not Applicable
953-3061 | 953-3061 | SPA, Solaria Manufacturer Rebate for # 110-1153, End Date 09/30/2020, Max Qty. , Gold, 6251 SUNSENSE INC. | -14.2 |  | No | Other | Shippable | 0 |  | Not Applicable as per Item Classification |  | Not Applicable
953-3062 | 953-3062 | SPA, Solaria Manufacturer Rebate for # 110-1153, End Date 09/30/2020, Max Qty. , Gold, 4203904 Sutton Roofing | -14.2 |  | No | Other | Shippable | 0 |  | Not Applicable as per Item Classification |  | Not Applicable
953-3063 | 953-3063 | SPA, Solaria Manufacturer Rebate for # 110-1153, End Date 09/30/2020, Max Qty. , Gold, 121970 Underline Energy Concepts | -14.2 |  | No | Other | Shippable | 0 |  | Not Applicable as per Item Classification |  | Not Applicable
953-3064 | 953-3064 | SPA, Solaria Manufacturer Rebate for # 110-1153, End Date 09/30/2020, Max Qty. , Gold, 202649 Vital Energy Solutions, LLC | -14.2 |  | No | Other | Shippable | 0 |  | Not Applicable as per Item Classification |  | Not Applicable
953-3065 | 953-3065 | SPA, Solaria Manufacturer Rebate for # 110-1153, End Date 09/30/2020, Max Qty. , Platinum, 1032 ELECTRICARE INC. | -28.4 |  | No | Other | Shippable | 0 |  | Not Applicable as per Item Classification |  | Not Applicable
953-3066 | 953-3066 | SPA, Solaria Manufacturer Rebate for # 112-0007, End Date 09/30/2020, Max Qty. , Diamond, 1609 ASPEN SOLAR INC. | -35.5 |  | No | Other | Shippable | 0 |  | Not Applicable as per Item Classification |  | Not Applicable
953-3067 | 953-3067 | SPA, Solaria Manufacturer Rebate for # 112-0007, End Date 09/30/2020, Max Qty. , Diamond, 203843 Conexsol Orlando LLC DBA Switch Solar | -35.5 |  | No | Other | Shippable | 0 |  | Not Applicable as per Item Classification |  | Not Applicable
953-3068 | 953-3068 | SPA, Solaria Manufacturer Rebate for # 112-0007, End Date 09/30/2020, Max Qty. , Diamond, 82564 Newport Solar | -35.5 |  | No | Other | Shippable | 0 |  | Not Applicable as per Item Classification |  | Not Applicable
953-3069 | 953-3069 | SPA, Solaria Manufacturer Rebate for # 112-0007, End Date 09/30/2020, Max Qty. , Diamond, 14010 Sigora Solar LLC | -35.5 |  | No | Other | Shippable | 0 |  | Not Applicable as per Item Classification |  | Not Applicable
953-3070 | 953-3070 | SPA, Solaria Manufacturer Rebate for # 112-0007, End Date 09/30/2020, Max Qty. , Diamond, 489402 Valley Unique Electric Inc | -35.5 |  | No | Other | Shippable | 0 |  | Not Applicable as per Item Classification |  | Not Applicable
953-3071 | 953-3071 | SPA, Solaria Manufacturer Rebate for # 112-0007, End Date 09/30/2020, Max Qty. , Platinum, 202957 Gold Rush Energy Solutions | -28.4 |  | No | Other | Shippable | 0 |  | Not Applicable as per Item Classification |  | Not Applicable
953-3072 | 953-3072 | SPA, Solaria Manufacturer Rebate for # 112-0007, End Date 09/30/2020, Max Qty. , Platinum, 203596 I Love My Solar Inc. | -28.4 |  | No | Other | Shippable | 0 |  | Not Applicable as per Item Classification |  | Not Applicable
953-3073 | 953-3073 | SPA, Solaria Manufacturer Rebate for # 112-0007, End Date 09/30/2020, Max Qty. , Platinum, 3747 ACR Solar International Corp. (www.acrsolar.com) | -28.4 |  | No | Other | Shippable | 0 |  | Not Applicable as per Item Classification |  | Not Applicable
953-3074 | 953-3074 | SPA, Solaria Manufacturer Rebate for # 112-0007, End Date 09/30/2020, Max Qty. , Platinum, 4202997 Green Electric Solutions | -28.4 |  | No | Other | Shippable | 0 |  | Not Applicable as per Item Classification |  | Not Applicable
953-3075 | 953-3075 | SPA, Solaria Manufacturer Rebate for # 112-0007, End Date 09/30/2020, Max Qty. , Platinum, 82179 Sundance Solar Systems | -28.4 |  | No | Other | Shippable | 0 |  | Not Applicable as per Item Classification |  | Not Applicable
953-3076 | 953-3076 | SPA, Solaria Manufacturer Rebate for # 112-0007, End Date 09/30/2020, Max Qty. , Platinum, 88279 Illuminate Solar Company | -28.4 |  | No | Other | Shippable | 0 |  | Not Applicable as per Item Classification |  | Not Applicable
953-3077 | 953-3077 | SPA, Solaria Manufacturer Rebate for # 112-0007, End Date 09/30/2020, Max Qty. , Platinum, 9210 MASELLIS ELECTRIC | -28.4 |  | No | Other | Shippable | 0 |  | Not Applicable as per Item Classification |  | Not Applicable
953-3078 | 953-3078 | SPA, Solaria Manufacturer Rebate for # 112-0007, End Date 09/30/2020, Max Qty. , Platinum, 8095 MATSON SERVICES | -28.4 |  | No | Other | Shippable | 0 |  | Not Applicable as per Item Classification |  | Not Applicable
953-3079 | 953-3079 | SPA, Solaria Manufacturer Rebate for # 112-0007, End Date 09/30/2020, Max Qty. , Platinum, 6981 PROGRESSIVE POWER SOLUTIONS | -28.4 |  | No | Other | Shippable | 0 |  | Not Applicable as per Item Classification |  | Not Applicable
953-3080 | 953-3080 | SPA, Solaria Manufacturer Rebate for # 112-0007, End Date 09/30/2020, Max Qty. , Platinum, 3563 SEBASTOPOL HEAT & COOL INC. dba ZERO ENERGY | -28.4 |  | No | Other | Shippable | 0 |  | Not Applicable as per Item Classification |  | Not Applicable
953-3081 | 953-3081 | SPA, Solaria Manufacturer Rebate for # 112-0007, End Date 09/30/2020, Max Qty. , Platinum, 2329 Southard's LLC dba Southard Solar & Construction | -28.4 |  | No | Other | Shippable | 0 |  | Not Applicable as per Item Classification |  | Not Applicable
953-3082 | 953-3082 | SPA, Solaria Manufacturer Rebate for # 112-0007, End Date 09/30/2020, Max Qty. , Platinum, 9225 Sun First! | -28.4 |  | No | Other | Shippable | 0 |  | Not Applicable as per Item Classification |  | Not Applicable
953-3083 | 953-3083 | SPA, Solaria Manufacturer Rebate for # 112-0007, End Date 06/30/2020, Max Qty. , Gold, 17328 Gilmore Services, Inc. DBA Gilmore Heating & Air | -14.2 |  | No | Other | Shippable | 0 |  | Not Applicable as per Item Classification |  | Not Applicable
953-3084 | 953-3084 | SPA, Solaria Manufacturer Rebate for # 112-0007, End Date 09/30/2020, Max Qty. , Gold, 4203164 Element Electric Inc | -14.2 |  | No | Other | Shippable | 0 |  | Not Applicable as per Item Classification |  | Not Applicable
953-3085 | 953-3085 | SPA, Solaria Manufacturer Rebate for # 112-0007, End Date 09/30/2020, Max Qty. , Gold, 5532 ABC SOLAR INC. | -14.2 |  | No | Other | Shippable | 0 |  | Not Applicable as per Item Classification |  | Not Applicable
953-3086 | 953-3086 | SPA, Solaria Manufacturer Rebate for # 112-0007, End Date 09/30/2020, Max Qty. , Gold, 83685 Beach Cities Solar Inc | -14.2 |  | No | Other | Shippable | 0 |  | Not Applicable as per Item Classification |  | Not Applicable
953-3087 | 953-3087 | SPA, Solaria Manufacturer Rebate for # 112-0007, End Date 09/30/2020, Max Qty. , Gold, 4203400 BURGAD AND BURGAD INC dba POWER SOLAR | -14.2 |  | No | Other | Shippable | 0 |  | Not Applicable as per Item Classification |  | Not Applicable
953-3088 | 953-3088 | SPA, Solaria Manufacturer Rebate for # 112-0007, End Date 09/30/2020, Max Qty. , Gold, 203330 Celestial Solar Innovations LLC | -14.2 |  | No | Other | Shippable | 0 |  | Not Applicable as per Item Classification |  | Not Applicable
953-3089 | 953-3089 | SPA, Solaria Manufacturer Rebate for # 112-0007, End Date 09/30/2020, Max Qty. , Gold, 6102 DJH Construction, Inc. | -14.2 |  | No | Other | Shippable | 0 |  | Not Applicable as per Item Classification |  | Not Applicable
953-3090 | 953-3090 | SPA, Solaria Manufacturer Rebate for # 112-0007, End Date 06/30/2020, Max Qty. , Gold, 202918 Magitek Energy Solutions, Inc. | -14.2 |  | No | Other | Shippable | 0 |  | Not Applicable as per Item Classification |  | Not Applicable
953-3091 | 953-3091 | SPA, Solaria Manufacturer Rebate for # 112-0007, End Date 09/30/2020, Max Qty. , Platinum, 122084 New Star Solar LLC | -28.4 |  | No | Other | Shippable | 0 |  | Not Applicable as per Item Classification |  | Not Applicable
953-3092 | 953-3092 | SPA, Solaria Manufacturer Rebate for # 112-0007, End Date 09/30/2020, Max Qty. , Gold, 203630 Solar Pro Energy Systems | -14.2 |  | No | Other | Shippable | 0 |  | Not Applicable as per Item Classification |  | Not Applicable
953-3093 | 953-3093 | SPA, Solaria Manufacturer Rebate for # 112-0007, End Date 09/30/2020, Max Qty. , Platinum, 24368 Sterling Solar LLC | -28.4 |  | No | Other | Shippable | 0 |  | Not Applicable as per Item Classification |  | Not Applicable
953-3094 | 953-3094 | SPA, Solaria Manufacturer Rebate for # 112-0007, End Date 12/31/2020, Max Qty. , Gold, 4203145 Sum Solar | -14.2 |  | No | Other | Shippable | 0 |  | Not Applicable as per Item Classification |  | Not Applicable
953-3095 | 953-3095 | SPA, Solaria Manufacturer Rebate for # 112-0007, End Date 09/30/2020, Max Qty. , Gold, 6251 SUNSENSE INC. | -14.2 |  | No | Other | Shippable | 0 |  | Not Applicable as per Item Classification |  | Not Applicable
953-3096 | 953-3096 | SPA, Solaria Manufacturer Rebate for # 112-0007, End Date 09/30/2020, Max Qty. , Gold, 4203904 Sutton Roofing | -14.2 |  | No | Other | Shippable | 0 |  | Not Applicable as per Item Classification |  | Not Applicable
953-3097 | 953-3097 | SPA, Solaria Manufacturer Rebate for # 112-0007, End Date 09/30/2020, Max Qty. , Gold, 121970 Underline Energy Concepts | -14.2 |  | No | Other | Shippable | 0 |  | Not Applicable as per Item Classification |  | Not Applicable
953-3098 | 953-3098 | SPA, Solaria Manufacturer Rebate for # 112-0007, End Date 09/30/2020, Max Qty. , Gold, 202649 Vital Energy Solutions, LLC | -14.2 |  | No | Other | Shippable | 0 |  | Not Applicable as per Item Classification |  | Not Applicable
953-3099 | 953-3099 | SPA, Solaria Manufacturer Rebate for # 112-0007, End Date 09/30/2020, Max Qty. , Platinum, 1032 ELECTRICARE INC. | -28.4 |  | No | Other | Shippable | 0 |  | Not Applicable as per Item Classification |  | Not Applicable
953-3100 | 953-3100 | SPA, Solaria Manufacturer Rebate for # 112-0009, End Date 09/30/2020, Max Qty. , Diamond, 1609 ASPEN SOLAR INC. | -35 |  | No | Other | Shippable | 0 |  | Not Applicable as per Item Classification |  | Not Applicable
953-3101 | 953-3101 | SPA, Solaria Manufacturer Rebate for # 112-0009, End Date 09/30/2020, Max Qty. , Diamond, 203843 Conexsol Orlando LLC DBA Switch Solar | -35 |  | No | Other | Shippable | 0 |  | Not Applicable as per Item Classification |  | Not Applicable
953-3102 | 953-3102 | SPA, Solaria Manufacturer Rebate for # 112-0009, End Date 09/30/2020, Max Qty. , Diamond, 82564 Newport Solar | -35 |  | No | Other | Shippable | 0 |  | Not Applicable as per Item Classification |  | Not Applicable
953-3103 | 953-3103 | SPA, Solaria Manufacturer Rebate for # 112-0009, End Date 09/30/2020, Max Qty. , Diamond, 14010 Sigora Solar LLC | -35 |  | No | Other | Shippable | 0 |  | Not Applicable as per Item Classification |  | Not Applicable
953-3104 | 953-3104 | SPA, Solaria Manufacturer Rebate for # 112-0009, End Date 09/30/2020, Max Qty. , Diamond, 489402 Valley Unique Electric Inc | -35 |  | No | Other | Shippable | 0 |  | Not Applicable as per Item Classification |  | Not Applicable
953-3105 | 953-3105 | SPA, Solaria Manufacturer Rebate for # 112-0009, End Date 09/30/2020, Max Qty. , Platinum, 202957 Gold Rush Energy Solutions | -28 |  | No | Other | Shippable | 0 |  | Not Applicable as per Item Classification |  | Not Applicable
953-3106 | 953-3106 | SPA, Solaria Manufacturer Rebate for # 112-0009, End Date 09/30/2020, Max Qty. , Platinum, 203596 I Love My Solar Inc. | -28 |  | No | Other | Shippable | 0 |  | Not Applicable as per Item Classification |  | Not Applicable
953-3107 | 953-3107 | SPA, Solaria Manufacturer Rebate for # 112-0009, End Date 09/30/2020, Max Qty. , Diamond, 3747 ACR Solar International Corp. (www.acrsolar.com) | -35 |  | No | Other | Shippable | 0 |  | Not Applicable as per Item Classification |  | Not Applicable
953-3108 | 953-3108 | SPA, Solaria Manufacturer Rebate for # 112-0009, End Date 09/30/2020, Max Qty. , Platinum, 4202997 Green Electric Solutions | -28 |  | No | Other | Shippable | 0 |  | Not Applicable as per Item Classification |  | Not Applicable
953-3109 | 953-3109 | SPA, Solaria Manufacturer Rebate for # 112-0009, End Date 09/30/2020, Max Qty. , Platinum, 82179 Sundance Solar Systems | -28 |  | No | Other | Shippable | 0 |  | Not Applicable as per Item Classification |  | Not Applicable
953-3110 | 953-3110 | SPA, Solaria Manufacturer Rebate for # 112-0009, End Date 09/30/2020, Max Qty. , Platinum, 88279 Illuminate Solar Company | -28 |  | No | Other | Shippable | 0 |  | Not Applicable as per Item Classification |  | Not Applicable
953-3111 | 953-3111 | SPA, Solaria Manufacturer Rebate for # 112-0009, End Date 09/30/2020, Max Qty. , Platinum, 9210 MASELLIS ELECTRIC | -28 |  | No | Other | Shippable | 0 |  | Not Applicable as per Item Classification |  | Not Applicable
953-3112 | 953-3112 | SPA, Solaria Manufacturer Rebate for # 112-0009, End Date 09/30/2020, Max Qty. , Platinum, 8095 MATSON SERVICES | -28 |  | No | Other | Shippable | 0 |  | Not Applicable as per Item Classification |  | Not Applicable
953-3113 | 953-3113 | SPA, Solaria Manufacturer Rebate for # 112-0009, End Date 09/30/2020, Max Qty. , Platinum, 6981 PROGRESSIVE POWER SOLUTIONS | -28 |  | No | Other | Shippable | 0 |  | Not Applicable as per Item Classification |  | Not Applicable
953-3114 | 953-3114 | SPA, Solaria Manufacturer Rebate for # 112-0009, End Date 09/30/2020, Max Qty. , Platinum, 3563 SEBASTOPOL HEAT & COOL INC. dba ZERO ENERGY | -28 |  | No | Other | Shippable | 0 |  | Not Applicable as per Item Classification |  | Not Applicable
953-3115 | 953-3115 | SPA, Solaria Manufacturer Rebate for # 112-0009, End Date 09/30/2020, Max Qty. , Platinum, 2329 Southard's LLC dba Southard Solar & Construction | -28 |  | No | Other | Shippable | 0 |  | Not Applicable as per Item Classification |  | Not Applicable
953-3116 | 953-3116 | SPA, Solaria Manufacturer Rebate for # 112-0009, End Date 09/30/2020, Max Qty. , Platinum, 9225 Sun First! | -28 |  | No | Other | Shippable | 0 |  | Not Applicable as per Item Classification |  | Not Applicable
953-3117 | 953-3117 | SPA, Solaria Manufacturer Rebate for # 112-0009, End Date 06/30/2020, Max Qty. , Gold, 17328 Gilmore Services, Inc. DBA Gilmore Heating & Air | -14 |  | No | Other | Shippable | 0 |  | Not Applicable as per Item Classification |  | Not Applicable
953-3118 | 953-3118 | SPA, Solaria Manufacturer Rebate for # 112-0009, End Date 09/30/2020, Max Qty. , Gold, 4203164 Element Electric Inc | -14 |  | No | Other | Shippable | 0 |  | Not Applicable as per Item Classification |  | Not Applicable
953-3119 | 953-3119 | SPA, Solaria Manufacturer Rebate for # 112-0009, End Date 09/30/2020, Max Qty. , Gold, 5532 ABC SOLAR INC. | -14 |  | No | Other | Shippable | 0 |  | Not Applicable as per Item Classification |  | Not Applicable
953-3120 | 953-3120 | SPA, Solaria Manufacturer Rebate for # 112-0009, End Date 09/30/2020, Max Qty. , Gold, 83685 Beach Cities Solar Inc | -14 |  | No | Other | Shippable | 0 |  | Not Applicable as per Item Classification |  | Not Applicable
953-3121 | 953-3121 | SPA, Solaria Manufacturer Rebate for # 112-0009, End Date 09/30/2020, Max Qty. , Gold, 4203400 BURGAD AND BURGAD INC dba POWER SOLAR | -14 |  | No | Other | Shippable | 0 |  | Not Applicable as per Item Classification |  | Not Applicable
953-3122 | 953-3122 | SPA, Solaria Manufacturer Rebate for # 112-0009, End Date 09/30/2020, Max Qty. , Gold, 203330 Celestial Solar Innovations LLC | -14 |  | No | Other | Shippable | 0 |  | Not Applicable as per Item Classification |  | Not Applicable
953-3123 | 953-3123 | SPA, Solaria Manufacturer Rebate for # 112-0009, End Date 09/30/2020, Max Qty. , Gold, 6102 DJH Construction, Inc. | -14 |  | No | Other | Shippable | 0 |  | Not Applicable as per Item Classification |  | Not Applicable
953-3124 | 953-3124 | SPA, Solaria Manufacturer Rebate for # 112-0009, End Date 06/30/2020, Max Qty. , Gold, 202918 Magitek Energy Solutions, Inc. | -14 |  | No | Other | Shippable | 0 |  | Not Applicable as per Item Classification |  | Not Applicable
953-3125 | 953-3125 | SPA, Solaria Manufacturer Rebate for # 112-0009, End Date 09/30/2020, Max Qty. , Platinum, 122084 New Star Solar LLC | -28 |  | No | Other | Shippable | 0 |  | Not Applicable as per Item Classification |  | Not Applicable
953-3126 | 953-3126 | SPA, Solaria Manufacturer Rebate for # 112-0009, End Date 09/30/2020, Max Qty. , Gold, 203630 Solar Pro Energy Systems | -14 |  | No | Other | Shippable | 0 |  | Not Applicable as per Item Classification |  | Not Applicable
953-3127 | 953-3127 | SPA, Solaria Manufacturer Rebate for # 112-0009, End Date 09/30/2020, Max Qty. , Platinum, 24368 Sterling Solar LLC | -28 |  | No | Other | Shippable | 0 |  | Not Applicable as per Item Classification |  | Not Applicable
953-3128 | 953-3128 | SPA, Solaria Manufacturer Rebate for # 112-0009, End Date 09/30/2020, Max Qty. , Gold, 4203145 Sum Solar | -14 |  | No | Other | Shippable | 0 |  | Not Applicable as per Item Classification |  | Not Applicable
953-3129 | 953-3129 | SPA, Solaria Manufacturer Rebate for # 112-0009, End Date 09/30/2020, Max Qty. , Gold, 6251 SUNSENSE INC. | -14 |  | No | Other | Shippable | 0 |  | Not Applicable as per Item Classification |  | Not Applicable
953-3130 | 953-3130 | SPA, Solaria Manufacturer Rebate for # 112-0009, End Date 09/30/2020, Max Qty. , Gold, 4203904 Sutton Roofing | -14 |  | No | Other | Shippable | 0 |  | Not Applicable as per Item Classification |  | Not Applicable
953-3131 | 953-3131 | SPA, Solaria Manufacturer Rebate for # 112-0009, End Date 09/30/2020, Max Qty. , Gold, 121970 Underline Energy Concepts | -14 |  | No | Other | Shippable | 0 |  | Not Applicable as per Item Classification |  | Not Applicable
953-3132 | 953-3132 | SPA, Solaria Manufacturer Rebate for # 112-0009, End Date 09/30/2020, Max Qty. , Gold, 202649 Vital Energy Solutions, LLC | -14 |  | No | Other | Shippable | 0 |  | Not Applicable as per Item Classification |  | Not Applicable
953-3133 | 953-3133 | SPA, Solaria Manufacturer Rebate for # 112-0009, End Date 09/30/2020, Max Qty. , Platinum, 1032 ELECTRICARE INC. | -28 |  | No | Other | Shippable | 0 |  | Not Applicable as per Item Classification |  | Not Applicable
953-3134 | 953-3134 | SPA, Solaria Manufacturer Rebate for # 112-0010, End Date 09/30/2020, Max Qty. , Diamond, 1609 ASPEN SOLAR INC. | -36.5 |  | No | Other | Shippable | 0 |  | Not Applicable as per Item Classification |  | Not Applicable
953-3135 | 953-3135 | SPA, Solaria Manufacturer Rebate for # 112-0010, End Date 09/30/2020, Max Qty. , Diamond, 203843 Conexsol Orlando LLC DBA Switch Solar | -36.5 |  | No | Other | Shippable | 0 |  | Not Applicable as per Item Classification |  | Not Applicable
953-3136 | 953-3136 | SPA, Solaria Manufacturer Rebate for # 112-0010, End Date 09/30/2020, Max Qty. , Diamond, 82564 Newport Solar | -36.5 |  | No | Other | Shippable | 0 |  | Not Applicable as per Item Classification |  | Not Applicable
953-3137 | 953-3137 | SPA, Solaria Manufacturer Rebate for # 112-0010, End Date 09/30/2020, Max Qty. , Diamond, 14010 Sigora Solar LLC | -36.5 |  | No | Other | Shippable | 0 |  | Not Applicable as per Item Classification |  | Not Applicable
953-3138 | 953-3138 | SPA, Solaria Manufacturer Rebate for # 112-0010, End Date 09/30/2020, Max Qty. , Diamond, 489402 Valley Unique Electric Inc | -36.5 |  | No | Other | Shippable | 0 |  | Not Applicable as per Item Classification |  | Not Applicable
953-3139 | 953-3139 | SPA, Solaria Manufacturer Rebate for # 112-0010, End Date 09/30/2020, Max Qty. , Platinum, 202957 Gold Rush Energy Solutions | -29.2 |  | No | Other | Shippable | 0 |  | Not Applicable as per Item Classification |  | Not Applicable
953-3140 | 953-3140 | SPA, Solaria Manufacturer Rebate for # 112-0010, End Date 09/30/2020, Max Qty. , Platinum, 203596 I Love My Solar Inc. | -29.2 |  | No | Other | Shippable | 0 |  | Not Applicable as per Item Classification |  | Not Applicable
953-3141 | 953-3141 | SPA, Solaria Manufacturer Rebate for # 112-0010, End Date 09/30/2020, Max Qty. , Diamond, 3747 ACR Solar International Corp. (www.acrsolar.com) | -36.5 |  | No | Other | Shippable | 0 |  | Not Applicable as per Item Classification |  | Not Applicable
953-3142 | 953-3142 | SPA, Solaria Manufacturer Rebate for # 112-0010, End Date 09/30/2020, Max Qty. , Platinum, 4202997 Green Electric Solutions | -29.2 |  | No | Other | Shippable | 0 |  | Not Applicable as per Item Classification |  | Not Applicable
953-3143 | 953-3143 | SPA, Solaria Manufacturer Rebate for # 112-0010, End Date 09/30/2020, Max Qty. , Platinum, 82179 Sundance Solar Systems | -29.2 |  | No | Other | Shippable | 0 |  | Not Applicable as per Item Classification |  | Not Applicable
953-3144 | 953-3144 | SPA, Solaria Manufacturer Rebate for # 112-0010, End Date 09/30/2020, Max Qty. , Platinum, 88279 Illuminate Solar Company | -29.2 |  | No | Other | Shippable | 0 |  | Not Applicable as per Item Classification |  | Not Applicable
953-3145 | 953-3145 | SPA, Solaria Manufacturer Rebate for # 112-0010, End Date 09/30/2020, Max Qty. , Platinum, 9210 MASELLIS ELECTRIC | -29.2 |  | No | Other | Shippable | 0 |  | Not Applicable as per Item Classification |  | Not Applicable
953-3146 | 953-3146 | SPA, Solaria Manufacturer Rebate for # 112-0010, End Date 09/30/2020, Max Qty. , Platinum, 8095 MATSON SERVICES | -29.2 |  | No | Other | Shippable | 0 |  | Not Applicable as per Item Classification |  | Not Applicable
953-3147 | 953-3147 | SPA, Solaria Manufacturer Rebate for # 112-0010, End Date 09/30/2020, Max Qty. , Platinum, 6981 PROGRESSIVE POWER SOLUTIONS | -29.2 |  | No | Other | Shippable | 0 |  | Not Applicable as per Item Classification |  | Not Applicable
953-3148 | 953-3148 | SPA, Solaria Manufacturer Rebate for # 112-0010, End Date 09/30/2020, Max Qty. , Platinum, 3563 SEBASTOPOL HEAT & COOL INC. dba ZERO ENERGY | -29.2 |  | No | Other | Shippable | 0 |  | Not Applicable as per Item Classification |  | Not Applicable
953-3149 | 953-3149 | SPA, Solaria Manufacturer Rebate for # 112-0010, End Date 09/30/2020, Max Qty. , Platinum, 2329 Southard's LLC dba Southard Solar & Construction | -29.2 |  | No | Other | Shippable | 0 |  | Not Applicable as per Item Classification |  | Not Applicable
953-3150 | 953-3150 | SPA, Solaria Manufacturer Rebate for # 112-0010, End Date 09/30/2020, Max Qty. , Platinum, 9225 Sun First! | -29.2 |  | No | Other | Shippable | 0 |  | Not Applicable as per Item Classification |  | Not Applicable
953-3151 | 953-3151 | SPA, Solaria Manufacturer Rebate for # 112-0010, End Date 06/30/2020, Max Qty. , Gold, 17328 Gilmore Services, Inc. DBA Gilmore Heating & Air | -14.6 |  | No | Other | Shippable | 0 |  | Not Applicable as per Item Classification |  | Not Applicable
953-3152 | 953-3152 | SPA, Solaria Manufacturer Rebate for # 112-0010, End Date 09/30/2020, Max Qty. , Gold, 4203164 Element Electric Inc | -14.6 |  | No | Other | Shippable | 0 |  | Not Applicable as per Item Classification |  | Not Applicable
953-3153 | 953-3153 | SPA, Solaria Manufacturer Rebate for # 112-0010, End Date 09/30/2020, Max Qty. , Gold, 5532 ABC SOLAR INC. | -14.6 |  | No | Other | Shippable | 0 |  | Not Applicable as per Item Classification |  | Not Applicable
953-3154 | 953-3154 | SPA, Solaria Manufacturer Rebate for # 112-0010, End Date 09/30/2020, Max Qty. , Gold, 83685 Beach Cities Solar Inc | -14.6 |  | No | Other | Shippable | 0 |  | Not Applicable as per Item Classification |  | Not Applicable
953-3155 | 953-3155 | SPA, Solaria Manufacturer Rebate for # 112-0010, End Date 09/30/2020, Max Qty. , Gold, 4203400 BURGAD AND BURGAD INC dba POWER SOLAR | -14.6 |  | No | Other | Shippable | 0 |  | Not Applicable as per Item Classification |  | Not Applicable
953-3156 | 953-3156 | SPA, Solaria Manufacturer Rebate for # 112-0010, End Date 09/30/2020, Max Qty. , Gold, 203330 Celestial Solar Innovations LLC | -14.6 |  | No | Other | Shippable | 0 |  | Not Applicable as per Item Classification |  | Not Applicable
953-3157 | 953-3157 | SPA, Solaria Manufacturer Rebate for # 112-0010, End Date 09/30/2020, Max Qty. , Gold, 6102 DJH Construction, Inc. | -14.6 |  | No | Other | Shippable | 0 |  | Not Applicable as per Item Classification |  | Not Applicable
953-3158 | 953-3158 | SPA, Solaria Manufacturer Rebate for # 112-0010, End Date 06/30/2020, Max Qty. , Gold, 202918 Magitek Energy Solutions, Inc. | -14.6 |  | No | Other | Shippable | 0 |  | Not Applicable as per Item Classification |  | Not Applicable
953-3159 | 953-3159 | SPA, Solaria Manufacturer Rebate for # 112-0010, End Date 09/30/2020, Max Qty. , Platinum, 122084 New Star Solar LLC | -29.2 |  | No | Other | Shippable | 0 |  | Not Applicable as per Item Classification |  | Not Applicable
953-3160 | 953-3160 | SPA, Solaria Manufacturer Rebate for # 112-0010, End Date 09/30/2020, Max Qty. , Gold, 203630 Solar Pro Energy Systems | -14.6 |  | No | Other | Shippable | 0 |  | Not Applicable as per Item Classification |  | Not Applicable
953-3161 | 953-3161 | SPA, Solaria Manufacturer Rebate for # 112-0010, End Date 09/30/2020, Max Qty. , Platinum, 24368 Sterling Solar LLC | -29.2 |  | No | Other | Shippable | 0 |  | Not Applicable as per Item Classification |  | Not Applicable
953-3162 | 953-3162 | SPA, Solaria Manufacturer Rebate for # 112-0010, End Date 12/31/2020, Max Qty. , Gold, 4203145 Sum Solar | -14.6 |  | No | Other | Shippable | 0 |  | Not Applicable as per Item Classification |  | Not Applicable
953-3163 | 953-3163 | SPA, Solaria Manufacturer Rebate for # 112-0010, End Date 09/30/2020, Max Qty. , Gold, 6251 SUNSENSE INC. | -14.6 |  | No | Other | Shippable | 0 |  | Not Applicable as per Item Classification |  | Not Applicable
953-3164 | 953-3164 | SPA, Solaria Manufacturer Rebate for # 112-0010, End Date 09/30/2020, Max Qty. , Gold, 4203904 Sutton Roofing | -14.6 |  | No | Other | Shippable | 0 |  | Not Applicable as per Item Classification |  | Not Applicable
953-3165 | 953-3165 | SPA, Solaria Manufacturer Rebate for # 112-0010, End Date 09/30/2020, Max Qty. , Gold, 121970 Underline Energy Concepts | -14.6 |  | No | Other | Shippable | 0 |  | Not Applicable as per Item Classification |  | Not Applicable
953-3166 | 953-3166 | SPA, Solaria Manufacturer Rebate for # 112-0010, End Date 09/30/2020, Max Qty. , Gold, 202649 Vital Energy Solutions, LLC | -14.6 |  | No | Other | Shippable | 0 |  | Not Applicable as per Item Classification |  | Not Applicable
953-3167 | 953-3167 | SPA, Solaria Manufacturer Rebate for # 112-0010, End Date 09/30/2020, Max Qty. , Platinum, 1032 ELECTRICARE INC. | -29.2 |  | No | Other | Shippable | 0 |  | Not Applicable as per Item Classification |  | Not Applicable
953-3168 | 953-3168 | SPA, Solaria Manufacturer Rebate for # 110-1176, End Date 09/30/2020, Max Qty. , Platinum, 121698 Laibach Solar | -28.8 |  | No | Other | Shippable | 0 |  | Not Applicable as per Item Classification |  | Not Applicable
953-3169 | 953-3169 | SPA, Solaria Manufacturer Rebate for # 110-1153, End Date 09/30/2020, Max Qty. , Platinum, 121698 Laibach Solar | -27.4 |  | No | Other | Shippable | 0 |  | Not Applicable as per Item Classification |  | Not Applicable
953-3170 | 953-3170 | SPA, Solaria Manufacturer Rebate for # 112-0009, End Date 09/30/2020, Max Qty. , Platinum, 121698 Laibach Solar | -28 |  | No | Other | Shippable | 0 |  | Not Applicable as per Item Classification |  | Not Applicable
953-3171 | 953-3171 | SPA, Solaria Manufacturer Rebate for # 112-0010, End Date 09/30/2020, Max Qty. , Platinum, 121698 Laibach Solar | -29.2 |  | No | Other | Shippable | 0 |  | Not Applicable as per Item Classification |  | Not Applicable
953-3172 | 953-3172 | SPA, Solaria Manufacturer Rebate for # 110-1176, End Date 09/30/2020, Max Qty. 1000, Diamond, 4203252 Next Phase Electric | -28.8 |  | No | Other | Shippable | 0 |  | Not Applicable as per Item Classification |  | Not Applicable
953-3173 | 953-3173 | SPA, Solaria Manufacturer Rebate for # 110-1176, End Date 09/30/2020, Max Qty. 1000, Platinum, 17808 Streamline Solar Systems, LLC | -36 |  | No | Other | Shippable | 0 |  | Not Applicable as per Item Classification |  | Not Applicable
953-3174 | 953-3174 | SPA, MISSION Manufacturer Rebate for # 110-1224, End Date 06/30/2020, Max Qty. all, , 4203978 Zenith Security LLC | -10.38 |  | No | Other | Shippable | 0 |  | Not Applicable as per Item Classification |  | Not Applicable
953-3175 | 953-3175 | SPA, MISSION Manufacturer Rebate for # 110-1230, End Date 06/30/2020, Max Qty. all, , 4203978 Zenith Security LLC | -10.38 |  | No | Other | Shippable | 0 |  | Not Applicable as per Item Classification |  | Not Applicable
953-3176 | 953-3176 | SPA, MISSION Manufacturer Rebate for # 110-1207, End Date 06/30/2020, Max Qty. all, , 4203978 Zenith Security LLC | -10.38 |  | No | Other | Shippable | 0 |  | Not Applicable as per Item Classification |  | Not Applicable
953-3177 | 953-3177 | SPA, MISSION Manufacturer Rebate for # 110-1238, End Date 09/30/2020, Max Qty. all, , 4203978 Zenith Security LLC | -19.59 |  | No | Other | Shippable | 0 |  | Not Applicable as per Item Classification |  | Not Applicable
953-3178 | 953-3178 | SPA, Solaria Manufacturer Rebate for # 110-1176, End Date 12/31/2020, Max Qty. 500, Platinum, CU: 89803 Del Sol NRG | -28.8 |  | No | Other | Shippable | 0 |  | Not Applicable as per Item Classification |  | Not Applicable
953-3179 | 953-3179 | SPA, Solaria Manufacturer Rebate for # 110-1153, End Date 12/31/2020, Max Qty. 500, Platinum, CU: 89803 Del Sol NRG | -27.4 |  | No | Other | Shippable | 0 |  | Not Applicable as per Item Classification |  | Not Applicable
953-3180 | 953-3180 | SPA, Solaria Manufacturer Rebate for # 112-0009, End Date 12/31/2020, Max Qty. 500, Platinum, CU: 89803 Del Sol NRG | -28 |  | No | Other | Shippable | 0 |  | Not Applicable as per Item Classification |  | Not Applicable
953-3181 | 953-3181 | SPA, Solaria Manufacturer Rebate for # 112-0010, End Date 12/31/2020, Max Qty. 500, Platinum, CU: 89803 Del Sol NRG | -29.2 |  | No | Other | Shippable | 0 |  | Not Applicable as per Item Classification |  | Not Applicable
953-3182 | 953-3182 | SPA, Solaria Manufacturer Rebate for # 110-1176, End Date 12/31/2020, Max Qty. 500, Diamond, 7574 PowerHouse Solar | -36 |  | No | Other | Shippable | 0 |  | Not Applicable as per Item Classification |  | Not Applicable
953-3183 | 953-3183 | SPA, Solaria Manufacturer Rebate for # 110-1153, End Date 12/31/2020, Max Qty. 500, Diamond, 7574 PowerHouse Solar | -34.5 |  | No | Other | Shippable | 0 |  | Not Applicable as per Item Classification |  | Not Applicable
953-3184 | 953-3184 | SPA, Solaria Manufacturer Rebate for # 112-0009, End Date 12/31/2020, Max Qty. 500, Diamond, 7574 PowerHouse Solar | -35 |  | No | Other | Shippable | 0 |  | Not Applicable as per Item Classification |  | Not Applicable
953-3185 | 953-3185 | SPA, Solaria Manufacturer Rebate for # 112-0010, End Date 12/31/2020, Max Qty. 500, Diamond, 7574 PowerHouse Solar | -36.5 |  | No | Other | Shippable | 0 |  | Not Applicable as per Item Classification |  | Not Applicable
953-3186 | 953-3186 | SPA, Solaria Manufacturer Rebate for # 110-1176, End Date 09/30/2020, Max Qty. N/A, Platinum, 89951 Magic Sun Power Inc dba Magic Solar Electric | -26.2 |  | No | Other | Shippable | 0 |  | Not Applicable as per Item Classification |  | Not Applicable
953-3187 | 953-3187 | SPA, Solaria Manufacturer Rebate for # 112-0010, End Date 09/30/2020, Max Qty. N/A, Platinum, 89951 Magic Sun Power Inc dba Magic Solar Electric | -38.07 |  | No | Other | Shippable | 0 |  | Not Applicable as per Item Classification |  | Not Applicable
953-3188 | 953-3188 | SPA, Solaria Manufacturer Rebate for # 110-1153, End Date 09/30/2020, Max Qty. N/A, Platinum, 89951 Magic Sun Power Inc dba Magic Solar Electric | -27.18 |  | No | Other | Shippable | 0 |  | Not Applicable as per Item Classification |  | Not Applicable
953-3189 | 953-3189 | SPA, Solaria Manufacturer Rebate for # 110-1176, End Date 09/30/2020, Max Qty. N/A, Diamond, 203313 Sunergy, Inc | -23 |  | No | Other | Shippable | 0 |  | Not Applicable as per Item Classification |  | Not Applicable
953-3190 | 953-3190 | SPA, Solaria Manufacturer Rebate for # 112-0010, End Date 09/30/2020, Max Qty. N/A, Diamond, 203313 Sunergy, Inc | -44.07 |  | No | Other | Shippable | 0 |  | Not Applicable as per Item Classification |  | Not Applicable
953-3191 | 953-3191 | SPA, Solaria Manufacturer Rebate for # 110-1153, End Date 09/30/2020, Max Qty. N/A, Diamond, 203313 Sunergy, Inc | -26.18 |  | No | Other | Shippable | 0 |  | Not Applicable as per Item Classification |  | Not Applicable
953-3192 | 953-3192 | SPA, Solaria Manufacturer Rebate for # 110-1153, End Date 09/30/2020, Max Qty. Max, Platinum, 203765 San Marino Solar & Electric, LLC | -28.4 |  | No | Other | Shippable | 0 |  | Not Applicable as per Item Classification |  | Not Applicable
953-3193 | 953-3193 | SPA, Solaria Manufacturer Rebate for # 112-0010, End Date 09/30/2020, Max Qty. Max, Platinum, 203765 San Marino Solar & Electric, LLC | -29.2 |  | No | Other | Shippable | 0 |  | Not Applicable as per Item Classification |  | Not Applicable
953-3194 | 953-3194 | SPA, Solaria Manufacturer Rebate for # 110-1176, End Date 09/30/2020, Max Qty. Max, Platinum, 203765 San Marino Solar & Electric, LLC | -28.8 |  | No | Other | Shippable | 0 |  | Not Applicable as per Item Classification |  | Not Applicable
953-3195 | 953-3195 | SPA, Solaria Manufacturer Rebate for # 110-1176, End Date 12/31/2020, Max Qty. , Platinum, 9520 Sustainable Energy Group | -28.8 |  | No | Other | Shippable | 0 |  | Not Applicable as per Item Classification |  | Not Applicable
953-3196 | 953-3196 | SPA, Solaria Manufacturer Rebate for # 110-1176, End Date 12/31/2020, Max Qty. , Diamond, 4202934 Platinum Sales Group, LLC dba SunStor Solar | -28.8 |  | No | Other | Shippable | 0 |  | Not Applicable as per Item Classification |  | Not Applicable
953-3197 | 953-3197 | SPA, Solaria Manufacturer Rebate for # 110-1176, End Date 12/31/2020, Max Qty. 500, Diamond, CU: 88596 American Array Solar | -28.8 |  | No | Other | Shippable | 0 |  | Not Applicable as per Item Classification |  | Not Applicable
953-3198 | 953-3198 | SPA, Solaria Manufacturer Rebate for # 110-1153, End Date 12/31/2020, Max Qty. 500, Diamond, CU: 88596 American Array Solar | -34.5 |  | No | Other | Shippable | 0 |  | Not Applicable as per Item Classification |  | Not Applicable
953-3199 | 953-3199 | SPA, Solaria Manufacturer Rebate for # 112-0009, End Date 12/31/2020, Max Qty. 500, Diamond, CU: 88596 American Array Solar | -35 |  | No | Other | Shippable | 0 |  | Not Applicable as per Item Classification |  | Not Applicable
953-3200 | 953-3200 | SPA, Solaria Manufacturer Rebate for # 112-0010, End Date 12/31/2020, Max Qty. 500, Diamond, CU: 88596 American Array Solar | -52.07 |  | No | Other | Shippable | 0 |  | Not Applicable as per Item Classification |  | Not Applicable
953-3201 | 953-3201 | SPA, Solaria Manufacturer Rebate for # 110-1153, End Date 09/30/2020, Max Qty. Max, Platinum, 121305 Simply Solar LLC | -28.4 |  | No | Other | Shippable | 0 |  | Not Applicable as per Item Classification |  | Not Applicable
953-3202 | 953-3202 | SPA, Solaria Manufacturer Rebate for # 112-0010, End Date 09/30/2020, Max Qty. Max, Platinum, 121305 Simply Solar LLC | -29.2 |  | No | Other | Shippable | 0 |  | Not Applicable as per Item Classification |  | Not Applicable
953-3203 | 953-3203 | SPA, Solaria Manufacturer Rebate for # 110-1176, End Date 09/30/2020, Max Qty. Max, Platinum, 121305 Simply Solar LLC | -28.8 |  | No | Other | Shippable | 0 |  | Not Applicable as per Item Classification |  | Not Applicable
953-3204 | 953-3204 | "SPA, Solaria Corp Manufacturer Rebate for # 110-1176, End Date 10/31/2020, Max Qty. , Diamond, 4203842 Bell Electrical Systems LLC" | -43.2 |  | No | Other | Shippable | 0 |  | Not Applicable as per Item Classification |  | Not Applicable
953-3205 | 953-3205 | "SPA, Solaria Corp Manufacturer Rebate for # 112-0009, End Date 10/31/2020, Max Qty. , Diamond, 4203842 Bell Electrical Systems LLC" | -35.8 |  | No | Other | Shippable | 0 |  | Not Applicable as per Item Classification |  | Not Applicable
953-3206 | 953-3206 | "SPA, Solaria Corp Manufacturer Rebate for # 112-0010, End Date 10/31/2020, Max Qty. , Diamond, 4203842 Bell Electrical Systems LLC" | -36.17 |  | No | Other | Shippable | 0 |  | Not Applicable as per Item Classification |  | Not Applicable
953-3207 | 953-3207 | "SPA, Solaria Corp Manufacturer Rebate for # 110-1153, End Date 10/31/2020, Max Qty. , Diamond, 4203842 Bell Electrical Systems LLC" | -34.53 |  | No | Other | Shippable | 0 |  | Not Applicable as per Item Classification |  | Not Applicable
953-3208 | 953-3208 | SPA, Enphase Manufacturer Rebate for # 321-0215, End Date 06/30/2020, Max Qty. 1000, Q-00000195, 4204140 Solar Solutions of America | -10 |  | No | Other | Shippable | 0 |  | Not Applicable as per Item Classification |  | Not Applicable
953-3209 | 953-3209 | SPA, Enphase Manufacturer Rebate for # 321-0216, End Date 06/30/2020, Max Qty. 1000, Q-00000195, 4204140 Solar Solutions of America | -10 |  | No | Other | Shippable | 0 |  | Not Applicable as per Item Classification |  | Not Applicable
953-3210 | 953-3210 | SPA, Solaria Manufacturer Rebate for # 110-1176, End Date 06/30/2020, Max Qty. 1000, Platinum, 4203443 Sunshine Renewable Solutions | -25.2 |  | No | Other | Shippable | 0 |  | Not Applicable as per Item Classification |  | Not Applicable
953-3211 | 953-3211 | SPA, Solaria Manufacturer Rebate for # 110-1176, End Date 09/30/2020, Max Qty. 1000, Platinum, 4204140 Solar Solutions of America | -25.2 |  | No | Other | Shippable | 0 |  | Not Applicable as per Item Classification |  | Not Applicable
953-3212 | 953-3212 | SPA, Solaria Manufacturer Rebate for # 110-1176, End Date 09/30/2020, Max Qty. N/A, Platinum, 31018 Nippon Energy Inc | -18 |  | No | Other | Shippable | 0 |  | Not Applicable as per Item Classification |  | Not Applicable
953-3213 | 953-3213 | SPA, Solaria Manufacturer Rebate for # 112-0010, End Date 09/30/2020, Max Qty. N/A, Platinum, 31018 Nippon Energy Inc | -17.92 |  | No | Other | Shippable | 0 |  | Not Applicable as per Item Classification |  | Not Applicable
953-3214 | 953-3214 | SPA, Solaria Manufacturer Rebate for # 112-0007, End Date 09/30/2020, Max Qty. N/A, Platinum, 31018 Nippon Energy Inc | -28.4 |  | No | Other | Shippable | 0 |  | Not Applicable as per Item Classification |  | Not Applicable
953-3215 | 953-3215 | SPA, Solaria Manufacturer Rebate for # 110-1153, End Date 06/30/2020, Max Qty. 1000, Diamond, 4203821 Expert Solar |  |  | No | Other | Shippable | 0 |  | Not Applicable as per Item Classification |  | Not Applicable
953-3216 | 953-3216 | SPA, Solaria Manufacturer Rebate for # 110-1176, End Date 06/30/2020, Max Qty. 1000, Diamond, 4203821 Expert Solar |  |  | No | Other | Shippable | 0 |  | Not Applicable as per Item Classification |  | Not Applicable
953-3217 | 953-3217 | SPA, Solaria Manufacturer Rebate for # 110-1222, End Date 06/30/2020, Max Qty. 1000, Diamond, 4203821 Expert Solar |  |  | No | Other | Shippable | 0 |  | Not Applicable as per Item Classification |  | Not Applicable
953-3218 | 953-3218 | SPA, Solaria Manufacturer Rebate for # 112-0009, End Date 06/30/2020, Max Qty. 1000, Diamond, 4203821 Expert Solar |  |  | No | Other | Shippable | 0 |  | Not Applicable as per Item Classification |  | Not Applicable
953-3219 | 953-3219 | SPA, Solaria Manufacturer Rebate for # 112-0010, End Date 06/30/2020, Max Qty. 1000, Diamond, 4203821 Expert Solar |  |  | No | Other | Shippable | 0 |  | Not Applicable as per Item Classification |  | Not Applicable
953-3220 | 953-3220 | SPA, Solaria Manufacturer Rebate for # 110-1176, End Date 06/30/2020, Max Qty. , Platinum, 14010 Sigora Solar LLC |  |  | No | Other | Shippable | 0 |  | Not Applicable as per Item Classification |  | Not Applicable
953-3221 | 953-3221 | SPA, Solaria Manufacturer Rebate for # 110-1153, End Date 09/30/2020, Max Qty. 1000, Diamond, 4203821 Expert Solar | -35.5 |  | No | Other | Shippable | 0 |  | Not Applicable as per Item Classification |  | Not Applicable
953-3222 | 953-3222 | SPA, Solaria Manufacturer Rebate for # 110-1176, End Date 11/05/2020, Max Qty. 1000, Diamond, 4203821 Expert Solar | -36 |  | No | Other | Shippable | 0 |  | Not Applicable as per Item Classification |  | Not Applicable
953-3223 | 953-3223 | SPA, Solaria Manufacturer Rebate for # 110-1222, End Date 12/31/2020, Max Qty. 1000, Diamond, 4203821 Expert Solar | -37 |  | No | Other | Shippable | 0 |  | Not Applicable as per Item Classification |  | Not Applicable
953-3224 | 953-3224 | SPA, Solaria Manufacturer Rebate for # 112-0009, End Date 09/30/2020, Max Qty. 1000, Diamond, 4203821 Expert Solar | -35 |  | No | Other | Shippable | 0 |  | Not Applicable as per Item Classification |  | Not Applicable
953-3225 | 953-3225 | SPA, Solaria Manufacturer Rebate for # 112-0010, End Date 09/30/2020, Max Qty. 1000, Diamond, 4203821 Expert Solar | -36.5 |  | No | Other | Shippable | 0 |  | Not Applicable as per Item Classification |  | Not Applicable
953-3226 | 953-3226 | SPA, Solaria Manufacturer Rebate for # 110-1176, End Date 09/30/2020, Max Qty. , Platinum, 14010 Sigora Solar LLC | -28.8 |  | No | Other | Shippable | 0 |  | Not Applicable as per Item Classification |  | Not Applicable
953-3227 | 953-3227 | SPA, Enphase Manufacturer Rebate for # 321-0215, End Date 06/30/2020, Max Qty. 600, Q-00000209 , 30870 Icon Solar Power | -14.36 |  | No | Other | Shippable | 0 |  | Not Applicable as per Item Classification |  | Not Applicable
953-3228 | 953-3228 | SPA, Enphase Manufacturer Rebate for # 321-0216, End Date 06/30/2020, Max Qty. 600, Q-00000209 , 30870 Icon Solar Power | -21.64 |  | No | Other | Shippable | 0 |  | Not Applicable as per Item Classification |  | Not Applicable
953-3229 | 953-3229 | SPA, Solaria Manufacturer Rebate for # 110-1153, End Date 09/30/2020, Max Qty. 1000, Diamond, 89424 Creative Solar USA Inc | -35.5 |  | No | Other | Shippable | 0 |  | Not Applicable as per Item Classification |  | Not Applicable
953-3230 | 953-3230 | SPA, Solaria Manufacturer Rebate for # 110-1176, End Date 09/30/2020, Max Qty. 1000, Diamond, 89424 Creative Solar USA Inc | -36 |  | No | Other | Shippable | 0 |  | Not Applicable as per Item Classification |  | Not Applicable
953-3231 | 953-3231 | SPA, Solaria Manufacturer Rebate for # 110-1222, End Date 09/30/2020, Max Qty. 1000, Diamond, 89424 Creative Solar USA Inc | -37 |  | No | Other | Shippable | 0 |  | Not Applicable as per Item Classification |  | Not Applicable
953-3232 | 953-3232 | SPA, Solaria Manufacturer Rebate for # 112-0009, End Date 09/30/2020, Max Qty. 1000, Diamond, 89424 Creative Solar USA Inc | -35 |  | No | Other | Shippable | 0 |  | Not Applicable as per Item Classification |  | Not Applicable
953-3233 | 953-3233 | SPA, Solaria Manufacturer Rebate for # 112-0010, End Date 09/30/2020, Max Qty. 1000, Diamond, 89424 Creative Solar USA Inc | -36.5 |  | No | Other | Shippable | 0 |  | Not Applicable as per Item Classification |  | Not Applicable
953-3234 | 953-3234 | SPA, Panasonic Manufacturer Rebate for # 349-0065, End Date 06/30/2020, Max Qty. 5, PanaGR8, 80904 The Green Store Inc. dba GR8 Energy | -1263.53 |  | No | Other | Shippable | 0 |  | Not Applicable as per Item Classification |  | Not Applicable
953-3235 | 953-3235 | SPA, Panasonic Manufacturer Rebate for # 349-0062, End Date 06/30/2020, Max Qty. 5, PanaGR8, 80904 The Green Store Inc. dba GR8 Energy | -1263.53 |  | No | Other | Shippable | 0 |  | Not Applicable as per Item Classification |  | Not Applicable
953-3236 | 953-3236 | SPA, Panasonic Manufacturer Rebate for # 349-0066, End Date 06/30/2020, Max Qty. 5, PanaGR8, 80904 The Green Store Inc. dba GR8 Energy | -1866.47 |  | No | Other | Shippable | 0 |  | Not Applicable as per Item Classification |  | Not Applicable
953-3237 | 953-3237 | SPA, Panasonic Manufacturer Rebate for # 349-0063, End Date 06/30/2020, Max Qty. 5, PanaGR8, 80904 The Green Store Inc. dba GR8 Energy | -1866.47 |  | No | Other | Shippable | 0 |  | Not Applicable as per Item Classification |  | Not Applicable
953-3238 | 953-3238 | SPA, Enphase Manufacturer Rebate for # 321-0215, End Date 06/30/2020, Max Qty. 600, Q-00000190, 4204007 Solar Electric Texas | -12.36 |  | No | Other | Shippable | 0 |  | Not Applicable as per Item Classification |  | Not Applicable
953-3239 | 953-3239 | SPA, Enphase Manufacturer Rebate for # 321-0216, End Date 06/30/2020, Max Qty. 600, Q-00000190, 4204007 Solar Electric Texas | -9.36 |  | No | Other | Shippable | 0 |  | Not Applicable as per Item Classification |  | Not Applicable
953-3240 | 953-3240 | SPA, Enphase Manufacturer Rebate for # 321-0219, End Date 06/30/2020, Max Qty. 600, Q-00000190, 4204007 Solar Electric Texas | -9.81 |  | No | Other | Shippable | 0 |  | Not Applicable as per Item Classification |  | Not Applicable
953-3241 | 953-3241 | SPA, Solaria Corp Manufacturer Rebate for # 110-1176, End Date 09/30/2020, Max Qty. , Diamond, 4202997 Green Electric Solutions | -21.6 |  | No | Other | Shippable | 0 |  | Not Applicable as per Item Classification |  | Not Applicable
953-3242 | 953-3242 | SPA, Solaria Corp Manufacturer Rebate for # 112-0009, End Date 09/30/2020, Max Qty. , Diamond, 4202997 Green Electric Solutions | -11.3 |  | No | Other | Shippable | 0 |  | Not Applicable as per Item Classification |  | Not Applicable
953-3243 | 953-3243 | SPA, Solaria Corp Manufacturer Rebate for # 112-0010, End Date 09/30/2020, Max Qty. , Diamond, 4202997 Green Electric Solutions | -6.97 |  | No | Other | Shippable | 0 |  | Not Applicable as per Item Classification |  | Not Applicable
953-3244 | 953-3244 | SPA, Solaria Corp Manufacturer Rebate for # 110-1153, End Date 09/30/2020, Max Qty. , Diamond, 4202997 Green Electric Solutions | -20.33 |  | No | Other | Shippable | 0 |  | Not Applicable as per Item Classification |  | Not Applicable
953-3245 | 953-3245 | SPA, Solaria Manufacturer Rebate for # 110-1153, End Date 06/30/2020, Max Qty. 500 panels/quarter, Platinum, 4203697 Lexine Inc dba Synergy Solar Systems of Texas | -16.48 |  | No | Other | Shippable | 0 |  | Not Applicable as per Item Classification |  | Not Applicable
953-3246 | 953-3246 | SPA, Solaria Manufacturer Rebate for # 110-1176, End Date 06/30/2020, Max Qty. 500 panels/quarter, Platinum, 4203697 Lexine Inc dba Synergy Solar Systems of Texas | -17.23 |  | No | Other | Shippable | 0 |  | Not Applicable as per Item Classification |  | Not Applicable
953-3247 | 953-3247 | SPA, Solaria Manufacturer Rebate for # 112-0009, End Date 06/30/2020, Max Qty. 500 panels/quarter, Platinum, 4203697 Lexine Inc dba Synergy Solar Systems of Texas | -24.63 |  | No | Other | Shippable | 0 |  | Not Applicable as per Item Classification |  | Not Applicable
953-3248 | 953-3248 | SPA, Solaria Manufacturer Rebate for # 112-0010, End Date 06/30/2020, Max Qty. 500 panels/quarter, Platinum, 4203697 Lexine Inc dba Synergy Solar Systems of Texas | -27.01 |  | No | Other | Shippable | 0 |  | Not Applicable as per Item Classification |  | Not Applicable
953-3249 | 953-3249 | SPA, Solaria Manufacturer Rebate for # 110-1176, End Date 12/31/2020, Max Qty. 500, Platinum, CU: 4203400 Burgad & Burgad | -28.8 |  | No | Other | Shippable | 0 |  | Not Applicable as per Item Classification |  | Not Applicable
953-3250 | 953-3250 | SPA, Solaria Manufacturer Rebate for # 110-1153, End Date 12/31/2020, Max Qty. 500, Platinum, CU: 4203400 Burgad & Burgad | -27.4 |  | No | Other | Shippable | 0 |  | Not Applicable as per Item Classification |  | Not Applicable
953-3251 | 953-3251 | SPA, Solaria Manufacturer Rebate for # 112-0009, End Date 12/31/2020, Max Qty. 500, Platinum, CU: 4203400 Burgad & Burgad | -28 |  | No | Other | Shippable | 0 |  | Not Applicable as per Item Classification |  | Not Applicable
953-3252 | 953-3252 | SPA, Solaria Manufacturer Rebate for # 112-0010, End Date 12/31/2020, Max Qty. 500, Platinum, CU: 4203400 Burgad & Burgad | -29.2 |  | No | Other | Shippable | 0 |  | Not Applicable as per Item Classification |  | Not Applicable
953-3253 | 953-3253 | SPA, Solaria Manufacturer Rebate for # 110-1176, End Date 09/30/2020, Max Qty. 1000, Diamond, 4204155 Next Door Home Construction | -28.8 |  | No | Other | Shippable | 0 |  | Not Applicable as per Item Classification |  | Not Applicable
953-3254 | 953-3254 | SPA, Solaria Manufacturer Rebate for # 110-1176, End Date 09/30/2020, Max Qty. N/A, Gold, 1073 AM SHINE ELECTRIC INC. | -18 |  | No | Other | Shippable | 0 |  | Not Applicable as per Item Classification |  | Not Applicable
953-3255 | 953-3255 | SPA, Solaria Manufacturer Rebate for # 112-0010, End Date 09/30/2020, Max Qty. N/A, Gold, 1073 AM SHINE ELECTRIC INC. | -17.92 |  | No | Other | Shippable | 0 |  | Not Applicable as per Item Classification |  | Not Applicable
953-3256 | 953-3256 | SPA, Solaria Manufacturer Rebate for # 112-0007, End Date 09/30/2020, Max Qty. N/A, Gold, 1073 AM SHINE ELECTRIC INC. | -15.98 |  | No | Other | Shippable | 0 |  | Not Applicable as per Item Classification |  | Not Applicable
953-3257 | 953-3257 | SPA, Solaria Manufacturer Rebate for # 110-1176, End Date 06/30/2020, Max Qty. 1000, Platinum, 4204136 Accuracy electric DBA Flordia Solar Power | -28.8 |  | No | Other | Shippable | 0 |  | Not Applicable as per Item Classification |  | Not Applicable
953-3258 | 953-3258 | SPA, Solaria Manufacturer Rebate for # 110-1176, End Date 09/30/2020, Max Qty. , Platinum, 203843 Conexsol Orlando LLC DBA Switch Solar | -28.8 |  | No | Other | Shippable | 0 |  | Not Applicable as per Item Classification |  | Not Applicable
953-3259 | 953-3259 | SPA, Solaria Corp Manufacturer Rebate for # 110-1176, End Date 09/30/2020, Max Qty. , Platinum, 4203098 SolarOne Energy Group LLC | -28.8 |  | No | Other | Shippable | 0 |  | Not Applicable as per Item Classification |  | Not Applicable
953-3260 | 953-3260 | SPA, Solaria Corp Manufacturer Rebate for # 112-0009, End Date 09/30/2020, Max Qty. , Platinum, 4203098 SolarOne Energy Group LLC | -28 |  | No | Other | Shippable | 0 |  | Not Applicable as per Item Classification |  | Not Applicable
953-3261 | 953-3261 | SPA, Solaria Corp Manufacturer Rebate for # 112-0010, End Date 09/30/2020, Max Qty. , Platinum, 4203098 SolarOne Energy Group LLC | -29.2 |  | No | Other | Shippable | 0 |  | Not Applicable as per Item Classification |  | Not Applicable
953-3262 | 953-3262 | SPA, Solaria Corp Manufacturer Rebate for # 110-1153, End Date 09/30/2020, Max Qty. , Platinum, 4203098 SolarOne Energy Group LLC | -28.4 |  | No | Other | Shippable | 0 |  | Not Applicable as per Item Classification |  | Not Applicable
953-3263 | 953-3263 | SPA, Solaria Manufacturer Rebate for # 110-1176, End Date 09/30/2020, Max Qty. N/A, Platinum, 6293 MOHR POWER SOLAR INC | 0 |  | No | Other | Shippable | 0 |  | Not Applicable as per Item Classification |  | Not Applicable
953-3264 | 953-3264 | SPA, Solaria Manufacturer Rebate for # 112-0010, End Date 09/30/2020, Max Qty. N/A, Platinum, 6293 MOHR POWER SOLAR INC | -10.07 |  | No | Other | Shippable | 0 |  | Not Applicable as per Item Classification |  | Not Applicable
953-3265 | 953-3265 | SPA, Solaria Manufacturer Rebate for # 110-1176, End Date 12/31/2020, Max Qty. 500, Platinum, 88279 Illuminate Solar Company | -35 |  | No | Other | Shippable | 0 |  | Not Applicable as per Item Classification |  | Not Applicable
953-3266 | 953-3266 | SPA, Solaria Manufacturer Rebate for # 110-1153, End Date 12/31/2020, Max Qty. 500, Platinum, 88279 Illuminate Solar Company | -34.53 |  | No | Other | Shippable | 0 |  | Not Applicable as per Item Classification |  | Not Applicable
953-3267 | 953-3267 | SPA, Solaria Manufacturer Rebate for # 112-0007, End Date 12/31/2020, Max Qty. 500, Platinum, 88279 Illuminate Solar Company | -36 |  | No | Other | Shippable | 0 |  | Not Applicable as per Item Classification |  | Not Applicable
953-3268 | 953-3268 | SPA, Solaria Manufacturer Rebate for # 112-0010, End Date 12/31/2020, Max Qty. 500, Platinum, 88279 Illuminate Solar Company | -37.12 |  | No | Other | Shippable | 0 |  | Not Applicable as per Item Classification |  | Not Applicable
953-3269 | 953-3269 | SPA, Enphase Manufacturer Rebate for # 321-0216, End Date 06/30/2020, Max Qty. N/A, Q-00000197, 31018 Nippon Energy Inc | -2.78 |  | No | Other | Shippable | 0 |  | Not Applicable as per Item Classification |  | Not Applicable
953-3270 | 953-3270 | SPA, Solaria Manufacturer Rebate for # 112-0007, End Date 12/31/2020, Max Qty. 1000, SPA-2020Q2 Diamond, 82564 Newport Solar | -30.18 |  | No | Other | Shippable | 0 |  | Not Applicable as per Item Classification |  | Not Applicable
953-3271 | 953-3271 | SPA, Solaria Manufacturer Rebate for # 112-0010, End Date 12/31/2020, Max Qty. 1000, SPA-2020Q2 Diamond, 82564 Newport Solar | -32.52 |  | No | Other | Shippable | 0 |  | Not Applicable as per Item Classification |  | Not Applicable
953-3272 | 953-3272 | SPA, Solaria Manufacturer Rebate for # 110-1176, End Date 12/31/2020, Max Qty. 1000, SPA-2020Q2 Diamond, 82564 Newport Solar | -14.4 |  | No | Other | Shippable | 0 |  | Not Applicable as per Item Classification |  | Not Applicable
953-3273 | 953-3273 | SPA, Solaria Manufacturer Rebate for # 110-1176, End Date 12/31/2020, Max Qty. 500, Platinum, CU: 4203946 Global Energy LLC | -28.8 |  | No | Other | Shippable | 0 |  | Not Applicable as per Item Classification |  | Not Applicable
953-3274 | 953-3274 | SPA, Solaria Manufacturer Rebate for # 110-1153, End Date 12/31/2020, Max Qty. 500, Platinum, CU: 4203946 Global Energy LLC | -27.4 |  | No | Other | Shippable | 0 |  | Not Applicable as per Item Classification |  | Not Applicable
953-3275 | 953-3275 | SPA, Solaria Manufacturer Rebate for # 112-0009, End Date 12/31/2020, Max Qty. 500, Platinum, CU: 4203946 Global Energy LLC | -28 |  | No | Other | Shippable | 0 |  | Not Applicable as per Item Classification |  | Not Applicable
953-3276 | 953-3276 | SPA, Solaria Manufacturer Rebate for # 112-0010, End Date 12/31/2020, Max Qty. 500, Platinum, CU: 4203946 Global Energy LLC | -29.2 |  | No | Other | Shippable | 0 |  | Not Applicable as per Item Classification |  | Not Applicable
953-3277 | 953-3277 | SPA, Solaria Manufacturer Rebate for # 110-1176, End Date 12/31/2020, Max Qty. 500, Gold, CU: 4203164 Element Electric | -14.4 |  | No | Other | Shippable | 0 |  | Not Applicable as per Item Classification |  | Not Applicable
953-3278 | 953-3278 | SPA, Solaria Manufacturer Rebate for # 110-1153, End Date 12/31/2020, Max Qty. 500, Gold, CU: 4203164 Element Electric | -14.2 |  | No | Other | Shippable | 0 |  | Not Applicable as per Item Classification |  | Not Applicable
953-3279 | 953-3279 | SPA, Solaria Manufacturer Rebate for # 112-0009, End Date 12/31/2020, Max Qty. 500, Gold, CU: 4203164 Element Electric | -14 |  | No | Other | Shippable | 0 |  | Not Applicable as per Item Classification |  | Not Applicable
953-3280 | 953-3280 | SPA, Solaria Manufacturer Rebate for # 112-0010, End Date 12/31/2020, Max Qty. 500, Gold, CU: 4203164 Element Electric | -14.6 |  | No | Other | Shippable | 0 |  | Not Applicable as per Item Classification |  | Not Applicable
953-3281 | 953-3281 | SPA, Solaria Manufacturer Rebate for # 112-0007, End Date 09/30/2020, Max Qty. 250, SPA-2020Q2 Gold, 7253 SHIPPEE SOLAR & CONSTRUCTION | -14.2 |  | No | Other | Shippable | 0 |  | Not Applicable as per Item Classification |  | Not Applicable
953-3282 | 953-3282 | SPA, Solaria Manufacturer Rebate for # 112-0010, End Date 09/30/2020, Max Qty. 250, SPA-2020Q2 Gold, 7253 SHIPPEE SOLAR & CONSTRUCTION | -14.6 |  | No | Other | Shippable | 0 |  | Not Applicable as per Item Classification |  | Not Applicable
953-3283 | 953-3283 | SPA, Solaria Manufacturer Rebate for # 110-1176, End Date 09/30/2020, Max Qty. 250, SPA-2020Q2 Gold, 7253 SHIPPEE SOLAR & CONSTRUCTION | -14.4 |  | No | Other | Shippable | 0 |  | Not Applicable as per Item Classification |  | Not Applicable
953-3284 | 953-3284 | "SPA, ENPHASE ENERGY Manufacturer Rebate for # 321-0215, End Date 11/02/2020, Max Qty. , Q-00000204, 2395 South Coast Solar LLC" | -16.39 |  | No | Other | Shippable | 0 |  | Not Applicable as per Item Classification |  | Not Applicable
953-3285 | 953-3285 | SPA, Solaria Manufacturer Rebate for # 110-1153, End Date 09/30/2020, Max Qty. 500, Platinum, 4203174 Solar Planet Inc | -30.93 |  | No | Other | Shippable | 0 |  | Not Applicable as per Item Classification |  | Not Applicable
953-3286 | 953-3286 | SPA, Solaria Manufacturer Rebate for # 110-1176, End Date 09/30/2020, Max Qty. 500, Platinum, 4203174 Solar Planet Inc | -32.4 |  | No | Other | Shippable | 0 |  | Not Applicable as per Item Classification |  | Not Applicable
953-3287 | 953-3287 | SPA, Solaria Manufacturer Rebate for # 112-0009, End Date 09/30/2020, Max Qty. 500, Platinum, 4203174 Solar Planet Inc | -46.3 |  | No | Other | Shippable | 0 |  | Not Applicable as per Item Classification |  | Not Applicable
953-3288 | 953-3288 | SPA, Solaria Manufacturer Rebate for # 112-0007, End Date 09/30/2020, Max Qty. 500, Platinum, 4203174 Solar Planet Inc | -47.93 |  | No | Other | Shippable | 0 |  | Not Applicable as per Item Classification |  | Not Applicable
953-3289 | 953-3289 | SPA, Solaria Manufacturer Rebate for # 112-0010, End Date 09/30/2020, Max Qty. 500, Platinum, 4203174 Solar Planet Inc | -50.77 |  | No | Other | Shippable | 0 |  | Not Applicable as per Item Classification |  | Not Applicable
953-3290 | 953-3290 | SPA, Solaria Manufacturer Rebate for # 112-0009, End Date 06/30/2020, Max Qty. 1, Gold, 4970 R & R Solar Supply | -50.3 |  | No | Other | Shippable | 0 |  | Not Applicable as per Item Classification |  | Not Applicable
953-3291 | 953-3291 | SPA, Panasonic Manufacturer Rebate for # 110-1203, End Date 06/30/2020, Max Qty. 1, Pana-Sully, 9032 SULLIVAN SOLAR POWER | -40.91 |  | No | Other | Shippable | 0 |  | Not Applicable as per Item Classification |  | Not Applicable
953-3292 | 953-3292 | SPA, Enphase Manufacturer Rebate for # 321-0215, End Date 06/30/2020, Max Qty. 1000, Q-00000250, 120936 Rectify LLC dba Rectify Solar | -13.73 |  | No | Other | Shippable | 0 |  | Not Applicable as per Item Classification |  | Not Applicable
953-3293 | 953-3293 | SPA, Enphase Manufacturer Rebate for # 321-0216, End Date 06/30/2020, Max Qty. 1000, Q-00000250, 120936 Rectify LLC dba Rectify Solar | -13.21 |  | No | Other | Shippable | 0 |  | Not Applicable as per Item Classification |  | Not Applicable
953-3294 | 953-3294 | SPA, Enphase Manufacturer Rebate for # 321-0223, End Date 06/30/2020, Max Qty. 1000, Q-00000250, 120936 Rectify LLC dba Rectify Solar | -14.29 |  | No | Other | Shippable | 0 |  | Not Applicable as per Item Classification |  | Not Applicable
953-3295 | 953-3295 | SPA, Enphase Manufacturer Rebate for # 321-0219, End Date 06/30/2020, Max Qty. 1000, Q-00000250, 120936 Rectify LLC dba Rectify Solar | -14 |  | No | Other | Shippable | 0 |  | Not Applicable as per Item Classification |  | Not Applicable
953-3296 | 953-3296 | SPA, Enphase Manufacturer Rebate for # 321-0215, End Date 06/30/2020, Max Qty. 5500, Q-00000272, 4204074 Ready Home Energy Inc | -31.36 |  | No | Other | Shippable | 0 |  | Not Applicable as per Item Classification |  | Not Applicable
953-3297 | 953-3297 | SPA, Ironridge Manufacturer Rebate for # 210-0691, End Date 04/30/2021, Max Qty. , May 14, 2020 LOU, 4204074 Ready Home Energy Inc | -2.32 |  | No | Other | Shippable | 0 |  | Not Applicable as per Item Classification |  | Not Applicable
953-3298 | 953-3298 | SPA, Ironridge Manufacturer Rebate for # 210-0694, End Date 04/30/2021, Max Qty. , May 14, 2020 LOU, 4204074 Ready Home Energy Inc | -2.78 |  | No | Other | Shippable | 0 |  | Not Applicable as per Item Classification |  | Not Applicable
953-3299 | 953-3299 | SPA, Ironridge Manufacturer Rebate for # 210-0998, End Date 04/30/2021, Max Qty. , May 14, 2020 LOU, 4204074 Ready Home Energy Inc | -4.4736 |  | No | Other | Shippable | 0 |  | Not Applicable as per Item Classification |  | Not Applicable
953-3300 | 953-3300 | SPA, Ironridge Manufacturer Rebate for # 210-0999, End Date 04/30/2021, Max Qty. , May 14, 2020 LOU, 4204074 Ready Home Energy Inc | -5.6978 |  | No | Other | Shippable | 0 |  | Not Applicable as per Item Classification |  | Not Applicable
953-3301 | 953-3301 | SPA, Ironridge Manufacturer Rebate for # 210-1000, End Date 04/30/2021, Max Qty. , May 14, 2020 LOU, 4204074 Ready Home Energy Inc | -6.9108 |  | No | Other | Shippable | 0 |  | Not Applicable as per Item Classification |  | Not Applicable
953-3302 | 953-3302 | SPA, Ironridge Manufacturer Rebate for # 210-1001, End Date 04/30/2021, Max Qty. , May 14, 2020 LOU, 4204074 Ready Home Energy Inc | -6.764 |  | No | Other | Shippable | 0 |  | Not Applicable as per Item Classification |  | Not Applicable
953-3303 | 953-3303 | SPA, Ironridge Manufacturer Rebate for # 210-1002, End Date 04/30/2021, Max Qty. , May 14, 2020 LOU, 4204074 Ready Home Energy Inc | -7.2444 |  | No | Other | Shippable | 0 |  | Not Applicable as per Item Classification |  | Not Applicable
953-3304 | 953-3304 | SPA, Ironridge Manufacturer Rebate for # 210-1003, End Date 04/30/2021, Max Qty. , May 14, 2020 LOU, 4204074 Ready Home Energy Inc | -7.8571 |  | No | Other | Shippable | 0 |  | Not Applicable as per Item Classification |  | Not Applicable
953-3305 | 953-3305 | SPA, Ironridge Manufacturer Rebate for # 210-1004, End Date 04/30/2021, Max Qty. , May 14, 2020 LOU, 4204074 Ready Home Energy Inc | -9.2142 |  | No | Other | Shippable | 0 |  | Not Applicable as per Item Classification |  | Not Applicable
953-3306 | 953-3306 | SPA, Ironridge Manufacturer Rebate for # 210-1005, End Date 04/30/2021, Max Qty. , May 14, 2020 LOU, 4204074 Ready Home Energy Inc | -9.5478 |  | No | Other | Shippable | 0 |  | Not Applicable as per Item Classification |  | Not Applicable
953-3307 | 953-3307 | SPA, Ironridge Manufacturer Rebate for # 210-1006, End Date 04/30/2021, Max Qty. , May 14, 2020 LOU, 4204074 Ready Home Energy Inc | -11.1952 |  | No | Other | Shippable | 0 |  | Not Applicable as per Item Classification |  | Not Applicable
953-3308 | 953-3308 | SPA, Ironridge Manufacturer Rebate for # 210-1007, End Date 04/30/2021, Max Qty. , May 14, 2020 LOU, 4204074 Ready Home Energy Inc | -9.226 |  | No | Other | Shippable | 0 |  | Not Applicable as per Item Classification |  | Not Applicable
953-3309 | 953-3309 | SPA, Ironridge Manufacturer Rebate for # 210-1008, End Date 04/30/2021, Max Qty. , May 14, 2020 LOU, 4204074 Ready Home Energy Inc | -11.718 |  | No | Other | Shippable | 0 |  | Not Applicable as per Item Classification |  | Not Applicable
953-3310 | 953-3310 | SPA, Ironridge Manufacturer Rebate for # 210-1009, End Date 04/30/2021, Max Qty. , May 14, 2020 LOU, 4204074 Ready Home Energy Inc | -14.2 |  | No | Other | Shippable | 0 |  | Not Applicable as per Item Classification |  | Not Applicable
953-3311 | 953-3311 | SPA, Ironridge Manufacturer Rebate for # 210-1025, End Date 04/30/2021, Max Qty. , May 14, 2020 LOU, 4204074 Ready Home Energy Inc | -5.3642 |  | No | Other | Shippable | 0 |  | Not Applicable as per Item Classification |  | Not Applicable
953-3312 | 953-3312 | SPA, Ironridge Manufacturer Rebate for # 210-1026, End Date 04/30/2021, Max Qty. , May 14, 2020 LOU, 4204074 Ready Home Energy Inc | -7.76 |  | No | Other | Shippable | 0 |  | Not Applicable as per Item Classification |  | Not Applicable
953-3313 | 953-3313 | SPA, Ironridge Manufacturer Rebate for # 210-1027, End Date 04/30/2021, Max Qty. , May 14, 2020 LOU, 4204074 Ready Home Energy Inc | -8.2912 |  | No | Other | Shippable | 0 |  | Not Applicable as per Item Classification |  | Not Applicable
953-3314 | 953-3314 | SPA, Ironridge Manufacturer Rebate for # 211-0095, End Date 04/30/2021, Max Qty. , May 14, 2020 LOU, 4204074 Ready Home Energy Inc | -0.623 |  | No | Other | Shippable | 0 |  | Not Applicable as per Item Classification |  | Not Applicable
953-3315 | 953-3315 | SPA, Ironridge Manufacturer Rebate for # 211-0096, End Date 04/30/2021, Max Qty. , May 14, 2020 LOU, 4204074 Ready Home Energy Inc | -0.739 |  | No | Other | Shippable | 0 |  | Not Applicable as per Item Classification |  | Not Applicable
953-3316 | 953-3316 | SPA, Ironridge Manufacturer Rebate for # 211-0097, End Date 04/30/2021, Max Qty. , May 14, 2020 LOU, 4204074 Ready Home Energy Inc | -2.2276 |  | No | Other | Shippable | 0 |  | Not Applicable as per Item Classification |  | Not Applicable
953-3317 | 953-3317 | SPA, Ironridge Manufacturer Rebate for # 211-0098, End Date 04/30/2021, Max Qty. , May 14, 2020 LOU, 4204074 Ready Home Energy Inc | -1.9744 |  | No | Other | Shippable | 0 |  | Not Applicable as per Item Classification |  | Not Applicable
953-3318 | 953-3318 | SPA, Ironridge Manufacturer Rebate for # 211-0099, End Date 04/30/2021, Max Qty. , May 14, 2020 LOU, 4204074 Ready Home Energy Inc | -1.7312 |  | No | Other | Shippable | 0 |  | Not Applicable as per Item Classification |  | Not Applicable
953-3319 | 953-3319 | SPA, Ironridge Manufacturer Rebate for # 211-0464, End Date 04/30/2021, Max Qty. , May 14, 2020 LOU, 4204074 Ready Home Energy Inc | -2.163 |  | No | Other | Shippable | 0 |  | Not Applicable as per Item Classification |  | Not Applicable
953-3320 | 953-3320 | SPA, Ironridge Manufacturer Rebate for # 211-0465, End Date 04/30/2021, Max Qty. , May 14, 2020 LOU, 4204074 Ready Home Energy Inc | -2.3162 |  | No | Other | Shippable | 0 |  | Not Applicable as per Item Classification |  | Not Applicable
953-3321 | 953-3321 | SPA, Ironridge Manufacturer Rebate for # 211-0463, End Date 04/30/2021, Max Qty. , May 14, 2020 LOU, 4204074 Ready Home Energy Inc | -2.163 |  | No | Other | Shippable | 0 |  | Not Applicable as per Item Classification |  | Not Applicable
953-3322 | 953-3322 | SPA, Ironridge Manufacturer Rebate for # 211-0481, End Date 04/30/2021, Max Qty. , May 14, 2020 LOU, 4204074 Ready Home Energy Inc | -5.244 |  | No | Other | Shippable | 0 |  | Not Applicable as per Item Classification |  | Not Applicable
953-3323 | 953-3323 | SPA, Ironridge Manufacturer Rebate for # 211-0482, End Date 04/30/2021, Max Qty. , May 14, 2020 LOU, 4204074 Ready Home Energy Inc | -5.561 |  | No | Other | Shippable | 0 |  | Not Applicable as per Item Classification |  | Not Applicable
953-3324 | 953-3324 | SPA, Ironridge Manufacturer Rebate for # 211-0483, End Date 04/30/2021, Max Qty. , May 14, 2020 LOU, 4204074 Ready Home Energy Inc | -5.8668 |  | No | Other | Shippable | 0 |  | Not Applicable as per Item Classification |  | Not Applicable
953-3325 | 953-3325 | SPA, Ironridge Manufacturer Rebate for # 211-0484, End Date 04/30/2021, Max Qty. , May 14, 2020 LOU, 4204074 Ready Home Energy Inc | -6.1832 |  | No | Other | Shippable | 0 |  | Not Applicable as per Item Classification |  | Not Applicable
953-3326 | 953-3326 | SPA, Ironridge Manufacturer Rebate for # 211-0485, End Date 04/30/2021, Max Qty. , May 14, 2020 LOU, 4204074 Ready Home Energy Inc | -6.4896 |  | No | Other | Shippable | 0 |  | Not Applicable as per Item Classification |  | Not Applicable
953-3327 | 953-3327 | SPA, Ironridge Manufacturer Rebate for # 212-0000, End Date 04/30/2021, Max Qty. , May 14, 2020 LOU, 4204074 Ready Home Energy Inc | -2.021 |  | No | Other | Shippable | 0 |  | Not Applicable as per Item Classification |  | Not Applicable
953-3328 | 953-3328 | SPA, Ironridge Manufacturer Rebate for # 212-0001, End Date 04/30/2021, Max Qty. , May 14, 2020 LOU, 4204074 Ready Home Energy Inc | -0.05568 |  | No | Other | Shippable | 0 |  | Not Applicable as per Item Classification |  | Not Applicable
953-3329 | 953-3329 | SPA, Ironridge Manufacturer Rebate for # 212-0002, End Date 04/30/2021, Max Qty. , May 14, 2020 LOU, 4204074 Ready Home Energy Inc | -0.53 |  | No | Other | Shippable | 0 |  | Not Applicable as per Item Classification |  | Not Applicable
953-3330 | 953-3330 | SPA, Ironridge Manufacturer Rebate for # 212-0003, End Date 04/30/2021, Max Qty. , May 14, 2020 LOU, 4204074 Ready Home Energy Inc | -3.16 |  | No | Other | Shippable | 0 |  | Not Applicable as per Item Classification |  | Not Applicable
953-3331 | 953-3331 | SPA, Ironridge Manufacturer Rebate for # 212-0004, End Date 04/30/2021, Max Qty. , May 14, 2020 LOU, 4204074 Ready Home Energy Inc | -3.16 |  | No | Other | Shippable | 0 |  | Not Applicable as per Item Classification |  | Not Applicable
953-3332 | 953-3332 | SPA, Ironridge Manufacturer Rebate for # 212-0005, End Date 04/30/2021, Max Qty. , May 14, 2020 LOU, 4204074 Ready Home Energy Inc | -3.16 |  | No | Other | Shippable | 0 |  | Not Applicable as per Item Classification |  | Not Applicable
953-3333 | 953-3333 | SPA, Ironridge Manufacturer Rebate for # 220-0349, End Date 04/30/2021, Max Qty. , May 14, 2020 LOU, 4204074 Ready Home Energy Inc | -7.724 |  | No | Other | Shippable | 0 |  | Not Applicable as per Item Classification |  | Not Applicable
953-3334 | 953-3334 | SPA, Ironridge Manufacturer Rebate for # 220-0350, End Date 04/30/2021, Max Qty. , May 14, 2020 LOU, 4204074 Ready Home Energy Inc | -10.0502 |  | No | Other | Shippable | 0 |  | Not Applicable as per Item Classification |  | Not Applicable
953-3335 | 953-3335 | SPA, Ironridge Manufacturer Rebate for # 220-0359, End Date 04/30/2021, Max Qty. , May 14, 2020 LOU, 4204074 Ready Home Energy Inc | -26.94 |  | No | Other | Shippable | 0 |  | Not Applicable as per Item Classification |  | Not Applicable
953-3336 | 953-3336 | SPA, Ironridge Manufacturer Rebate for # 220-0360, End Date 04/30/2021, Max Qty. , May 14, 2020 LOU, 4204074 Ready Home Energy Inc | -31.2 |  | No | Other | Shippable | 0 |  | Not Applicable as per Item Classification |  | Not Applicable
953-3337 | 953-3337 | SPA, Ironridge Manufacturer Rebate for # 220-0361, End Date 04/30/2021, Max Qty. , May 14, 2020 LOU, 4204074 Ready Home Energy Inc | -40.41 |  | No | Other | Shippable | 0 |  | Not Applicable as per Item Classification |  | Not Applicable
953-3338 | 953-3338 | SPA, Ironridge Manufacturer Rebate for # 220-0714, End Date 04/30/2021, Max Qty. , May 14, 2020 LOU, 4204074 Ready Home Energy Inc | -34.03 |  | No | Other | Shippable | 0 |  | Not Applicable as per Item Classification |  | Not Applicable
953-3339 | 953-3339 | SPA, Ironridge Manufacturer Rebate for # 220-0715, End Date 04/30/2021, Max Qty. , May 14, 2020 LOU, 4204074 Ready Home Energy Inc | -2.7752 |  | No | Other | Shippable | 0 |  | Not Applicable as per Item Classification |  | Not Applicable
953-3340 | 953-3340 | SPA, Ironridge Manufacturer Rebate for # 220-0716, End Date 04/30/2021, Max Qty. , May 14, 2020 LOU, 4204074 Ready Home Energy Inc | -2.7752 |  | No | Other | Shippable | 0 |  | Not Applicable as per Item Classification |  | Not Applicable
953-3341 | 953-3341 | SPA, Ironridge Manufacturer Rebate for # 250-1051, End Date 04/30/2021, Max Qty. , May 14, 2020 LOU, 4204074 Ready Home Energy Inc | -7.53 |  | No | Other | Shippable | 0 |  | Not Applicable as per Item Classification |  | Not Applicable
953-3342 | 953-3342 | SPA, Ironridge Manufacturer Rebate for # 250-1052, End Date 04/30/2021, Max Qty. , May 14, 2020 LOU, 4204074 Ready Home Energy Inc | -7.53 |  | No | Other | Shippable | 0 |  | Not Applicable as per Item Classification |  | Not Applicable
953-3343 | 953-3343 | SPA, Ironridge Manufacturer Rebate for # 250-1053, End Date 04/30/2021, Max Qty. , May 14, 2020 LOU, 4204074 Ready Home Energy Inc | -14.28 |  | No | Other | Shippable | 0 |  | Not Applicable as per Item Classification |  | Not Applicable
953-3344 | 953-3344 | SPA, Ironridge Manufacturer Rebate for # 250-1054, End Date 04/30/2021, Max Qty. , May 14, 2020 LOU, 4204074 Ready Home Energy Inc | -0.38 |  | No | Other | Shippable | 0 |  | Not Applicable as per Item Classification |  | Not Applicable
953-3345 | 953-3345 | SPA, Ironridge Manufacturer Rebate for # 250-1055, End Date 04/30/2021, Max Qty. , May 14, 2020 LOU, 4204074 Ready Home Energy Inc | -1.91 |  | No | Other | Shippable | 0 |  | Not Applicable as per Item Classification |  | Not Applicable
953-3346 | 953-3346 | SPA, Ironridge Manufacturer Rebate for # 260-0101, End Date 04/30/2021, Max Qty. , May 14, 2020 LOU, 4204074 Ready Home Energy Inc | -0.8656 |  | No | Other | Shippable | 0 |  | Not Applicable as per Item Classification |  | Not Applicable
953-3347 | 953-3347 | SPA, Ironridge Manufacturer Rebate for # 260-0102, End Date 04/30/2021, Max Qty. , May 14, 2020 LOU, 4204074 Ready Home Energy Inc | -0.9292 |  | No | Other | Shippable | 0 |  | Not Applicable as per Item Classification |  | Not Applicable
953-3348 | 953-3348 | SPA, Ironridge Manufacturer Rebate for # 260-0103, End Date 04/30/2021, Max Qty. , May 14, 2020 LOU, 4204074 Ready Home Energy Inc | -0.2266 |  | No | Other | Shippable | 0 |  | Not Applicable as per Item Classification |  | Not Applicable
953-3349 | 953-3349 | SPA, Ironridge Manufacturer Rebate for # 260-0104, End Date 04/30/2021, Max Qty. , May 14, 2020 LOU, 4204074 Ready Home Energy Inc | -0.0872 |  | No | Other | Shippable | 0 |  | Not Applicable as per Item Classification |  | Not Applicable
953-3350 | 953-3350 | SPA, Ironridge Manufacturer Rebate for # 260-0105, End Date 04/30/2021, Max Qty. , May 14, 2020 LOU, 4204074 Ready Home Energy Inc | -0.1266 |  | No | Other | Shippable | 0 |  | Not Applicable as per Item Classification |  | Not Applicable
953-3351 | 953-3351 | SPA, Ironridge Manufacturer Rebate for # 260-0106, End Date 04/30/2021, Max Qty. , May 14, 2020 LOU, 4204074 Ready Home Energy Inc | -0.2472 |  | No | Other | Shippable | 0 |  | Not Applicable as per Item Classification |  | Not Applicable
953-3352 | 953-3352 | SPA, Ironridge Manufacturer Rebate for # 260-0107, End Date 04/30/2021, Max Qty. , May 14, 2020 LOU, 4204074 Ready Home Energy Inc | -0.2266 |  | No | Other | Shippable | 0 |  | Not Applicable as per Item Classification |  | Not Applicable
953-3353 | 953-3353 | SPA, Ironridge Manufacturer Rebate for # 260-0108, End Date 04/30/2021, Max Qty. , May 14, 2020 LOU, 4204074 Ready Home Energy Inc | -0.2472 |  | No | Other | Shippable | 0 |  | Not Applicable as per Item Classification |  | Not Applicable
953-3354 | 953-3354 | SPA, Ironridge Manufacturer Rebate for # 260-0109, End Date 04/30/2021, Max Qty. , May 14, 2020 LOU, 4204074 Ready Home Energy Inc | -0.2266 |  | No | Other | Shippable | 0 |  | Not Applicable as per Item Classification |  | Not Applicable
953-3355 | 953-3355 | SPA, Ironridge Manufacturer Rebate for # 260-0110, End Date 04/30/2021, Max Qty. , May 14, 2020 LOU, 4204074 Ready Home Energy Inc | -0.2472 |  | No | Other | Shippable | 0 |  | Not Applicable as per Item Classification |  | Not Applicable
953-3356 | 953-3356 | SPA, Ironridge Manufacturer Rebate for # 260-0111, End Date 04/30/2021, Max Qty. , May 14, 2020 LOU, 4204074 Ready Home Energy Inc | -0.2266 |  | No | Other | Shippable | 0 |  | Not Applicable as per Item Classification |  | Not Applicable
953-3357 | 953-3357 | SPA, Ironridge Manufacturer Rebate for # 260-0112, End Date 04/30/2021, Max Qty. , May 14, 2020 LOU, 4204074 Ready Home Energy Inc | -0.0872 |  | No | Other | Shippable | 0 |  | Not Applicable as per Item Classification |  | Not Applicable
953-3358 | 953-3358 | SPA, Ironridge Manufacturer Rebate for # 260-0113, End Date 04/30/2021, Max Qty. , May 14, 2020 LOU, 4204074 Ready Home Energy Inc | -0.2266 |  | No | Other | Shippable | 0 |  | Not Applicable as per Item Classification |  | Not Applicable
953-3359 | 953-3359 | SPA, Ironridge Manufacturer Rebate for # 260-0114, End Date 04/30/2021, Max Qty. , May 14, 2020 LOU, 4204074 Ready Home Energy Inc | -0.2472 |  | No | Other | Shippable | 0 |  | Not Applicable as per Item Classification |  | Not Applicable
953-3360 | 953-3360 | SPA, Ironridge Manufacturer Rebate for # 260-0115, End Date 04/30/2021, Max Qty. , May 14, 2020 LOU, 4204074 Ready Home Energy Inc | -0.0766 |  | No | Other | Shippable | 0 |  | Not Applicable as per Item Classification |  | Not Applicable
953-3361 | 953-3361 | SPA, Ironridge Manufacturer Rebate for # 260-0116, End Date 04/30/2021, Max Qty. , May 14, 2020 LOU, 4204074 Ready Home Energy Inc | -0.2472 |  | No | Other | Shippable | 0 |  | Not Applicable as per Item Classification |  | Not Applicable
953-3362 | 953-3362 | SPA, Ironridge Manufacturer Rebate for # 260-0117, End Date 04/30/2021, Max Qty. , May 14, 2020 LOU, 4204074 Ready Home Energy Inc | -0.2266 |  | No | Other | Shippable | 0 |  | Not Applicable as per Item Classification |  | Not Applicable
953-3363 | 953-3363 | SPA, Ironridge Manufacturer Rebate for # 260-0118, End Date 04/30/2021, Max Qty. , May 14, 2020 LOU, 4204074 Ready Home Energy Inc | -0.2472 |  | No | Other | Shippable | 0 |  | Not Applicable as per Item Classification |  | Not Applicable
953-3364 | 953-3364 | SPA, Ironridge Manufacturer Rebate for # 260-0169, End Date 04/30/2021, Max Qty. , May 14, 2020 LOU, 4204074 Ready Home Energy Inc | -0.34 |  | No | Other | Shippable | 0 |  | Not Applicable as per Item Classification |  | Not Applicable
953-3365 | 953-3365 | SPA, Ironridge Manufacturer Rebate for # 260-0170, End Date 04/30/2021, Max Qty. , May 14, 2020 LOU, 4204074 Ready Home Energy Inc | -0.34 |  | No | Other | Shippable | 0 |  | Not Applicable as per Item Classification |  | Not Applicable
953-3366 | 953-3366 | SPA, Ironridge Manufacturer Rebate for # 260-0171, End Date 04/30/2021, Max Qty. , May 14, 2020 LOU, 4204074 Ready Home Energy Inc | -0.34 |  | No | Other | Shippable | 0 |  | Not Applicable as per Item Classification |  | Not Applicable
953-3367 | 953-3367 | SPA, Ironridge Manufacturer Rebate for # 260-0172, End Date 04/30/2021, Max Qty. , May 14, 2020 LOU, 4204074 Ready Home Energy Inc | -0.34 |  | No | Other | Shippable | 0 |  | Not Applicable as per Item Classification |  | Not Applicable
953-3368 | 953-3368 | SPA, Ironridge Manufacturer Rebate for # 260-0173, End Date 04/30/2021, Max Qty. , May 14, 2020 LOU, 4204074 Ready Home Energy Inc | -0.34 |  | No | Other | Shippable | 0 |  | Not Applicable as per Item Classification |  | Not Applicable
953-3369 | 953-3369 | SPA, Ironridge Manufacturer Rebate for # 260-0174, End Date 04/30/2021, Max Qty. , May 14, 2020 LOU, 4204074 Ready Home Energy Inc | -0.34 |  | No | Other | Shippable | 0 |  | Not Applicable as per Item Classification |  | Not Applicable
953-3370 | 953-3370 | SPA, Ironridge Manufacturer Rebate for # 260-0175, End Date 04/30/2021, Max Qty. , May 14, 2020 LOU, 4204074 Ready Home Energy Inc | -0.43 |  | No | Other | Shippable | 0 |  | Not Applicable as per Item Classification |  | Not Applicable
953-3371 | 953-3371 | SPA, Ironridge Manufacturer Rebate for # 260-0281, End Date 04/30/2021, Max Qty. , May 14, 2020 LOU, 4204074 Ready Home Energy Inc | -1.06 |  | No | Other | Shippable | 0 |  | Not Applicable as per Item Classification |  | Not Applicable
953-3372 | 953-3372 | SPA, Ironridge Manufacturer Rebate for # 260-0584, End Date 04/30/2021, Max Qty. , May 14, 2020 LOU, 4204074 Ready Home Energy Inc | -2.272 |  | No | Other | Shippable | 0 |  | Not Applicable as per Item Classification |  | Not Applicable
953-3373 | 953-3373 | SPA, Ironridge Manufacturer Rebate for # 260-0585, End Date 04/30/2021, Max Qty. , May 14, 2020 LOU, 4204074 Ready Home Energy Inc | -2.0322 |  | No | Other | Shippable | 0 |  | Not Applicable as per Item Classification |  | Not Applicable
953-3374 | 953-3374 | SPA, Ironridge Manufacturer Rebate for # 270-0152, End Date 04/30/2021, Max Qty. , May 14, 2020 LOU, 4204074 Ready Home Energy Inc | -0.3798 |  | No | Other | Shippable | 0 |  | Not Applicable as per Item Classification |  | Not Applicable
953-3375 | 953-3375 | SPA, Ironridge Manufacturer Rebate for # 270-0160, End Date 04/30/2021, Max Qty. , May 14, 2020 LOU, 4204074 Ready Home Energy Inc | -3.642 |  | No | Other | Shippable | 0 |  | Not Applicable as per Item Classification |  | Not Applicable
953-3376 | 953-3376 | SPA, Ironridge Manufacturer Rebate for # 270-0161, End Date 04/30/2021, Max Qty. , May 14, 2020 LOU, 4204074 Ready Home Energy Inc | -4.096 |  | No | Other | Shippable | 0 |  | Not Applicable as per Item Classification |  | Not Applicable
953-3377 | 953-3377 | SPA, Ironridge Manufacturer Rebate for # 270-0942, End Date 04/30/2021, Max Qty. , May 14, 2020 LOU, 4204074 Ready Home Energy Inc | -11.1432 |  | No | Other | Shippable | 0 |  | Not Applicable as per Item Classification |  | Not Applicable
953-3378 | 953-3378 | SPA, Ironridge Manufacturer Rebate for # 271-0008, End Date 04/30/2021, Max Qty. , May 14, 2020 LOU, 4204074 Ready Home Energy Inc | -6.555 |  | No | Other | Shippable | 0 |  | Not Applicable as per Item Classification |  | Not Applicable
953-3379 | 953-3379 | SPA, Ironridge Manufacturer Rebate for # 271-0009, End Date 04/30/2021, Max Qty. , May 14, 2020 LOU, 4204074 Ready Home Energy Inc | -2.48 |  | No | Other | Shippable | 0 |  | Not Applicable as per Item Classification |  | Not Applicable
953-3380 | 953-3380 | SPA, Ironridge Manufacturer Rebate for # 271-0010, End Date 04/30/2021, Max Qty. , May 14, 2020 LOU, 4204074 Ready Home Energy Inc | -2.84 |  | No | Other | Shippable | 0 |  | Not Applicable as per Item Classification |  | Not Applicable
953-3381 | 953-3381 | SPA, Ironridge Manufacturer Rebate for # 271-0011, End Date 04/30/2021, Max Qty. , May 14, 2020 LOU, 4204074 Ready Home Energy Inc | -2.48 |  | No | Other | Shippable | 0 |  | Not Applicable as per Item Classification |  | Not Applicable
953-3382 | 953-3382 | SPA, Ironridge Manufacturer Rebate for # 271-0012, End Date 04/30/2021, Max Qty. , May 14, 2020 LOU, 4204074 Ready Home Energy Inc | -2.48 |  | No | Other | Shippable | 0 |  | Not Applicable as per Item Classification |  | Not Applicable
953-3383 | 953-3383 | SPA, Ironridge Manufacturer Rebate for # 271-0013, End Date 04/30/2021, Max Qty. , May 14, 2020 LOU, 4204074 Ready Home Energy Inc | -2.84 |  | No | Other | Shippable | 0 |  | Not Applicable as per Item Classification |  | Not Applicable
953-3384 | 953-3384 | SPA, Ironridge Manufacturer Rebate for # 271-0014, End Date 04/30/2021, Max Qty. , May 14, 2020 LOU, 4204074 Ready Home Energy Inc | -2.48 |  | No | Other | Shippable | 0 |  | Not Applicable as per Item Classification |  | Not Applicable
953-3385 | 953-3385 | SPA, Ironridge Manufacturer Rebate for # 271-0015, End Date 04/30/2021, Max Qty. , May 14, 2020 LOU, 4204074 Ready Home Energy Inc | -2.48 |  | No | Other | Shippable | 0 |  | Not Applicable as per Item Classification |  | Not Applicable
953-3386 | 953-3386 | SPA, Ironridge Manufacturer Rebate for # 271-0016, End Date 04/30/2021, Max Qty. , May 14, 2020 LOU, 4204074 Ready Home Energy Inc | -2.84 |  | No | Other | Shippable | 0 |  | Not Applicable as per Item Classification |  | Not Applicable
953-3387 | 953-3387 | SPA, Ironridge Manufacturer Rebate for # 271-0017, End Date 04/30/2021, Max Qty. , May 14, 2020 LOU, 4204074 Ready Home Energy Inc | -2.84 |  | No | Other | Shippable | 0 |  | Not Applicable as per Item Classification |  | Not Applicable
953-3388 | 953-3388 | SPA, Ironridge Manufacturer Rebate for # 590-0120, End Date 04/30/2021, Max Qty. , May 14, 2020 LOU, 4204074 Ready Home Energy Inc | -1.49 |  | No | Other | Shippable | 0 |  | Not Applicable as per Item Classification |  | Not Applicable
953-3389 | 953-3389 | SPA, Ironridge Manufacturer Rebate for # 550-0287, End Date 04/30/2021, Max Qty. , May 14, 2020 LOU, 4204074 Ready Home Energy Inc | -0.13 |  | No | Other | Shippable | 0 |  | Not Applicable as per Item Classification |  | Not Applicable
953-3390 | 953-3390 | SPA, Ironridge Manufacturer Rebate for # 550-0288, End Date 04/30/2021, Max Qty. , May 14, 2020 LOU, 4204074 Ready Home Energy Inc | -0.03 |  | No | Other | Shippable | 0 |  | Not Applicable as per Item Classification |  | Not Applicable
953-3391 | 953-3391 | SPA, Ironridge Manufacturer Rebate for # 550-0382, End Date 04/30/2021, Max Qty. , May 14, 2020 LOU, 4204074 Ready Home Energy Inc | -2.163 |  | No | Other | Shippable | 0 |  | Not Applicable as per Item Classification |  | Not Applicable
953-3392 | 953-3392 | SPA, Ironridge Manufacturer Rebate for # 590-0101, End Date 04/30/2021, Max Qty. , May 14, 2020 LOU, 4204074 Ready Home Energy Inc | -1.704 |  | No | Other | Shippable | 0 |  | Not Applicable as per Item Classification |  | Not Applicable
953-3393 | 953-3393 | SPA, Ironridge Manufacturer Rebate for # 590-0115, End Date 04/30/2021, Max Qty. , May 14, 2020 LOU, 4204074 Ready Home Energy Inc | -0.9064 |  | No | Other | Shippable | 0 |  | Not Applicable as per Item Classification |  | Not Applicable
953-3394 | 953-3394 | SPA, Ironridge Manufacturer Rebate for # 590-0116, End Date 04/30/2021, Max Qty. , May 14, 2020 LOU, 4204074 Ready Home Energy Inc | -0.686 |  | No | Other | Shippable | 0 |  | Not Applicable as per Item Classification |  | Not Applicable
953-3395 | 953-3395 | SPA, Ironridge Manufacturer Rebate for # 590-0117, End Date 04/30/2021, Max Qty. , May 14, 2020 LOU, 4204074 Ready Home Energy Inc | -1.7418 |  | No | Other | Shippable | 0 |  | Not Applicable as per Item Classification |  | Not Applicable
953-3396 | 953-3396 | SPA, Ironridge Manufacturer Rebate for # 590-0118, End Date 04/30/2021, Max Qty. , May 14, 2020 LOU, 4204074 Ready Home Energy Inc | -0.7754 |  | No | Other | Shippable | 0 |  | Not Applicable as per Item Classification |  | Not Applicable
953-3397 | 953-3397 | SPA, Ironridge Manufacturer Rebate for # 590-0119, End Date 04/30/2021, Max Qty. , May 14, 2020 LOU, 4204074 Ready Home Energy Inc | -0.65 |  | No | Other | Shippable | 0 |  | Not Applicable as per Item Classification |  | Not Applicable
953-3398 | 953-3398 | SPA, Ironridge Manufacturer Rebate for # 590-0121, End Date 04/30/2021, Max Qty. , May 14, 2020 LOU, 4204074 Ready Home Energy Inc | -0.94 |  | No | Other | Shippable | 0 |  | Not Applicable as per Item Classification |  | Not Applicable
953-3400 | 953-3400 | SPA, Panasonic Manufacturer Rebate for # 110-1127, End Date 06/30/2020, Max Qty. 400, PANABenton, 82152 Benton Electric, Inc. | -43.68 |  | No | Other | Shippable | 0 |  | Not Applicable as per Item Classification |  | Not Applicable
953-3401 | 953-3401 | SPA, Panasonic Manufacturer Rebate for # 110-1203, End Date 06/30/2020, Max Qty. 442, PANABenton, 82152 Benton Electric, Inc. | -47.31 |  | No | Other | Shippable | 0 |  | Not Applicable as per Item Classification |  | Not Applicable
953-3402 | 953-3402 | SPA, Panasonic Manufacturer Rebate for # 110-1154, End Date 06/30/2020, Max Qty. , PANABenton, 82152 Benton Electric, Inc. | -32.73 |  | No | Other | Shippable | 0 |  | Not Applicable as per Item Classification |  | Not Applicable
953-3403 | 953-3403 | SPA, Solaria Corp Manufacturer Rebate for # 110-1153, End Date 09/30/2020, Max Qty. , Platinum, 4203202 CJR Partners LLC dba Sopris Solar | -16.78 |  | No | Other | Shippable | 0 |  | Not Applicable as per Item Classification |  | Not Applicable
953-3404 | 953-3404 | SPA, Solaria Corp Manufacturer Rebate for # 110-1176, End Date 09/30/2020, Max Qty. , Platinum, 4203202 CJR Partners LLC dba Sopris Solar | -21.6 |  | No | Other | Shippable | 0 |  | Not Applicable as per Item Classification |  | Not Applicable
953-3405 | 953-3405 | SPA, Solaria Corp Manufacturer Rebate for # 112-0009, End Date 09/30/2020, Max Qty. , Platinum, 4203202 CJR Partners LLC dba Sopris Solar | -32.3 |  | No | Other | Shippable | 0 |  | Not Applicable as per Item Classification |  | Not Applicable
953-3406 | 953-3406 | SPA, Solaria Corp Manufacturer Rebate for # 112-0007, End Date 09/30/2020, Max Qty. , Platinum, 4203202 CJR Partners LLC dba Sopris Solar | -30.18 |  | No | Other | Shippable | 0 |  | Not Applicable as per Item Classification |  | Not Applicable
953-3407 | 953-3407 | SPA, Solaria Corp Manufacturer Rebate for # 112-0010, End Date 09/30/2020, Max Qty. , Platinum, 4203202 CJR Partners LLC dba Sopris Solar | -36.17 |  | No | Other | Shippable | 0 |  | Not Applicable as per Item Classification |  | Not Applicable
953-3408 | 953-3408 | SPA, Solaria Corp Manufacturer Rebate for # 110-1176, End Date 09/30/2020, Max Qty. , Diamond, 90148 Pinnacle Roofing | -36 |  | No | Other | Shippable | 0 |  | Not Applicable as per Item Classification |  | Not Applicable
953-3409 | 953-3409 | SPA, Solaria Corp Manufacturer Rebate for # 110-1222, End Date 09/30/2020, Max Qty. , Diamond, 90148 Pinnacle Roofing | -37 |  | No | Other | Shippable | 0 |  | Not Applicable as per Item Classification |  | Not Applicable
953-3410 | 953-3410 | SPA, Solaria Corp Manufacturer Rebate for # 112-0010, End Date 09/30/2020, Max Qty. , Diamond, 90148 Pinnacle Roofing | -36.5 |  | No | Other | Shippable | 0 |  | Not Applicable as per Item Classification |  | Not Applicable
953-3411 | 953-3411 | SPA, Solaria Manufacturer Rebate for # 110-1176, End Date 09/30/2020, Max Qty. , Diamond, 89558 Sugar Hollow, Inc | -36 |  | No | Other | Shippable | 0 |  | Not Applicable as per Item Classification |  | Not Applicable
953-3412 | 953-3412 | SPA, Solaria Manufacturer Rebate for # 112-0009, End Date 09/30/2020, Max Qty. , Diamond, 89558 Sugar Hollow, Inc | -35 |  | No | Other | Shippable | 0 |  | Not Applicable as per Item Classification |  | Not Applicable
953-3413 | 953-3413 | SPA, Solaria Manufacturer Rebate for # 110-1176, End Date 09/30/2020, Max Qty. , Gold , 203596 I Love My Solar | -25.2 |  | No | Other | Shippable | 0 |  | Not Applicable as per Item Classification |  | Not Applicable
953-3414 | 953-3414 | SPA, Solaria Manufacturer Rebate for # 110-1153, End Date 09/30/2020, Max Qty. , Gold , 203596 I Love My Solar | -24.85 |  | No | Other | Shippable | 0 |  | Not Applicable as per Item Classification |  | Not Applicable
953-3415 | 953-3415 | SPA, Solaria Manufacturer Rebate for # 112-0009, End Date 09/30/2020, Max Qty. , Gold , 203596 I Love My Solar | -24.5 |  | No | Other | Shippable | 0 |  | Not Applicable as per Item Classification |  | Not Applicable
953-3416 | 953-3416 | SPA, Solaria Manufacturer Rebate for # 112-0010, End Date 09/30/2020, Max Qty. , Gold , 203596 I Love My Solar | -25.55 |  | No | Other | Shippable | 0 |  | Not Applicable as per Item Classification |  | Not Applicable
953-3417 | 953-3417 | SPA, Panasonic Manufacturer Rebate for # 110-1203, End Date 04/30/2020, Max Qty. 672, PANAN.F.Smith, 80864 N.F. Smith & Associates L.P. | -38.3 |  | No | Other | Shippable | 0 |  | Not Applicable as per Item Classification |  | Not Applicable
953-3418 | 953-3418 | SPA, Solaria Manufacturer Rebate for # 110-1176, End Date 09/30/2020, Max Qty. , Platinum , 29957 Gold Electric | -28.8 |  | No | Other | Shippable | 0 |  | Not Applicable as per Item Classification |  | Not Applicable
953-3419 | 953-3419 | SPA, Solaria Manufacturer Rebate for # 110-1153, End Date 09/30/2020, Max Qty. , Platinum , 29957 Gold Electric | -27.4 |  | No | Other | Shippable | 0 |  | Not Applicable as per Item Classification |  | Not Applicable
953-3420 | 953-3420 | SPA, Solaria Manufacturer Rebate for # 112-0009, End Date 09/30/2020, Max Qty. , Platinum , 29957 Gold Electric | -28 |  | No | Other | Shippable | 0 |  | Not Applicable as per Item Classification |  | Not Applicable
953-3421 | 953-3421 | SPA, Solaria Manufacturer Rebate for # 112-0010, End Date 09/30/2020, Max Qty. , Platinum , 29957 Gold Electric | -29.2 |  | No | Other | Shippable | 0 |  | Not Applicable as per Item Classification |  | Not Applicable
953-3422 | 953-3422 | SPA, Solaria Manufacturer Rebate for # 110-1176, End Date 11/23/2020, Max Qty. 250, Solaria SPA-2020Q2, 4203206 Simply Residential | -25 |  | No | Other | Shippable | 0 |  | Not Applicable as per Item Classification |  | Not Applicable
953-3423 | 953-3423 | SPA, Enphase Manufacturer Rebate for # 321-0215, End Date 06/30/2020, Max Qty. 400, SPADQCBQAC, 121996 Pennsylvania Solar Energy Co Inc | -11.83 |  | No | Other | Shippable | 0 |  | Not Applicable as per Item Classification |  | Not Applicable
953-3424 | 953-3424 | SPA, Enphase Manufacturer Rebate for # 321-0216, End Date 06/30/2020, Max Qty. 400, SPADQCBQAC, 121996 Pennsylvania Solar Energy Co Inc | -13.14 |  | No | Other | Shippable | 0 |  | Not Applicable as per Item Classification |  | Not Applicable
953-3425 | 953-3425 | SPA, Solaria Manufacturer Rebate for # 110-1176, End Date 09/30/2020, Max Qty. N/A, Diamond, 4204221 Effect Energy Inc | -36 |  | No | Other | Shippable | 0 |  | Not Applicable as per Item Classification |  | Not Applicable
953-3426 | 953-3426 | SPA, Solaria Manufacturer Rebate for # 112-0010, End Date 09/30/2020, Max Qty. N/A, Diamond, 4204221 Effect Energy Inc | -50.77 |  | No | Other | Shippable | 0 |  | Not Applicable as per Item Classification |  | Not Applicable
953-3427 | 953-3427 | SPA, Solaria Manufacturer Rebate for # 112-0007, End Date 09/30/2020, Max Qty. N/A, Diamond, 4204221 Effect Energy Inc | -26.58 |  | No | Other | Shippable | 0 |  | Not Applicable as per Item Classification |  | Not Applicable
953-3428 | 953-3428 | SPA, Enphase Manufacturer Rebate for # 321-0215, End Date 06/30/2020, Max Qty. 1000, Q-00000378, 4204183 Sustainable Lighting Solutions dba Sustainable Energy and Lighting Solutions | -17.26 |  | No | Other | Shippable | 0 |  | Not Applicable as per Item Classification |  | Not Applicable
953-3429 | 953-3429 | SPA, Solaria Manufacturer Rebate for # 110-1176, End Date 09/30/2020, Max Qty. , SPA-2020Q2 Diamond, 203843 Conexsol Orlando LLC DBA Switch Solar | -28.8 |  | No | Other | Shippable | 0 |  | Not Applicable as per Item Classification |  | Not Applicable
953-3430 | 953-3430 | SPA, Solaria Manufacturer Rebate for # 110-1176, End Date 06/30/2020, Max Qty. , SPA-2020Q2 Platinum, 122039 Florida Solar | -28.8 |  | No | Other | Shippable | 0 |  | Not Applicable as per Item Classification |  | Not Applicable
953-3431 | 953-3431 | SPA, Solaria Manufacturer Rebate for # 112-0010, End Date 06/30/2020, Max Qty. , SPA-2020Q2 Platinum, 122039 Florida Solar | -29.2 |  | No | Other | Shippable | 0 |  | Not Applicable as per Item Classification |  | Not Applicable
953-3432 | 953-3432 | SPA, Solaria Corp Manufacturer Rebate for # 110-1153, End Date 09/30/2020, Max Qty. , Platinum, 3099 Active Energies Solar, LLC | -27.43 |  | No | Other | Shippable | 0 |  | Not Applicable as per Item Classification |  | Not Applicable
953-3433 | 953-3433 | SPA, Solaria Corp Manufacturer Rebate for # 110-1176, End Date 09/30/2020, Max Qty. , Platinum, 3099 Active Energies Solar, LLC | -36 |  | No | Other | Shippable | 0 |  | Not Applicable as per Item Classification |  | Not Applicable
953-3434 | 953-3434 | SPA, Solaria Corp Manufacturer Rebate for # 112-0009, End Date 09/30/2020, Max Qty. , Platinum, 3099 Active Energies Solar, LLC | -35.8 |  | No | Other | Shippable | 0 |  | Not Applicable as per Item Classification |  | Not Applicable
953-3435 | 953-3435 | SPA, Solaria Corp Manufacturer Rebate for # 112-0007, End Date 09/30/2020, Max Qty. , Platinum, 3099 Active Energies Solar, LLC | -37.28 |  | No | Other | Shippable | 0 |  | Not Applicable as per Item Classification |  | Not Applicable
953-3436 | 953-3436 | SPA, Solaria Corp Manufacturer Rebate for # 112-0010, End Date 09/30/2020, Max Qty. , Platinum, 3099 Active Energies Solar, LLC | -36.17 |  | No | Other | Shippable | 0 |  | Not Applicable as per Item Classification |  | Not Applicable
953-3437 | 953-3437 | SPA, Solaria Corp Manufacturer Rebate for # 110-1176, End Date 09/30/2020, Max Qty. , Diamond, 8893 Sunergy Systems | -36 |  | No | Other | Shippable | 0 |  | Not Applicable as per Item Classification |  | Not Applicable
953-3438 | 953-3438 | SPA, Solaria Corp Manufacturer Rebate for # 110-1222, End Date 12/31/2020, Max Qty. , Diamond, 8893 Sunergy Systems | -42.32 |  | No | Other | Shippable | 0 |  | Not Applicable as per Item Classification |  | Not Applicable
953-3439 | 953-3439 | SPA, Solaria Corp Manufacturer Rebate for # 112-0010, End Date 09/30/2020, Max Qty. , Diamond, 8893 Sunergy Systems | -36.5 |  | No | Other | Shippable | 0 |  | Not Applicable as per Item Classification |  | Not Applicable
953-3440 | 953-3440 | SPA, Solaria Manufacturer Rebate for # 110-1176, End Date 09/30/2020, Max Qty. N/A, Platinum, 80290 - Alderete Pools/Solar | -17 |  | No | Other | Shippable | 0 |  | Not Applicable as per Item Classification |  | Not Applicable
953-3441 | 953-3441 | SPA, Solaria Manufacturer Rebate for # 112-0010, End Date 09/30/2020, Max Qty. N/A, Platinum, 80290 - Alderete Pools/Solar | -26.07 |  | No | Other | Shippable | 0 |  | Not Applicable as per Item Classification |  | Not Applicable
953-3442 | 953-3442 | SPA, Solaria Manufacturer Rebate for # 110-1176, End Date 09/30/2020, Max Qty. N/A, Platinum, 4203032 Paradise Renewable Inc | -25.2 |  | No | Other | Shippable | 0 |  | Not Applicable as per Item Classification |  | Not Applicable
953-3443 | 953-3443 | SPA, Solaria Manufacturer Rebate for # 112-0010, End Date 09/30/2020, Max Qty. N/A, Platinum, 4203032 Paradise Renewable Inc | -43.47 |  | No | Other | Shippable | 0 |  | Not Applicable as per Item Classification |  | Not Applicable
953-3444 | 953-3444 | SPA, Solaria Manufacturer Rebate for # 112-0007, End Date 09/30/2020, Max Qty. N/A, Platinum, 4203032 Paradise Renewable Inc | -18.88 |  | No | Other | Shippable | 0 |  | Not Applicable as per Item Classification |  | Not Applicable
953-3445 | 953-3445 | SPA, Solaria Manufacturer Rebate for # 110-1176, End Date 11/01/2020, Max Qty. N/A, Platinum, 27628 Harvest Solar | -28.8 |  | No | Other | Shippable | 0 |  | Not Applicable as per Item Classification |  | Not Applicable
953-3446 | 953-3446 | SPA, Solaria Manufacturer Rebate for # 110-1222, End Date 11/01/2020, Max Qty. N/A, Platinum, 27628 Harvest Solar | -29.6 |  | No | Other | Shippable | 0 |  | Not Applicable as per Item Classification |  | Not Applicable
953-3447 | 953-3447 | SPA, Solaria Manufacturer Rebate for # 112-0010, End Date 11/01/2020, Max Qty. N/A, Platinum, 27628 Harvest Solar | -29.2 |  | No | Other | Shippable | 0 |  | Not Applicable as per Item Classification |  | Not Applicable
953-3448 | 953-3448 | SPA, Solaria Manufacturer Rebate for # 110-1176, End Date 12/31/2020, Max Qty. 250, Gold, 13031 All Bay Solar | -14.4 |  | No | Other | Shippable | 0 |  | Not Applicable as per Item Classification |  | Not Applicable
953-3449 | 953-3449 | SPA, Solaria Manufacturer Rebate for # 112-0010, End Date 12/31/2020, Max Qty. 250, Gold, 13031 All Bay Solar | -15 |  | No | Other | Shippable | 0 |  | Not Applicable as per Item Classification |  | Not Applicable
953-3450 | 953-3450 | SPA, SolarEdge Manufacturer Rebate for # 310-0595 , End Date 03/31/2021, Max Qty. , SOL492, 4202957 Meraki Solar LLC | -154.04 |  | No | Other | Shippable | 0 |  | Not Applicable as per Item Classification |  | Not Applicable
953-3451 | 953-3451 | SPA, SolarEdge Manufacturer Rebate for # 310-0596 , End Date 03/31/2021, Max Qty. , SOL492, 4202957 Meraki Solar LLC | -291.22 |  | No | Other | Shippable | 0 |  | Not Applicable as per Item Classification |  | Not Applicable
953-3452 | 953-3452 | SPA, SolarEdge Manufacturer Rebate for # 310-0597, End Date 03/31/2021, Max Qty. , SOL492, 4202957 Meraki Solar LLC | -292.87 |  | No | Other | Shippable | 0 |  | Not Applicable as per Item Classification |  | Not Applicable
953-3453 | 953-3453 | SPA, SolarEdge Manufacturer Rebate for # 310-0598, End Date 03/31/2021, Max Qty. , SOL492, 4202957 Meraki Solar LLC | -299.48 |  | No | Other | Shippable | 0 |  | Not Applicable as per Item Classification |  | Not Applicable
953-3454 | 953-3454 | SPA, SolarEdge Manufacturer Rebate for # 310-0599, End Date 03/31/2021, Max Qty. , SOL492, 4202957 Meraki Solar LLC | -225.27 |  | No | Other | Shippable | 0 |  | Not Applicable as per Item Classification |  | Not Applicable
953-3455 | 953-3455 | SPA, SolarEdge Manufacturer Rebate for # 310-0600, End Date 03/31/2021, Max Qty. , SOL492, 4202957 Meraki Solar LLC | -229.56 |  | No | Other | Shippable | 0 |  | Not Applicable as per Item Classification |  | Not Applicable
953-3456 | 953-3456 | SPA, SolarEdge Manufacturer Rebate for # 310-0604, End Date 03/31/2021, Max Qty. , SOL492, 4202957 Meraki Solar LLC | -20.63 |  | No | Other | Shippable | 0 |  | Not Applicable as per Item Classification |  | Not Applicable
953-3457 | 953-3457 | SPA, SolarEdge Manufacturer Rebate for # 310-0606, End Date 03/31/2021, Max Qty. , SOL492, 4202957 Meraki Solar LLC | -50.28 |  | No | Other | Shippable | 0 |  | Not Applicable as per Item Classification |  | Not Applicable
953-3458 | 953-3458 | SPA, SolarEdge Manufacturer Rebate for # 310-0041, End Date 03/31/2021, Max Qty. , SOL492, 4202957 Meraki Solar LLC | -155.43 |  | No | Other | Shippable | 0 |  | Not Applicable as per Item Classification |  | Not Applicable
953-3459 | 953-3459 | SPA, SolarEdge Manufacturer Rebate for # 565-0205, End Date 03/31/2021, Max Qty. , SOL492, 4202957 Meraki Solar LLC | -5.412 |  | No | Other | Shippable | 0 |  | Not Applicable as per Item Classification |  | Not Applicable
953-3460 | 953-3460 | SPA, SolarEdge Manufacturer Rebate for # 565-0220, End Date 03/31/2021, Max Qty. , SOL492, 4202957 Meraki Solar LLC | -13.94 |  | No | Other | Shippable | 0 |  | Not Applicable as per Item Classification |  | Not Applicable
953-3461 | 953-3461 | SPA, Solaria Manufacturer Rebate for # 110-1153, End Date 09/30/2020, Max Qty. N/A, Platinum, 31018 Nippon Energy Inc | -16.78 |  | No | Other | Shippable | 0 |  | Not Applicable as per Item Classification |  | Not Applicable
953-3462 | 953-3462 | SPA, Panasonic Manufacturer Rebate for # 349-0065, End Date 06/30/2020, Max Qty. N/A, Evervolt SPA, 4203036 Viriya Solar LLC | -1263.53 |  | No | Other | Shippable | 0 |  | Not Applicable as per Item Classification |  | Not Applicable
953-3463 | 953-3463 | SPA, Panasonic Manufacturer Rebate for # 310-0120, End Date 06/30/2020, Max Qty. N/A, Evervolt SPA, 4203036 Viriya Solar LLC | -724.39 |  | No | Other | Shippable | 0 |  | Not Applicable as per Item Classification |  | Not Applicable
953-3464 | 953-3464 | SPA, Panasonic Manufacturer Rebate for # 349-0066, End Date 06/30/2020, Max Qty. N/A, Evervolt SPA, 4203036 Viriya Solar LLC | -1866.47 |  | No | Other | Shippable | 0 |  | Not Applicable as per Item Classification |  | Not Applicable
953-3465 | 953-3465 | SPA, Panasonic Manufacturer Rebate for # 349-0062, End Date 06/30/2020, Max Qty. N/A, Evervolt SPA, 4203036 Viriya Solar LLC | -1263.53 |  | No | Other | Shippable | 0 |  | Not Applicable as per Item Classification |  | Not Applicable
953-3466 | 953-3466 | SPA, Panasonic Manufacturer Rebate for # 310-0119, End Date 06/30/2020, Max Qty. N/A, Evervolt SPA, 4203036 Viriya Solar LLC | -724.39 |  | No | Other | Shippable | 0 |  | Not Applicable as per Item Classification |  | Not Applicable
953-3467 | 953-3467 | SPA, Panasonic Manufacturer Rebate for # 349-0063, End Date 06/30/2020, Max Qty. N/A, Evervolt SPA, 4203036 Viriya Solar LLC | -1866.47 |  | No | Other | Shippable | 0 |  | Not Applicable as per Item Classification |  | Not Applicable
953-3468 | 953-3468 | SPA, Solaria Manufacturer Rebate for # 110-1176, End Date 09/30/2020, Max Qty. N/A, Diamond SPA, 202957 Gold Rush | -36 |  | No | Other | Shippable | 0 |  | Not Applicable as per Item Classification |  | Not Applicable
953-3469 | 953-3469 | SPA, Solaria Manufacturer Rebate for # 110-1153, End Date 09/30/2020, Max Qty. N/A, Diamond SPA, 202957 Gold Rush | -34.5 |  | No | Other | Shippable | 0 |  | Not Applicable as per Item Classification |  | Not Applicable
953-3470 | 953-3470 | SPA, Solaria Manufacturer Rebate for # 112-0009, End Date 09/30/2020, Max Qty. N/A, Diamond SPA, 202957 Gold Rush | -35 |  | No | Other | Shippable | 0 |  | Not Applicable as per Item Classification |  | Not Applicable
953-3471 | 953-3471 | SPA, Solaria Manufacturer Rebate for # 112-0010, End Date 09/30/2020, Max Qty. N/A, Diamond SPA, 202957 Gold Rush | -36.5 |  | No | Other | Shippable | 0 |  | Not Applicable as per Item Classification |  | Not Applicable
953-3472 | 953-3472 | SPA, Solaria Manufacturer Rebate for # 110-1176, End Date 12/31/2020, Max Qty. , Solaria Diamond, 08 Aztec Solar, Inc | -36 |  | No | Other | Shippable | 0 |  | Not Applicable as per Item Classification |  | Not Applicable
953-3473 | 953-3473 | SPA, Enphase Manufacturer Rebate for # 321-0216, End Date 12/05/2020, Max Qty. 1190, Q-00000524, 489402 Valley Unique Electric Inc | -20.14 |  | No | Other | Shippable | 0 |  | Not Applicable as per Item Classification |  | Not Applicable
953-3474 | 953-3474 | SPA, Enphase Manufacturer Rebate for # 321-0215, End Date 06/03/1930, Max Qty. 100, Q:00000458, CU: Global Energy 4203946 | -14.36 |  | No | Other | Shippable | 0 |  | Not Applicable as per Item Classification |  | Not Applicable
953-3475 | 953-3475 | SPA, Enphase Manufacturer Rebate for # 321-0219, End Date 06/03/1930, Max Qty. 100, Q:00000458, CU: Global Energy 4203946 | -14.77 |  | No | Other | Shippable | 0 |  | Not Applicable as per Item Classification |  | Not Applicable
953-3476 | 953-3476 | SPA, Enphase Manufacturer Rebate for # 321-0216, End Date 06/03/1930, Max Qty. 100, Q:00000458, CU: Global Energy 4203946 | -15.14 |  | No | Other | Shippable | 0 |  | Not Applicable as per Item Classification |  | Not Applicable
953-3477 | 953-3477 | "SPA, Panasonic Manufacturer Rebate for # 110-1203, End Date 06/30/2020, Max Qty. , PanaADDY, 80371 Addy Electric" | -47.8 |  | No | Other | Shippable | 0 |  | Not Applicable as per Item Classification |  | Not Applicable
953-3478 | 953-3478 | SPA, Enphase Manufacturer Rebate for # 321-0223, End Date 06/30/2020, Max Qty. 700, Q-00000614, 80633 Solar Roof Dynamics LLC | -14.56 |  | No | Other | Shippable | 0 |  | Not Applicable as per Item Classification |  | Not Applicable
953-3479 | 953-3479 | SPA, Solaria Manufacturer Rebate for # 110-1176, End Date 03/31/2020, Max Qty. 300, Solaria SPA Solar Energy Pros, CU: 203630 Solar Pro Energy | -14.4 |  | No | Other | Shippable | 0 |  | Not Applicable as per Item Classification |  | Not Applicable
953-3480 | 953-3480 | SPA, Solaria Manufacturer Rebate for # 110-1153, End Date 03/31/2020, Max Qty. 300, Solaria SPA Solar Energy Pros, CU: 203630 Solar Pro Energy | -13.2 |  | No | Other | Shippable | 0 |  | Not Applicable as per Item Classification |  | Not Applicable
953-3481 | 953-3481 | SPA, Solaria Manufacturer Rebate for # 112-0009, End Date 03/31/2020, Max Qty. 300, Solaria SPA Solar Energy Pros, CU: 203630 Solar Pro Energy | -14 |  | No | Other | Shippable | 0 |  | Not Applicable as per Item Classification |  | Not Applicable
953-3482 | 953-3482 | SPA, Solaria Manufacturer Rebate for # 112-0007, End Date 03/31/2020, Max Qty. 300, Solaria SPA Solar Energy Pros, CU: 203630 Solar Pro Energy | -14.2 |  | No | Other | Shippable | 0 |  | Not Applicable as per Item Classification |  | Not Applicable
953-3483 | 953-3483 | SPA, Solaria Manufacturer Rebate for # 110-1176, End Date 12/01/2020, Max Qty. 250, SPA-2020Q2, 89222 JK Mechanical | -25 |  | No | Other | Shippable | 0 |  | Not Applicable as per Item Classification |  | Not Applicable
953-3484 | 953-3484 | SPA, Solaria Manufacturer Rebate for # 110-1153, End Date 09/30/2020, Max Qty. 250, Gold, 120927 Carolina Energy Conservation | -14.2 |  | No | Other | Shippable | 0 |  | Not Applicable as per Item Classification |  | Not Applicable
953-3485 | 953-3485 | SPA, Solaria Manufacturer Rebate for # 110-1176, End Date 09/30/2020, Max Qty. 250, Gold, 120927 Carolina Energy Conservation | -14.4 |  | No | Other | Shippable | 0 |  | Not Applicable as per Item Classification |  | Not Applicable
953-3486 | 953-3486 | SPA, Solaria Manufacturer Rebate for # 110-1222, End Date 09/30/2020, Max Qty. 250, Gold, 120927 Carolina Energy Conservation | -14.8 |  | No | Other | Shippable | 0 |  | Not Applicable as per Item Classification |  | Not Applicable
953-3487 | 953-3487 | SPA, Solaria Manufacturer Rebate for # 112-0009, End Date 09/30/2020, Max Qty. 250, Gold, 120927 Carolina Energy Conservation | -14 |  | No | Other | Shippable | 0 |  | Not Applicable as per Item Classification |  | Not Applicable
953-3488 | 953-3488 | SPA, Solaria Manufacturer Rebate for # 112-0010, End Date 09/30/2020, Max Qty. 250, Gold, 120927 Carolina Energy Conservation | -14.6 |  | No | Other | Shippable | 0 |  | Not Applicable as per Item Classification |  | Not Applicable
953-3489 | 953-3489 | SPA, Manufacturer Rebate for # 112-0010, End Date 09/30/2020, Max Qty. 250, Gold, 4203145 Sum Solar | -14.6 |  | No | Other | Shippable | 0 |  | Not Applicable as per Item Classification |  | Not Applicable
953-3490 | 953-3490 | SPA, Enphase Manufacturer Rebate for # 321-0215, End Date 06/30/2020, Max Qty. 300, SPADRNCQA0, 89950 Urban Solar Group | -21.62 |  | No | Other | Shippable | 0 |  | Not Applicable as per Item Classification |  | Not Applicable
953-3491 | 953-3491 | SPA, Enphase Manufacturer Rebate for # 321-0216, End Date 06/30/2020, Max Qty. 300, SPADRNCQA0, 89950 Urban Solar Group | -24.67 |  | No | Other | Shippable | 0 |  | Not Applicable as per Item Classification |  | Not Applicable
953-3492 | 953-3492 | SPA, Solaria Manufacturer Rebate for # 110-1176, End Date 09/30/2020, Max Qty. 250, Gold, 90102 JW Electric | -14 |  | No | Other | Shippable | 0 |  | Not Applicable as per Item Classification |  | Not Applicable
953-3493 | 953-3493 | SPA, Solaria Manufacturer Rebate for # 112-0010, End Date 09/30/2020, Max Qty. 250, Gold, 90102 JW Electric | -14.07 |  | No | Other | Shippable | 0 |  | Not Applicable as per Item Classification |  | Not Applicable
953-3494 | 953-3494 | SPA, Solaria Manufacturer Rebate for # 112-0010, End Date 09/30/2020, Max Qty. Max, Platinum, 203603 Green Integrations and Management Inc | -29.2 |  | No | Other | Shippable | 0 |  | Not Applicable as per Item Classification |  | Not Applicable
953-3495 | 953-3495 | SPA, Solaria Manufacturer Rebate for # 110-1153, End Date 12/31/2020, Max Qty. 1000, Diamond, 89424 Coastal Solar Power Company LLC | -35.5 |  | No | Other | Shippable | 0 |  | Not Applicable as per Item Classification |  | Not Applicable
953-3496 | 953-3496 | SPA, Solaria Manufacturer Rebate for # 110-1176, End Date 12/31/2020, Max Qty. 1000, Diamond, 89424 Coastal Solar Power Company LLC | -36 |  | No | Other | Shippable | 0 |  | Not Applicable as per Item Classification |  | Not Applicable
953-3497 | 953-3497 | SPA, Solaria Manufacturer Rebate for # 110-1222, End Date 12/31/2020, Max Qty. 1000, Diamond, 89424 Coastal Solar Power Company LLC | -37 |  | No | Other | Shippable | 0 |  | Not Applicable as per Item Classification |  | Not Applicable
953-3498 | 953-3498 | SPA, Solaria Manufacturer Rebate for # 112-0009, End Date 12/31/2020, Max Qty. 1000, Diamond, 89424 Coastal Solar Power Company LLC | -35 |  | No | Other | Shippable | 0 |  | Not Applicable as per Item Classification |  | Not Applicable
953-3499 | 953-3499 | SPA, Solaria Manufacturer Rebate for # 112-0010, End Date 12/31/2020, Max Qty. 1000, Diamond, 89424 Coastal Solar Power Company LLC | -36.5 |  | No | Other | Shippable | 0 |  | Not Applicable as per Item Classification |  | Not Applicable
953-3500 | 953-3500 | SPA, Solaria Manufacturer Rebate for # 110-1176, End Date 09/30/2020, Max Qty. Max, Platinum, 83685 Beach Cities Solar Inc | -25.2 |  | No | Other | Shippable | 0 |  | Not Applicable as per Item Classification |  | Not Applicable
953-3501 | 953-3501 | SPA, Solaria Manufacturer Rebate for # 110-1153, End Date 09/30/2020, Max Qty. Max, Platinum, 83685 Beach Cities Solar Inc | -24.85 |  | No | Other | Shippable | 0 |  | Not Applicable as per Item Classification |  | Not Applicable
953-3502 | 953-3502 | SPA, Solaria Manufacturer Rebate for # 110-1153, End Date 12/31/2020, Max Qty. 1000, Diamond, 4203887 VerdeSol, LLC | -35.5 |  | No | Other | Shippable | 0 |  | Not Applicable as per Item Classification |  | Not Applicable
953-3503 | 953-3503 | SPA, Solaria Manufacturer Rebate for # 110-1176, End Date 12/31/2020, Max Qty. 1000, Diamond, 4203887 VerdeSol, LLC | -36 |  | No | Other | Shippable | 0 |  | Not Applicable as per Item Classification |  | Not Applicable
953-3504 | 953-3504 | SPA, Solaria Manufacturer Rebate for # 110-1222, End Date 12/31/2020, Max Qty. 1000, Diamond, 4203887 VerdeSol, LLC | -37 |  | No | Other | Shippable | 0 |  | Not Applicable as per Item Classification |  | Not Applicable
953-3505 | 953-3505 | SPA, Solaria Manufacturer Rebate for # 112-0009, End Date 12/31/2020, Max Qty. 1000, Diamond, 4203887 VerdeSol, LLC | -35 |  | No | Other | Shippable | 0 |  | Not Applicable as per Item Classification |  | Not Applicable
953-3506 | 953-3506 | SPA, Solaria Manufacturer Rebate for # 112-0010, End Date 12/31/2020, Max Qty. 1000, Diamond, 4203887 VerdeSol, LLC | -36 |  | No | Other | Shippable | 0 |  | Not Applicable as per Item Classification |  | Not Applicable
953-3507 | 953-3507 | SPA, Solaria Manufacturer Rebate for # 110-1153, End Date 12/01/2020, Max Qty. 500, Solaria Gold , 82214 Bermuda Engineering | -30.98 |  | No | Other | Shippable | 0 |  | Not Applicable as per Item Classification |  | Not Applicable
953-3508 | 953-3508 | SPA, Solaria Manufacturer Rebate for # 110-1176, End Date 12/01/2020, Max Qty. 500, Solaria Gold , 82214 Bermuda Engineering | -25.2 |  | No | Other | Shippable | 0 |  | Not Applicable as per Item Classification |  | Not Applicable
953-3509 | 953-3509 | SPA, Enphase Manufacturer Rebate for # 321-0215, End Date 09/30/2020, Max Qty. 600, Q-00000816 , 30870 Icon Solar Power | -14.36 |  | No | Other | Shippable | 0 |  | Not Applicable as per Item Classification |  | Not Applicable
953-3510 | 953-3510 | SPA, Enphase Manufacturer Rebate for # 321-0216, End Date 09/30/2020, Max Qty. 600, Q-00000816 , 30870 Icon Solar Power | -21.64 |  | No | Other | Shippable | 0 |  | Not Applicable as per Item Classification |  | Not Applicable
953-3511 | 953-3511 | SPA, Enphase Manufacturer Rebate for # 321-0215, End Date 09/30/2020, Max Qty. 8000, Q-00000943, 203176 Energy Solutions Direct | -32.91 |  | No | Other | Shippable | 0 |  | Not Applicable as per Item Classification |  | Not Applicable
953-3512 | 953-3512 | SPA, Enphase Manufacturer Rebate for # 321-0216, End Date 09/30/2020, Max Qty. 8000, Q-00000943, 203176 Energy Solutions Direct | -27.04 |  | No | Other | Shippable | 0 |  | Not Applicable as per Item Classification |  | Not Applicable
953-3513 | 953-3513 | SPA, Enphase Manufacturer Rebate for # 321-0219, End Date 09/30/2020, Max Qty. 8000, Q-00000943, 203176 Energy Solutions Direct | -27.97 |  | No | Other | Shippable | 0 |  | Not Applicable as per Item Classification |  | Not Applicable
953-3514 | 953-3514 | SPA, Enphase Manufacturer Rebate for # 480-0123, End Date 09/30/2020, Max Qty. 10, Q-00000943, 203176 Energy Solutions Direct | -205 |  | No | Other | Shippable | 0 |  | Not Applicable as per Item Classification |  | Not Applicable
953-3515 | 953-3515 | SPA, Enphase Manufacturer Rebate for # 480-0124, End Date 09/30/2020, Max Qty. 10, Q-00000943, 203176 Energy Solutions Direct | -45 |  | No | Other | Shippable | 0 |  | Not Applicable as per Item Classification |  | Not Applicable
953-3516 | 953-3516 | SPA, Enphase Manufacturer Rebate for # 321-0215, End Date 09/30/2020, Max Qty. 2000, Q-00000927, 89950 Urban Solar Group | -21.62 |  | No | Other | Shippable | 0 |  | Not Applicable as per Item Classification |  | Not Applicable
953-3517 | 953-3517 | SPA, Enphase Manufacturer Rebate for # 321-0216, End Date 09/30/2020, Max Qty. 2000, Q-00000927, 89950 Urban Solar Group | -24.67 |  | No | Other | Shippable | 0 |  | Not Applicable as per Item Classification |  | Not Applicable
953-3518 | 953-3518 | SPA, ENPHASE Manufacturer Rebate for # 321-0216, End Date 06/30/2020, Max Qty. 200, SPADVTEQAW, 88583 SolFarm Solar Co | -12.83 |  | No | Other | Shippable | 0 |  | Not Applicable as per Item Classification |  | Not Applicable
953-3519 | 953-3519 | SPA, ENPHASE Manufacturer Rebate for # 321-0215, End Date 06/30/2020, Max Qty. 1000, SPADVTEQAW, 88583 SolFarm Solar Co | -13.46 |  | No | Other | Shippable | 0 |  | Not Applicable as per Item Classification |  | Not Applicable
953-3520 | 953-3520 | SPA, ENPHASE Manufacturer Rebate for # 321-0219, End Date 06/30/2020, Max Qty. 200, SPADVTEQAW, 88583 SolFarm Solar Co | -15.88 |  | No | Other | Shippable | 0 |  | Not Applicable as per Item Classification |  | Not Applicable
953-3521 | 953-3521 | SPA, Enphase Manufacturer Rebate for # 321-0215, End Date 09/30/2020, Max Qty. 1000, Q-00000925, 4204183 Sustainable Lighting Solutions dba Sustainable Energy and Lighting Solutions | -16.66 |  | No | Other | Shippable | 0 |  | Not Applicable as per Item Classification |  | Not Applicable
953-3522 | 953-3522 | SPA, Solaria Manufacturer Rebate for # 110-1176, End Date 09/30/2020, Gold, 489526 Synergy 768 | -14.4 |  | No | Other | Shippable | 0 |  | Not Applicable as per Item Classification |  | Not Applicable
953-3523 | 953-3523 | SPA, Solaria Manufacturer Rebate for # 110-1222, End Date 09/30/2020, Gold, 489526 Synergy 768 | -14.8 |  | No | Other | Shippable | 0 |  | Not Applicable as per Item Classification |  | Not Applicable
953-3524 | 953-3524 | SPA, Solaria Manufacturer Rebate for # 112-0010, End Date 09/30/2020, Gold, 489526 Synergy 768 | -14.6 |  | No | Other | Shippable | 0 |  | Not Applicable as per Item Classification |  | Not Applicable
953-3525 | 953-3525 | SPA, Solaria Manufacturer Rebate for # 110-1176, End Date 12/24/2020, Max Qty. 250, Solaria Gold , 3858 Sunblue Energy | -25 |  | No | Other | Shippable | 0 |  | Not Applicable as per Item Classification |  | Not Applicable
953-3526 | 953-3526 | SPA, Solaria Manufacturer Rebate for # 112-0010, End Date 12/24/2020, Max Qty. 250, Solaria Gold , 3858 Sunblue Energy | -14.6 |  | No | Other | Shippable | 0 |  | Not Applicable as per Item Classification |  | Not Applicable
953-3527 | 953-3527 | SPA, Enphase Manufacturer Rebate for # 321-0215, End Date 09/30/2020, Max Qty. 600, Q-00000632, 4204007 Solar Electric Texas | -12.36 |  | No | Other | Shippable | 0 |  | Not Applicable as per Item Classification |  | Not Applicable
953-3528 | 953-3528 | SPA, Enphase Manufacturer Rebate for # 321-0216, End Date 09/30/2020, Max Qty. 600, Q-00000632, 4204007 Solar Electric Texas | -9.36 |  | No | Other | Shippable | 0 |  | Not Applicable as per Item Classification |  | Not Applicable
953-3529 | 953-3529 | SPA, Enphase Manufacturer Rebate for # 321-0219, End Date 09/30/2020, Max Qty. 600, Q-00000632, 4204007 Solar Electric Texas | -9.81 |  | No | Other | Shippable | 0 |  | Not Applicable as per Item Classification |  | Not Applicable
953-3530 | 953-3530 | SPA, Enphase Manufacturer Rebate for # 321-0215, End Date 09/30/2020, Max Qty. 5, Q-00000737, 6136 The Solar Guys Inc. DBA Compass Solar Energy | -13.05 |  | No | Other | Shippable | 0 |  | Not Applicable as per Item Classification |  | Not Applicable
953-3531 | 953-3531 | SPA, Enphase Manufacturer Rebate for # 321-0216, End Date 09/30/2020, Max Qty. , Q-00000737, 6136 The Solar Guys Inc. DBA Compass Solar Energy | -12.3 |  | No | Other | Shippable | 0 |  | Not Applicable as per Item Classification |  | Not Applicable
953-3532 | 953-3532 | SPA, Enphase Manufacturer Rebate for # 321-0219, End Date 09/30/2020, Max Qty. , Q-00000737, 6136 The Solar Guys Inc. DBA Compass Solar Energy | -13 |  | No | Other | Shippable | 0 |  | Not Applicable as per Item Classification |  | Not Applicable
953-3533 | 953-3533 | SPA, Solaria Manufacturer Rebate for # 110-1176, End Date 09/30/2020, Max Qty. Max, Platinum, 9310 Voltage River | -25.2 |  | No | Other | Shippable | 0 |  | Not Applicable as per Item Classification |  | Not Applicable
953-3534 | 953-3534 | SPA, Solaria Manufacturer Rebate for # 110-1153, End Date 09/30/2020, Max Qty. Max, Platinum, 9310 Voltage River | -24.85 |  | No | Other | Shippable | 0 |  | Not Applicable as per Item Classification |  | Not Applicable
953-3535 | 953-3535 | SPA, Enphase Manufacturer Rebate for # 321-0215, End Date 01/00/1900, Max Qty. , Q-00000936, 121482 The LeverEdge | -12.36 |  | No | Other | Shippable | 0 |  | Not Applicable as per Item Classification |  | Not Applicable
953-3536 | 953-3536 | SPA, Enphase Manufacturer Rebate for # 321-0216, End Date 01/00/1900, Max Qty. , Q-00000936, 121482 The LeverEdge | -13.94 |  | No | Other | Shippable | 0 |  | Not Applicable as per Item Classification |  | Not Applicable
953-3537 | 953-3537 | SPA, Enphase Manufacturer Rebate for # 321-0219, End Date 01/00/1900, Max Qty. , Q-00000936, 121482 The LeverEdge | -15.77 |  | No | Other | Shippable | 0 |  | Not Applicable as per Item Classification |  | Not Applicable
953-3538 | 953-3538 | SPA, Enphase Manufacturer Rebate for # 321-0223, End Date 01/00/1900, Max Qty. , Q-00000936, 121482 The LeverEdge | -16.86 |  | No | Other | Shippable | 0 |  | Not Applicable as per Item Classification |  | Not Applicable
953-3539 | 953-3539 | SPA, Panasonic Manufacturer Rebate for # 112-0008, End Date 09/30/2020, Max Qty. 450 Panasonic 330 AC, American Array Project SPA, 88596 AmericanArray Solar | -31.22 |  | No | Other | Shippable | 0 |  | Not Applicable as per Item Classification |  | Not Applicable
953-3540 | 953-3540 | SPA, Solaria Manufacturer Rebate for # 110-1153, End Date 09/30/2020, Max Qty. , Platinum, 4203032 Paradise Renewable Inc | -18.18 |  | No | Other | Shippable | 0 |  | Not Applicable as per Item Classification |  | Not Applicable
953-3541 | 953-3541 | SPA, Solaria Manufacturer Rebate for # 110-1176, End Date 09/30/2020, Max Qty. N/A, Platinum, 80298 - AS Electric | -25 |  | No | Other | Shippable | 0 |  | Not Applicable as per Item Classification |  | Not Applicable
953-3542 | 953-3542 | SPA, Solaria Manufacturer Rebate for # 112-0010, End Date 09/30/2020, Max Qty. N/A, Platinum, 80298 - AS Electric | -44.07 |  | No | Other | Shippable | 0 |  | Not Applicable as per Item Classification |  | Not Applicable
953-3543 | 953-3543 | SPA, ENPHASE ENERGY Manufacturer Rebate for # 321-0223, End Date 09/30/2020, Max Qty. , Q-00001257, 4203842 Bell Electrical Systems LLC | -13.86 |  | No | Other | Shippable | 0 |  | Not Applicable as per Item Classification |  | Not Applicable
953-3544 | 953-3544 | SPA, ENPHASE ENERGY Manufacturer Rebate for # 321-0216, End Date 09/30/2020, Max Qty. , Q-00001257, 4203842 Bell Electrical Systems LLC | -13.14 |  | No | Other | Shippable | 0 |  | Not Applicable as per Item Classification |  | Not Applicable
953-3545 | 953-3545 | SPA, SOLAREDGE Manufacturer Rebate for # 310-0600, End Date 09/30/2020, Max Qty. 1000, 22107944, 4203252 Next Phase Electric | -33.47 |  | No | Other | Shippable | 0 |  | Not Applicable as per Item Classification |  | Not Applicable
953-3546 | 953-3546 | SPA, SOLAREDGE Manufacturer Rebate for # 565-0205, End Date 09/30/2020, Max Qty. 1000, 22107944, 4203252 Next Phase Electric | -3.57 |  | No | Other | Shippable | 0 |  | Not Applicable as per Item Classification |  | Not Applicable
953-3547 | 953-3547 | SPA, SOLAREDGE Manufacturer Rebate for # 565-0220, End Date 09/30/2020, Max Qty. 1000, 22107944, 4203252 Next Phase Electric | -3.57 |  | No | Other | Shippable | 0 |  | Not Applicable as per Item Classification |  | Not Applicable
953-3548 | 953-3548 | SPA, SOLAREDGE Manufacturer Rebate for # 565-0206, End Date 09/30/2020, Max Qty. 1000, 22107944, 4203252 Next Phase Electric | -3.57 |  | No | Other | Shippable | 0 |  | Not Applicable as per Item Classification |  | Not Applicable
953-3549 | 953-3549 | SPA, Enphase Manufacturer Rebate for # 321-0215, End Date 09/30/2020, Max Qty. 1000, Q-00000772, 4203978 Zenith Security | -16.36 |  | No | Other | Shippable | 0 |  | Not Applicable as per Item Classification |  | Not Applicable
953-3550 | 953-3550 | SPA, SOLAREDGE Manufacturer Rebate for # 310-0594, End Date 09/30/2020, Max Qty. 1000, 22107944, 4203252 Next Phase Electric | -29.64 |  | No | Other | Shippable | 0 |  | Not Applicable as per Item Classification |  | Not Applicable
953-3551 | 953-3551 | SPA, SOLAREDGE Manufacturer Rebate for # 310-0595, End Date 09/30/2020, Max Qty. 1000, 22107944, 4203252 Next Phase Electric | -28.34 |  | No | Other | Shippable | 0 |  | Not Applicable as per Item Classification |  | Not Applicable
953-3552 | 953-3552 | SPA, SOLAREDGE Manufacturer Rebate for # 310-0596, End Date 09/30/2020, Max Qty. 1000, 22107944, 4203252 Next Phase Electric | -67.04 |  | No | Other | Shippable | 0 |  | Not Applicable as per Item Classification |  | Not Applicable
953-3553 | 953-3553 | SPA, SOLAREDGE Manufacturer Rebate for # 310-0597, End Date 09/30/2020, Max Qty. 1000, 22107944, 4203252 Next Phase Electric | -66.94 |  | No | Other | Shippable | 0 |  | Not Applicable as per Item Classification |  | Not Applicable
953-3554 | 953-3554 | SPA, SOLAREDGE Manufacturer Rebate for # 310-0598, End Date 09/30/2020, Max Qty. 1000, 22107944, 4203252 Next Phase Electric | -66.94 |  | No | Other | Shippable | 0 |  | Not Applicable as per Item Classification |  | Not Applicable
953-3555 | 953-3555 | SPA, SOLAREDGE Manufacturer Rebate for # 310-0599, End Date 09/30/2020, Max Qty. 1000, 22107944, 4203252 Next Phase Electric | -33.47 |  | No | Other | Shippable | 0 |  | Not Applicable as per Item Classification |  | Not Applicable
953-3556 | 953-3556 | SPA, ENPHASE Manufacturer Rebate for # 321-0216, End Date 09/30/2020, Max Qty. 1000, Q-00000863, 89424 Creative Solar USA Inc | -12.83 |  | No | Other | Shippable | 0 |  | Not Applicable as per Item Classification |  | Not Applicable
953-3557 | 953-3557 | SPA, ENPHASE Manufacturer Rebate for # 321-0215, End Date 09/30/2020, Max Qty. 1000, Q-00000863, 89424 Creative Solar USA Inc | -13.46 |  | No | Other | Shippable | 0 |  | Not Applicable as per Item Classification |  | Not Applicable
953-3558 | 953-3558 | SPA, Enphase Manufacturer Rebate for # 321-0215, End Date 09/30/2020, Max Qty. 700, Q-00000692, 4271 HALCYON SOLAR CONSTRUCTION | -13.36 |  | No | Other | Shippable | 0 |  | Not Applicable as per Item Classification |  | Not Applicable
953-3559 | 953-3559 | SPA, Enphase Manufacturer Rebate for # 321-0216, End Date 09/30/2020, Max Qty. 700, Q-00000692, 4271 HALCYON SOLAR CONSTRUCTION | -13.14 |  | No | Other | Shippable | 0 |  | Not Applicable as per Item Classification |  | Not Applicable
953-3560 | 953-3560 | SPA, SolarEdge Manufacturer Rebate for # 565-0205, End Date 03/31/2020, Max Qty. , SOL180301, 121490 Energy Enterprises USA, Inc. dba Canopy Energy | -11.56 |  | No | Other | Shippable | 0 |  | Not Applicable as per Item Classification |  | Not Applicable
953-3561 | 953-3561 | SPA, SolarEdge Manufacturer Rebate for # 565-0220, End Date 03/31/2021, Max Qty. , SOL358, 121490 Energy Enterprises USA, Inc. dba Canopy Energy | -10.77 |  | No | Other | Shippable | 0 |  | Not Applicable as per Item Classification |  | Not Applicable
953-3562 | 953-3562 | SPA, SolarEdge Manufacturer Rebate for # 565-0211, End Date 03/31/2021, Max Qty. , SOL358, 121490 Energy Enterprises USA, Inc. dba Canopy Energy | -10.45 |  | No | Other | Shippable | 0 |  | Not Applicable as per Item Classification |  | Not Applicable
953-3563 | 953-3563 | SPA, SolarEdge Manufacturer Rebate for # 565-0206, End Date 03/31/2021, Max Qty. , SOL358, 121490 Energy Enterprises USA, Inc. dba Canopy Energy | -10.45 |  | No | Other | Shippable | 0 |  | Not Applicable as per Item Classification |  | Not Applicable
953-3564 | 953-3564 | SPA, SolarEdge Manufacturer Rebate for # 565-0194, End Date 03/31/2021, Max Qty. , SOL358, 121490 Energy Enterprises USA, Inc. dba Canopy Energy | -12.52 |  | No | Other | Shippable | 0 |  | Not Applicable as per Item Classification |  | Not Applicable
953-3565 | 953-3565 | SPA, SolarEdge Manufacturer Rebate for # 565-0224, End Date 03/31/2021, Max Qty. , SOL358, 121490 Energy Enterprises USA, Inc. dba Canopy Energy | -8.25 |  | No | Other | Shippable | 0 |  | Not Applicable as per Item Classification |  | Not Applicable
953-3566 | 953-3566 | SPA, SolarEdge Manufacturer Rebate for # 565-0108, End Date 03/31/2021, Max Qty. , SOL358, 121490 Energy Enterprises USA, Inc. dba Canopy Energy | -12.72 |  | No | Other | Shippable | 0 |  | Not Applicable as per Item Classification |  | Not Applicable
953-3567 | 953-3567 | SPA, SolarEdge Manufacturer Rebate for # 310-0595, End Date 03/31/2021, Max Qty. , SOL358, 121490 Energy Enterprises USA, Inc. dba Canopy Energy | -84.01 |  | No | Other | Shippable | 0 |  | Not Applicable as per Item Classification |  | Not Applicable
953-3568 | 953-3568 | SPA, SolarEdge Manufacturer Rebate for # 310-0614, End Date 03/31/2021, Max Qty. , SOL358, 121490 Energy Enterprises USA, Inc. dba Canopy Energy | -91.75 |  | No | Other | Shippable | 0 |  | Not Applicable as per Item Classification |  | Not Applicable
953-3569 | 953-3569 | SPA, SolarEdge Manufacturer Rebate for # 310-0618, End Date 03/31/2021, Max Qty. , SOL358, 121490 Energy Enterprises USA, Inc. dba Canopy Energy | -69.99 |  | No | Other | Shippable | 0 |  | Not Applicable as per Item Classification |  | Not Applicable
953-3570 | 953-3570 | SPA, SolarEdge Manufacturer Rebate for # 310-0622, End Date 03/31/2021, Max Qty. , SOL358, 121490 Energy Enterprises USA, Inc. dba Canopy Energy | -10.07 |  | No | Other | Shippable | 0 |  | Not Applicable as per Item Classification |  | Not Applicable
953-3571 | 953-3571 | SPA, SolarEdge Manufacturer Rebate for # 310-0602, End Date 03/31/2021, Max Qty. , SOL358, 121490 Energy Enterprises USA, Inc. dba Canopy Energy | -48.38 |  | No | Other | Shippable | 0 |  | Not Applicable as per Item Classification |  | Not Applicable
953-3572 | 953-3572 | SPA, SolarEdge Manufacturer Rebate for # 310-0596, End Date 03/31/2021, Max Qty. , SOL358, 121490 Energy Enterprises USA, Inc. dba Canopy Energy | -181.77 |  | No | Other | Shippable | 0 |  | Not Applicable as per Item Classification |  | Not Applicable
953-3573 | 953-3573 | SPA, SolarEdge Manufacturer Rebate for # 310-0106, End Date 03/31/2021, Max Qty. , SOL358, 121490 Energy Enterprises USA, Inc. dba Canopy Energy | -93.87 |  | No | Other | Shippable | 0 |  | Not Applicable as per Item Classification |  | Not Applicable
953-3574 | 953-3574 | SPA, SolarEdge Manufacturer Rebate for # 310-0104, End Date 03/31/2021, Max Qty. , SOL358, 121490 Energy Enterprises USA, Inc. dba Canopy Energy | -95.37 |  | No | Other | Shippable | 0 |  | Not Applicable as per Item Classification |  | Not Applicable
953-3575 | 953-3575 | SPA, SolarEdge Manufacturer Rebate for # 310-0597, End Date 03/31/2021, Max Qty. , SOL358, 121490 Energy Enterprises USA, Inc. dba Canopy Energy | -182.4 |  | No | Other | Shippable | 0 |  | Not Applicable as per Item Classification |  | Not Applicable
953-3576 | 953-3576 | SPA, SolarEdge Manufacturer Rebate for # 310-0105, End Date 03/31/2021, Max Qty. , SOL358, 121490 Energy Enterprises USA, Inc. dba Canopy Energy | -84.34 |  | No | Other | Shippable | 0 |  | Not Applicable as per Item Classification |  | Not Applicable
953-3577 | 953-3577 | SPA, SolarEdge Manufacturer Rebate for # 310-0598, End Date 03/31/2021, Max Qty. , SOL358, 121490 Energy Enterprises USA, Inc. dba Canopy Energy | -188.92 |  | No | Other | Shippable | 0 |  | Not Applicable as per Item Classification |  | Not Applicable
953-3578 | 953-3578 | SPA, SolarEdge Manufacturer Rebate for # 310-0617, End Date 03/31/2021, Max Qty. , SOL358, 121490 Energy Enterprises USA, Inc. dba Canopy Energy | -116.37 |  | No | Other | Shippable | 0 |  | Not Applicable as per Item Classification |  | Not Applicable
953-3579 | 953-3579 | SPA, SolarEdge Manufacturer Rebate for # 310-0624, End Date 03/31/2021, Max Qty. , SOL358, 121490 Energy Enterprises USA, Inc. dba Canopy Energy | -101.34 |  | No | Other | Shippable | 0 |  | Not Applicable as per Item Classification |  | Not Applicable
953-3580 | 953-3580 | SPA, SolarEdge Manufacturer Rebate for # 310-0599, End Date 03/31/2021, Max Qty. , SOL358, 121490 Energy Enterprises USA, Inc. dba Canopy Energy | -122.42 |  | No | Other | Shippable | 0 |  | Not Applicable as per Item Classification |  | Not Applicable
953-3581 | 953-3581 | SPA, SolarEdge Manufacturer Rebate for # 310-0600, End Date 03/31/2021, Max Qty. , SOL358, 121490 Energy Enterprises USA, Inc. dba Canopy Energy | -126.78 |  | No | Other | Shippable | 0 |  | Not Applicable as per Item Classification |  | Not Applicable
953-3582 | 953-3582 | SPA, SolarEdge Manufacturer Rebate for # 310-0638, End Date 03/31/2021, Max Qty. , SOL358, 121490 Energy Enterprises USA, Inc. dba Canopy Energy | -62.95 |  | No | Other | Shippable | 0 |  | Not Applicable as per Item Classification |  | Not Applicable
953-3583 | 953-3583 | SPA, SolarEdge Manufacturer Rebate for # 310-0639, End Date 03/31/2021, Max Qty. , SOL358, 121490 Energy Enterprises USA, Inc. dba Canopy Energy | -70.23 |  | No | Other | Shippable | 0 |  | Not Applicable as per Item Classification |  | Not Applicable
953-3584 | 953-3584 | SPA, SolarEdge Manufacturer Rebate for # 310-0640, End Date 03/31/2021, Max Qty. , SOL358, 121490 Energy Enterprises USA, Inc. dba Canopy Energy | -185.91 |  | No | Other | Shippable | 0 |  | Not Applicable as per Item Classification |  | Not Applicable
953-3585 | 953-3585 | SPA, SolarEdge Manufacturer Rebate for # 310-0641, End Date 03/31/2021, Max Qty. , SOL358, 121490 Energy Enterprises USA, Inc. dba Canopy Energy | -147.5 |  | No | Other | Shippable | 0 |  | Not Applicable as per Item Classification |  | Not Applicable
953-3586 | 953-3586 | SPA, SolarEdge Manufacturer Rebate for # 310-0642, End Date 03/31/2021, Max Qty. , SOL358, 121490 Energy Enterprises USA, Inc. dba Canopy Energy | -167.05 |  | No | Other | Shippable | 0 |  | Not Applicable as per Item Classification |  | Not Applicable
953-3587 | 953-3587 | SPA, sonnen Manufacturer Rebate for # 349-0045, End Date12/31/2020, Max Qty.2 , City of Tucker Project SPA , 89424 Creative Solar USA inc | -2000 |  | No | Other | Shippable | 0 |  | Not Applicable as per Item Classification |  | Not Applicable
953-3588 | 953-3588 | "SPA, Enphase Manufacturer Rebate for # 321-0215, End Date 09/30/2020, Max Qty. 2500, Q-00000702, 4202934 Platinum Sales Group, LLC dba SunStor Solar | -12.36 |  | No | Other | Shippable | 0 |  | Not Applicable as per Item Classification |  | Not Applicable
953-3589 | 953-3589 | "SPA, Enphase Manufacturer Rebate for # 321-0216, End Date 09/30/2020, Max Qty. 2500, Q-00000702, 4202934 Platinum Sales Group, LLC dba SunStor Solar | -11.14 |  | No | Other | Shippable | 0 |  | Not Applicable as per Item Classification |  | Not Applicable
953-3590 | 953-3590 | SPA, Enphase Manufacturer Rebate for # 321-0215, End Date 09/30/2020, Max Qty. 500, Q-00001225, 80633 Solar Roof Dynamics LLC | -14.36 |  | No | Other | Shippable | 0 |  | Not Applicable as per Item Classification |  | Not Applicable
953-3591 | 953-3591 | SPA, Enphase Manufacturer Rebate for # 321-0216, End Date 09/30/2020, Max Qty. 500, Q-00001225, 80633 Solar Roof Dynamics LLC | -15.14 |  | No | Other | Shippable | 0 |  | Not Applicable as per Item Classification |  | Not Applicable
953-3592 | 953-3592 | SPA, Enphase Manufacturer Rebate for # 321-0223, End Date 09/30/2020, Max Qty. 500, Q-00001225, 80633 Solar Roof Dynamics LLC | -14.56 |  | No | Other | Shippable | 0 |  | Not Applicable as per Item Classification |  | Not Applicable
953-3593 | 953-3593 | SPA, Enphase Manufacturer Rebate for # 321-0215, End Date 09/30/2020, Max Qty. 1000, Q-00001117, 8426 High Definition Solar | -15.36 |  | No | Other | Shippable | 0 |  | Not Applicable as per Item Classification |  | Not Applicable
953-3594 | 953-3594 | SPA, Enphase Manufacturer Rebate for # 321-0216, End Date 09/30/2020, Max Qty. 1000, Q-00001117, 8426 High Definition Solar | -15.64 |  | No | Other | Shippable | 0 |  | Not Applicable as per Item Classification |  | Not Applicable
953-3595 | 953-3595 | "SPA, Panasonic Manufacturer Rebate for # 110-1127, End Date 09/30/2020, Max Qty. , PanaAddy, 80371 Addy Electric" | -27.56 |  | No | Other | Shippable | 0 |  | Not Applicable as per Item Classification |  | Not Applicable
953-3596 | 953-3596 | "SPA, Panasonic Manufacturer Rebate for # 110-1203, End Date 09/30/2020, Max Qty. , PanaAddy, 80371 Addy Electric" | -28.35 |  | No | Other | Shippable | 0 |  | Not Applicable as per Item Classification |  | Not Applicable
953-3597 | 953-3597 | SPA, Enphase Manufacturer Rebate for # 321-0215, End Date 09/30/2020, Max Qty. 1000, Q-00001118, 203742 Ilum Solar | -13.36 |  | No | Other | Shippable | 0 |  | Not Applicable as per Item Classification |  | Not Applicable
953-3598 | 953-3598 | SPA, Enphase Manufacturer Rebate for # 321-0216, End Date 09/30/2020, Max Qty. 1000, Q-00001118, 203742 Ilum Solar | -13.14 |  | No | Other | Shippable | 0 |  | Not Applicable as per Item Classification |  | Not Applicable
953-3599 | 953-3599 | SPA, Enphase Manufacturer Rebate for # 321-0219, End Date 09/30/2020, Max Qty. 1000, Q-00001118, 203742 Ilum Solar | -13.27 |  | No | Other | Shippable | 0 |  | Not Applicable as per Item Classification |  | Not Applicable
953-3600 | 953-3600 | SPA, Enphase Manufacturer Rebate for # 321-0215, End Date 09/30/2020, Max Qty. 800, Q-00001355, 4204140 solar solutions of America | -9.36 |  | No | Other | Shippable | 0 |  | Not Applicable as per Item Classification |  | Not Applicable
953-3601 | 953-3601 | SPA, Enphase Manufacturer Rebate for # 321-0215, End Date 09/30/2020, Max Qty. 5500, Q-00000460, 4204074 Ready Home Energy Inc | -31.36 |  | No | Other | Shippable | 0 |  | Not Applicable as per Item Classification |  | Not Applicable
953-3602 | 953-3602 | SPA, Panasonic Manufacturer Rebate for # 110-1127, End Date 09/30/2020, Max Qty. 325kW, PanaWHole Sun- drop shipped container (672), 82467 Whole Sun Designs Inc. | -63.86 |  | No | Other | Shippable | 0 |  | Not Applicable as per Item Classification |  | Not Applicable
953-3603 | 953-3603 | SPA, Panasonic Manufacturer Rebate for # 110-1127, End Date 09/30/2020, Max Qty. 325kW, PanaWhole Sun - drop shipped 1/2 container (336), 82467 Whole Sun Designs Inc. | -57.26 |  | No | Other | Shippable | 0 |  | Not Applicable as per Item Classification |  | Not Applicable
953-3604 | 953-3604 | SPA, Panasonic Manufacturer Rebate for # 110-1127, End Date 09/30/2020, Max Qty. , PANANewport, 4203536 Newport Electric Construction Corp dba NEC Solar | -16.5 |  | No | Other | Shippable | 0 |  | Not Applicable as per Item Classification |  | Not Applicable
953-3605 | 953-3605 | SPA, Panasonic Manufacturer Rebate for # 110-1223, End Date 09/30/2020, Max Qty. , PANANewport, 4203536 Newport Electric Construction Corp dba NEC Solar | -16.25 |  | No | Other | Shippable | 0 |  | Not Applicable as per Item Classification |  | Not Applicable
953-3606 | 953-3606 | SPA, Panasonic Manufacturer Rebate for # 110-1203, End Date 09/30/2020, Max Qty. , PANANewport, 4203536 Newport Electric Construction Corp dba NEC Solar | -17 |  | No | Other | Shippable | 0 |  | Not Applicable as per Item Classification |  | Not Applicable
953-3607 | 953-3607 | SPA, Enphase Manufacturer Rebate for # 321-0219, End Date 09/30/2020, Max Qty. 2500, Q-00000747, 88629 - American Design and Build | -16.74 |  | No | Other | Shippable | 0 |  | Not Applicable as per Item Classification |  | Not Applicable
953-3608 | 953-3608 | SPA, Enphase Manufacturer Rebate for # 321-0215, End Date 09/30/2020, Max Qty. 2500, Q-00000747, 88629 - American Design and Build | -22.36 |  | No | Other | Shippable | 0 |  | Not Applicable as per Item Classification |  | Not Applicable
953-3609 | 953-3609 | SPA, Enphase Manufacturer Rebate for # 321-0216, End Date 09/30/2020, Max Qty. 2500, Q-00000747, 88629 - American Design and Build | -21.14 |  | No | Other | Shippable | 0 |  | Not Applicable as per Item Classification |  | Not Applicable
953-3610 | 953-3610 | SPA, Enphase Manufacturer Rebate for # 321-0215, End Date 09/30/2020, Max Qty. 2500, Q-00000864, 4202950 - Revolution Solar | -17.86 |  | No | Other | Shippable | 0 |  | Not Applicable as per Item Classification |  | Not Applicable
953-3611 | 953-3611 | SPA, Enphase Manufacturer Rebate for # 321-0216, End Date 09/30/2020, Max Qty. 2500, Q-00000864, 4202950 - Revolution Solar | -17.64 |  | No | Other | Shippable | 0 |  | Not Applicable as per Item Classification |  | Not Applicable
953-3612 | 953-3612 | SPA, Enphase Manufacturer Rebate for # 321-0219, End Date 09/30/2020, Max Qty. 5, Q-00000820, 10454 - Solar Solution LLC | -26.47 |  | No | Other | Shippable | 0 |  | Not Applicable as per Item Classification |  | Not Applicable
953-3613 | 953-3613 | SPA, Enphase Manufacturer Rebate for # 321-0215, End Date 09/30/2020, Max Qty. 5, Q-00000820, 10454 - Solar Solution LLC | -26.66 |  | No | Other | Shippable | 0 |  | Not Applicable as per Item Classification |  | Not Applicable
953-3614 | 953-3614 | SPA, Enphase Manufacturer Rebate for # 321-0216, End Date 09/30/2020, Max Qty. 5000, Q-00000820, 10454 - Solar Solution LLC | -26.04 |  | No | Other | Shippable | 0 |  | Not Applicable as per Item Classification |  | Not Applicable
953-3615 | 953-3615 | SPA, Panasonic Manufacturer Rebate for # 110-1127, End Date 09/30/2020, Max Qty. , Panasonic SPA Milestone Solar , 7748 Milestone Solar | -9.9 |  | No | Other | Shippable | 0 |  | Not Applicable as per Item Classification |  | Not Applicable
953-3616 | 953-3616 | SPA, Panasonic Manufacturer Rebate for # 112-0008, End Date 09/30/2020, Max Qty. , Panasonic SPA Milestone Solar , 7748 Milestone Solar | -9.9 |  | No | Other | Shippable | 0 |  | Not Applicable as per Item Classification |  | Not Applicable
953-3617 | 953-3617 | SPA, Panasonic Manufacturer Rebate for # 110-1223, End Date 09/30/2020, Max Qty. , Panasonic SPA Milestone Solar , 7748 Milestone Solar | -9.75 |  | No | Other | Shippable | 0 |  | Not Applicable as per Item Classification |  | Not Applicable
953-3618 | 953-3618 | SPA, Panasonic Manufacturer Rebate for # 110-1202, End Date 09/30/2020, Max Qty. , Panasonic SPA Milestone Solar , 7748 Milestone Solar | -10.05 |  | No | Other | Shippable | 0 |  | Not Applicable as per Item Classification |  | Not Applicable
953-3619 | 953-3619 | SPA, Panasonic Manufacturer Rebate for # 110-1203, End Date 09/30/2020, Max Qty. , Panasonic SPA Milestone Solar , 7748 Milestone Solar | -10.2 |  | No | Other | Shippable | 0 |  | Not Applicable as per Item Classification |  | Not Applicable
953-3620 | 953-3620 | SPA, Enphase Manufacturer Rebate for # 321-0215, End Date 09/30/2020, Max Qty. 1000, Q-00001117, 8426 High Definition Solar | -16.36 |  | No | Other | Shippable | 0 |  | Not Applicable as per Item Classification |  | Not Applicable
953-3621 | 953-3621 | SPA, Enphase Manufacturer Rebate for # 321-0216, End Date 09/30/2020, Max Qty. 1000, Q-00001117, 8426 High Definition Solar | -16.64 |  | No | Other | Shippable | 0 |  | Not Applicable as per Item Classification |  | Not Applicable
953-3622 | 953-3622 | SPA, Enphase Manufacturer Rebate for # 321-0215, End Date 09/30/2020, Max Qty. 1100, Q-00001086, 88596 American Array Solar | -16.76 |  | No | Other | Shippable | 0 |  | Not Applicable as per Item Classification |  | Not Applicable
953-3623 | 953-3623 | SPA, Enphase Manufacturer Rebate for # 321-0216, End Date 09/30/2020, Max Qty. 1100, Q-00001086, 88596 American Array Solar | -17.14 |  | No | Other | Shippable | 0 |  | Not Applicable as per Item Classification |  | Not Applicable
953-3624 | 953-3624 | SPA, Enphase Manufacturer Rebate for # 321-0219, End Date 09/30/2020, Max Qty. 1100, Q-00001086, 88596 American Array Solar | -17.67 |  | No | Other | Shippable | 0 |  | Not Applicable as per Item Classification |  | Not Applicable
953-3625 | 953-3625 | SPA, Enphase Manufacturer Rebate for # 321-0223, End Date 09/30/2020, Max Qty. 500, Q-00000915, 3853 Wholesale Solar, Inc | -21.86 |  | No | Other | Shippable | 0 |  | Not Applicable as per Item Classification |  | Not Applicable
953-3626 | 953-3626 | SPA, Enphase Manufacturer Rebate for # 321-0216, End Date 09/30/2020, Max Qty. 500, Q-00000915, 3853 Wholesale Solar, Inc | -19.64 |  | No | Other | Shippable | 0 |  | Not Applicable as per Item Classification |  | Not Applicable
953-3627 | 953-3627 | SPA, Enphase Manufacturer Rebate for # 321-0215, End Date 09/30/2020, Max Qty. 800, Q-00001682, 7121 Solar Alternatives Inc | -13.83 |  | No | Other | Shippable | 0 |  | Not Applicable as per Item Classification |  | Not Applicable
953-3628 | 953-3628 | SPA, Enphase Manufacturer Rebate for # 321-0216, End Date 09/30/2020, Max Qty. 800, Q-00001682, 7121 Solar Alternatives Inc | -13.21 |  | No | Other | Shippable | 0 |  | Not Applicable as per Item Classification |  | Not Applicable
953-3629 | 953-3629 | SPA, Enphase Manufacturer Rebate for # 321-0216, End Date 11/11/2020, Max Qty. not listed, Q-00000295, 82214 Bermuda Engineering | -40.14 |  | No | Other | Shippable | 0 |  | Not Applicable as per Item Classification |  | Not Applicable
953-3630 | 953-3630 | SPA, Enphase Manufacturer Rebate for # 360-0322, End Date 11/11/2020, Max Qty. not listed, Q-00000295, 82214 Bermuda Engineering | -7.5 |  | No | Other | Shippable | 0 |  | Not Applicable as per Item Classification |  | Not Applicable
953-3631 | 953-3631 | SPA, Panasonic Manufacturer Rebate for # 112-0008, End Date 09/30/2020, Max Qty. 250kw, Panasonic FirstPV Inc dba SolarUnion, 80786 FirstPV Inc dba SolarUnion | -42.02 |  | No | Other | Shippable | 0 |  | Not Applicable as per Item Classification |  | Not Applicable
953-3632 | 953-3632 | SPA, Panasonic Manufacturer Rebate for # 110-1127, End Date 09/30/2020, Max Qty. 250kw, Panasonic FirstPV Inc dba SolarUnion, 80786 FirstPV Inc dba SolarUnion | -20.76 |  | No | Other | Shippable | 0 |  | Not Applicable as per Item Classification |  | Not Applicable
953-3633 | 953-3633 | SPA, Panasonic Manufacturer Rebate for # 110-1203, End Date 09/30/2020, Max Qty. 250kw, Panasonic FirstPV Inc dba SolarUnion, 80786 FirstPV Inc dba SolarUnion | -22.35 |  | No | Other | Shippable | 0 |  | Not Applicable as per Item Classification |  | Not Applicable
953-3634 | 953-3634 | SPA, Solaria Manufacturer Rebate for # 110-1176, End Date 12/31/2020, Max Qty. , Solaria Platnum , 2109 Kaitanna | -28.8 |  | No | Other | Shippable | 0 |  | Not Applicable as per Item Classification |  | Not Applicable
953-3635 | 953-3635 | SPA, Solaria Manufacturer Rebate for # 112-0010, End Date 12/31/2020, Max Qty. , Solaria Platnum , 2109 Kaitanna | -29.2 |  | No | Other | Shippable | 0 |  | Not Applicable as per Item Classification |  | Not Applicable
953-3636 | 953-3636 | SPA, Solaria Manufacturer Rebate for # 110-1222, End Date 12/31/2020, Max Qty. , Solaria Platnum , 2109 Kaitanna | -29.6 |  | No | Other | Shippable | 0 |  | Not Applicable as per Item Classification |  | Not Applicable
953-3637 | 953-3637 | SPA, Solaria Manufacturer Rebate for # 110-1176, End Date 09/30/2020, Max Qty. 500, Solaria Platnum, 4204295 Isolar | -21.6 |  | No | Other | Shippable | 0 |  | Not Applicable as per Item Classification |  | Not Applicable
953-3638 | 953-3638 | SPA, Solaria Manufacturer Rebate for # 112-0010, End Date 09/30/2020, Max Qty. 500, Solaria Platnum, 4204295 Isolar | -29.2 |  | No | Other | Shippable | 0 |  | Not Applicable as per Item Classification |  | Not Applicable
953-3639 | 953-3639 | SPA, Solaria Manufacturer Rebate for # 110-1222 , End Date 09/30/2020, Max Qty. 500, Solaria Platnum, 4204295 Isolar | -29.6 |  | No | Other | Shippable | 0 |  | Not Applicable as per Item Classification |  | Not Applicable
953-3640 | 953-3640 | SPA, Panasonic Manufacturer Rebate for # 110-1126, End Date 09/30/2020, Max Qty. 325kW, Panasonic SPA Blue Horizon, 1600 Blue Horizon Energy LLC | -36.86 |  | No | Other | Shippable | 0 |  | Not Applicable as per Item Classification |  | Not Applicable
953-3641 | 953-3641 | SPA, Panasonic Manufacturer Rebate for # 110-1127, End Date 09/30/2020, Max Qty. 325kW, Panasonic SPA Blue Horizon, 1600 Blue Horizon Energy LLC | -63.86 |  | No | Other | Shippable | 0 |  | Not Applicable as per Item Classification |  | Not Applicable
953-3642 | 953-3642 | SPA, Solaria Manufacturer Rebate for # 110-1176, End Date 12/24/2020, Max Qty. , Solaria Gold , 2109 Kaitanna | -25 |  | No | Other | Shippable | 0 |  | Not Applicable as per Item Classification |  | Not Applicable
953-3643 | 953-3643 | SPA, Solaria Manufacturer Rebate for # 112-0010, End Date 12/24/2020, Max Qty. , Solaria Gold , 2109 Kaitanna | -28.87 |  | No | Other | Shippable | 0 |  | Not Applicable as per Item Classification |  | Not Applicable
953-3644 | 953-3644 | SPA, Solaria Manufacturer Rebate for # 110-1222, End Date 12/24/2020, Max Qty. , Solaria Gold , 2109 Kaitanna | -22.37 |  | No | Other | Shippable | 0 |  | Not Applicable as per Item Classification |  | Not Applicable
953-3645 | 953-3645 | SPA, Solaria Manufacturer Rebate for # 110-1176, End Date 12/31/2020, Max Qty. 1000, Solaria Diamond, 203273 American Solar Management | -36 |  | No | Other | Shippable | 0 |  | Not Applicable as per Item Classification |  | Not Applicable
953-3646 | 953-3646 | SPA, Solaria Manufacturer Rebate for # 112-0010, End Date 12/31/2020, Max Qty. 1000, Solaria Diamond, 203273 American Solar Management | -36.5 |  | No | Other | Shippable | 0 |  | Not Applicable as per Item Classification |  | Not Applicable
953-3647 | 953-3647 | SPA, Solaria Manufacturer Rebate for # 110-1222, End Date 12/31/2020, Max Qty. 1000, Solaria Diamond, 203273 American Solar Management | -37 |  | No | Other | Shippable | 0 |  | Not Applicable as per Item Classification |  | Not Applicable
953-3648 | 953-3648 | SPA, Enphase Manufacturer Rebate for # 321-0219, End Date 09/30/2020, Max Qty. 100, Q-00001101, CU: Global Energy 4203946 | -14.77 |  | No | Other | Shippable | 0 |  | Not Applicable as per Item Classification |  | Not Applicable
953-3649 | 953-3649 | SPA, Enphase Manufacturer Rebate for # 321-0216, End Date 09/30/2020, Max Qty. 100, Q-00001101, CU: Global Energy 4203946 | -15.14 |  | No | Other | Shippable | 0 |  | Not Applicable as per Item Classification |  | Not Applicable
953-3650 | 953-3650 | SPA, Enphase Manufacturer Rebate for # 321-0215, End Date 09/30/2020, Max Qty. 600, Q-00001101, CU: Global Energy 4203946 | -14.36 |  | No | Other | Shippable | 0 |  | Not Applicable as per Item Classification |  | Not Applicable
953-3651 | 953-3651 | SPA, Solaria Manufacturer Rebate for # 110-1176, End Date 09/30/2020, Max Qty. 250, Solaria Gold , 202918 Magitek Energy Solutions, Inc. | -14.4 |  | No | Other | Shippable | 0 |  | Not Applicable as per Item Classification |  | Not Applicable
953-3652 | 953-3652 | SPA, Solaria Manufacturer Rebate for # 110-1222 , End Date 09/30/2020, Max Qty. 250, Solaria Gold , 202918 Magitek Energy Solutions, Inc. | -14.4 |  | No | Other | Shippable | 0 |  | Not Applicable as per Item Classification |  | Not Applicable
953-3653 | 953-3653 | SPA, Solaria Manufacturer Rebate for # 110-1176, End Date 09/30/2020, Max Qty. Max, Solaria Diamond, 3352 NexGen Construction Services Inc | -36 |  | No | Other | Shippable | 0 |  | Not Applicable as per Item Classification |  | Not Applicable
953-3654 | 953-3654 | SPA, Solaria Manufacturer Rebate for # 110-1222, End Date 09/30/2020, Max Qty. Max, Solaria Diamond, 3352 NexGen Construction Services Inc | -37 |  | No | Other | Shippable | 0 |  | Not Applicable as per Item Classification |  | Not Applicable
953-3655 | 953-3655 | SPA, Solaria Manufacturer Rebate for # 110-1176, End Date 09/30/2020, Max Qty. N/A, Solaria Platinum, 12713 Howe Custom Home Builders | 0 |  | No | Other | Shippable | 0 |  | Not Applicable as per Item Classification |  | Not Applicable
953-3656 | 953-3656 | SPA, Solaria Manufacturer Rebate for # 112-0010, End Date 09/30/2020, Max Qty. N/A, Solaria Platinum, 12713 Howe Custom Home Builders | -10.07 |  | No | Other | Shippable | 0 |  | Not Applicable as per Item Classification |  | Not Applicable
953-3657 | 953-3657 | SPA, Solaria Manufacturer Rebate for # 110-1222, End Date 09/30/2020, Max Qty. N/A, Solaria Platinum, 12713 Howe Custom Home Builders | -28.32 |  | No | Other | Shippable | 0 |  | Not Applicable as per Item Classification |  | Not Applicable
953-3658 | 953-3658 | SPA, Solaria Manufacturer Rebate for # 110-1176, End Date 09/30/2020, Max Qty. N/A, Solaria Platinum, 203721 CaliEnergy | -26 |  | No | Other | Shippable | 0 |  | Not Applicable as per Item Classification |  | Not Applicable
953-3659 | 953-3659 | SPA, Solaria Manufacturer Rebate for # 112-0010, End Date 09/30/2020, Max Qty. N/A, Solaria Platinum, 203721 CaliEnergy | -39.07 |  | No | Other | Shippable | 0 |  | Not Applicable as per Item Classification |  | Not Applicable
953-3660 | 953-3660 | SPA, Solaria Manufacturer Rebate for # 110-1222, End Date 09/30/2020, Max Qty. N/A, Solaria Platinum, 203721 CaliEnergy | -24.32 |  | No | Other | Shippable | 0 |  | Not Applicable as per Item Classification |  | Not Applicable
953-3661 | 953-3661 | SPA, Solaria Manufacturer Rebate for # 110-1222, End Date 09/30/2020, Max Qty. N/A, Solaria Platinum, 6294 MOHR POWER SOLAR INC | -30.92 |  | No | Other | Shippable | 0 |  | Not Applicable as per Item Classification |  | Not Applicable
953-3662 | 953-3662 | SPA, Solaria Manufacturer Rebate for # 110-1176, End Date 09/30/2020, Max Qty. N/A, Solaria Diamond, 4203946 Global Energy LLC | -36 |  | No | Other | Shippable | 0 |  | Not Applicable as per Item Classification |  | Not Applicable
953-3663 | 953-3663 | SPA, Solaria Manufacturer Rebate for # 110-1153, End Date 09/30/2020, Max Qty. N/A, Solaria Diamond, 4203946 Global Energy LLC | -38.08 |  | No | Other | Shippable | 0 |  | Not Applicable as per Item Classification |  | Not Applicable
953-3664 | 953-3664 | SPA, Solaria Manufacturer Rebate for # 112-0010, End Date 09/30/2020, Max Qty. N/A, Solaria Diamond, 4203946 Global Energy LLC | -36.5 |  | No | Other | Shippable | 0 |  | Not Applicable as per Item Classification |  | Not Applicable
953-3665 | 953-3665 | SPA, Solaria Manufacturer Rebate for # 110-1222, End Date 09/30/2020, Max Qty. N/A, Solaria Diamond, 4203946 Global Energy LLC | -37 |  | No | Other | Shippable | 0 |  | Not Applicable as per Item Classification |  | Not Applicable
953-3666 | 953-3666 | SPA, Panasonic Manufacturer Rebate for # 110-1127, End Date 09/30/2020, Max Qty. 250kW, PanaGR8, 80904 The Green Store Inc. dba GR8 Energy | -24.26 |  | No | Other | Shippable | 0 |  | Not Applicable as per Item Classification |  | Not Applicable
953-3667 | 953-3667 | SPA, Panasonic Manufacturer Rebate for # 110-1203, End Date 09/30/2020, Max Qty. 250kW, PanaGR8, 80904 The Green Store Inc. dba GR8 Energy | -27.15 |  | No | Other | Shippable | 0 |  | Not Applicable as per Item Classification |  | Not Applicable
953-3668 | 953-3668 | SPA, Panasonic Manufacturer Rebate for # 112-0008, End Date 09/30/2020, Max Qty. 250kW, PanaGR8, 80904 The Green Store Inc. dba GR8 Energy | -29.31 |  | No | Other | Shippable | 0 |  | Not Applicable as per Item Classification |  | Not Applicable
953-3669 | 953-3669 | SPA, Solaria Manufacturer Rebate for # 110-1176, End Date 09/30/2020, Max Qty. N/A, Gold, 80791 - McGuire Construction Services, Inc. | -15 |  | No | Other | Shippable | 0 |  | Not Applicable as per Item Classification |  | Not Applicable
953-3670 | 953-3670 | SPA, Solaria Manufacturer Rebate for # 112-0010, End Date 09/30/2020, Max Qty. N/A, Gold, 80791 - McGuire Construction Services, Inc. | -30.07 |  | No | Other | Shippable | 0 |  | Not Applicable as per Item Classification |  | Not Applicable
953-3671 | 953-3671 | SPA, Solaria Manufacturer Rebate for # 110-1222, End Date 09/30/2020, Max Qty. N/A, Gold, 80791 - McGuire Construction Services, Inc. | -15.32 |  | No | Other | Shippable | 0 |  | Not Applicable as per Item Classification |  | Not Applicable
953-3672 | 953-3672 | SPA, Solaria Manufacturer Rebate for # 110-1222, End Date 12/31/2020, Max Qty. , Solaria Platinum, 8095 MATSON SERVICES | -38.12 |  | No | Other | Shippable | 0 |  | Not Applicable as per Item Classification |  | Not Applicable
953-3673 | 953-3673 | SPA, Solaria Manufacturer Rebate for # 110-1222, End Date 12/31/2020, Max Qty. , Solaria Platinum, 9210 MASELLIS ELECTRIC | -38.12 |  | No | Other | Shippable | 0 |  | Not Applicable as per Item Classification |  | Not Applicable
953-3674 | 953-3674 | SPA, Panasonic Manufacturer Rebate for # 110-1127, End Date 09/30/2020, Max Qty. 150kW, Panasonic SPA Benton , 82152 Benton Electric, Inc. | -30.86 |  | No | Other | Shippable | 0 |  | Not Applicable as per Item Classification |  | Not Applicable
953-3675 | 953-3675 | SPA, Panasonic Manufacturer Rebate for # 110-1203, End Date 09/30/2020, Max Qty. 150kW, Panasonic SPA Benton , 82152 Benton Electric, Inc. | -33.92 |  | No | Other | Shippable | 0 |  | Not Applicable as per Item Classification |  | Not Applicable
953-3676 | 953-3676 | SPA, Panasonic Manufacturer Rebate for # 110-1223, End Date 09/30/2020, Max Qty. 150kW, Panasonic SPA Benton , 82152 Benton Electric, Inc. | -30.4 |  | No | Other | Shippable | 0 |  | Not Applicable as per Item Classification |  | Not Applicable
953-3677 | 953-3677 | SPA, Solaria Manufacturer Rebate for # 110-1176, End Date 12/31/2020, Max Qty. Max, Solaria Gold , 120823 Giles Construction | -14.4 |  | No | Other | Shippable | 0 |  | Not Applicable as per Item Classification |  | Not Applicable
953-3678 | 953-3678 | SPA, Solaria Manufacturer Rebate for # 110-1222, End Date 12/31/2020, Max Qty. Max, Solaria Gold , 120823 Giles Construction | -14.8 |  | No | Other | Shippable | 0 |  | Not Applicable as per Item Classification |  | Not Applicable
953-3679 | 953-3679 | SPA, Solaria Manufacturer Rebate for # 112-0010, End Date 12/31/2020, Max Qty. Max, Solaria Gold , 120823 Giles Construction | -5.32 |  | No | Other | Shippable | 0 |  | Not Applicable as per Item Classification |  | Not Applicable
953-3680 | 953-3680 | SPA, Solaria Manufacturer Rebate for # 110-1153, End Date 09/30/2020, Max Qty. 500, Solaria Platinum, 1032 ElectriCare | -28.4 |  | No | Other | Shippable | 0 |  | Not Applicable as per Item Classification |  | Not Applicable
953-3681 | 953-3681 | SPA, Solaria Manufacturer Rebate for # 110-1176, End Date 09/30/2020, Max Qty. 500, Solaria Platinum, 1032 ElectriCare | -28.8 |  | No | Other | Shippable | 0 |  | Not Applicable as per Item Classification |  | Not Applicable
953-3682 | 953-3682 | SPA, Solaria Manufacturer Rebate for # 110-1222, End Date12/31/2020, Max Qty. 500, Diamond, 1032 ElectriCare | -36.5 |  | No | Other | Shippable | 0 |  | Not Applicable as per Item Classification |  | Not Applicable
953-3683 | 953-3683 | SPA, Solaria Manufacturer Rebate for # 112-0007, End Date 12/31/2020, Max Qty. 500, Solaria Diamond, 1032 ElectriCare | -35.5 |  | No | Other | Shippable | 0 |  | Not Applicable as per Item Classification |  | Not Applicable
953-3684 | 953-3684 | SPA, Solaria Manufacturer Rebate for # 112-0010, End Date 12/21/2020, Max Qty. 500, Solaria Platinum, 1032 ElectriCare | -36.5 |  | No | Other | Shippable | 0 |  | Not Applicable as per Item Classification |  | Not Applicable
953-3685 | 953-3685 | SPA, Panasonic Manufacturer Rebate for # 112-0008, End Date 09/30/2020, Max Qty. 500kw, Panasonic SPA American Array, 88596 American Array Solar | -59.02 |  | No | Other | Shippable | 0 |  | Not Applicable as per Item Classification |  | Not Applicable
953-3686 | 953-3686 | SPA, Panasonic Manufacturer Rebate for # 110-1127, End Date 09/30/2020, Max Qty. 500kw, Panasonic SPA American Array, 88596 American Array Solar | -27.56 |  | No | Other | Shippable | 0 |  | Not Applicable as per Item Classification |  | Not Applicable
953-3687 | 953-3687 | SPA, Panasonic Manufacturer Rebate for # 110-1203, End Date 09/30/2020, Max Qty. 500kw, Panasonic SPA American Array, 88596 American Array Solar | -30.55 |  | No | Other | Shippable | 0 |  | Not Applicable as per Item Classification |  | Not Applicable
953-3688 | 953-3688 | SPA, ENPHASE Manufacturer Rebate for # 321-0216, End Date 01/05/2021, Max Qty. 550, Q-00001514, 89424 Creative Solar USA Inc | -16.88 |  | No | Other | Shippable | 0 |  | Not Applicable as per Item Classification |  | Not Applicable
953-3689 | 953-3689 | SPA, Solaria Manufacturer Rebate for # 112-0010, End Date 09/30/2020, Max Qty. N/A, Gold, 4203036 - Viriya Solar LLC | -30.37 |  | No | Other | Shippable | 0 |  | Not Applicable as per Item Classification |  | Not Applicable
953-3690 | 953-3690 | SPA, Solaria Manufacturer Rebate for # 110-1222, End Date 09/30/2020, Max Qty. N/A, Gold, 4203036 - Viriya Solar LLC | -18.32 |  | No | Other | Shippable | 0 |  | Not Applicable as per Item Classification |  | Not Applicable
953-3691 | 953-3691 | SPA, Solaria Manufacturer Rebate for # 112-0010, End Date 09/30/2020, Max Qty. N/A, Gold, 7251 SUNSIDE SOLAR INC. | -30.37 |  | No | Other | Shippable | 0 |  | Not Applicable as per Item Classification |  | Not Applicable
953-3692 | 953-3692 | SPA, Solaria Manufacturer Rebate for # 110-1222, End Date 09/30/2020, Max Qty. N/A, Gold, 7251 SUNSIDE SOLAR INC. | -18.32 |  | No | Other | Shippable | 0 |  | Not Applicable as per Item Classification |  | Not Applicable
953-3693 | 953-3693 | SPA, Enphase Manufacturer Rebate for # 480-0124, End Date 09/30/2020, Max Qty. 50, Q-00001665, 30870 Icon Solar Power | -692.78 |  | No | Other | Shippable | 0 |  | Not Applicable as per Item Classification |  | Not Applicable
953-3694 | 953-3694 | SPA, Enphase Manufacturer Rebate for # 480-0123, End Date 09/30/2020, Max Qty. 50, Q-00001665, 30870 Icon Solar Power | -437.67 |  | No | Other | Shippable | 0 |  | Not Applicable as per Item Classification |  | Not Applicable
953-3695 | 953-3695 | SPA, Solaria Manufacturer Rebate for # 110-1222, End Date 11/01/2020, Max Qty. 1000, Solaria Platinum, 4348 Willpower Electric | -29.6 |  | No | Other | Shippable | 0 |  | Not Applicable as per Item Classification |  | Not Applicable
953-3696 | 953-3696 | SPA, Solaria Manufacturer Rebate for # 112-0010, End Date 11/01/2020, Max Qty. 1000, Solaria Platinum, 4348 Willpower Electric | -29.2 |  | No | Other | Shippable | 0 |  | Not Applicable as per Item Classification |  | Not Applicable
953-3697 | 953-3697 | SPA, Enphase Manufacturer Rebate for # 321-0223, End Date 09/30/2020, Max Qty. 800, Q-00001682, 7121 Solar Alternatives Inc | -27.75 |  | No | Other | Shippable | 0 |  | Not Applicable as per Item Classification |  | Not Applicable
953-3698 | 953-3698 | SPA, SolarEdge Manufacturer Rebate for # 310-0594, End Date 09/30/2020, Max Qty. 1000, SOL594, 4204007:1 Solar Electric Texas-LoanPal | -115.33 |  | No | Other | Shippable | 0 |  | Not Applicable as per Item Classification |  | Not Applicable
953-3699 | 953-3699 | SPA, SolarEdge Manufacturer Rebate for # 310-0595, End Date 09/30/2020, Max Qty. 1000, SOL594, 4204007:1 Solar Electric Texas-LoanPal | -110.25 |  | No | Other | Shippable | 0 |  | Not Applicable as per Item Classification |  | Not Applicable
953-3700 | 953-3700 | SPA, SolarEdge Manufacturer Rebate for # 310-0596, End Date 09/30/2020, Max Qty. 1000, SOL594, 4204007:1 Solar Electric Texas-LoanPal | -227.2 |  | No | Other | Shippable | 0 |  | Not Applicable as per Item Classification |  | Not Applicable
953-3701 | 953-3701 | SPA, SolarEdge Manufacturer Rebate for # 310-0597, End Date 09/30/2020, Max Qty. 1000, SOL594, 4204007:1 Solar Electric Texas-LoanPal | -227.2 |  | No | Other | Shippable | 0 |  | Not Applicable as per Item Classification |  | Not Applicable
953-3702 | 953-3702 | SPA, SolarEdge Manufacturer Rebate for # 310-0598, End Date 09/30/2020, Max Qty. 1000, SOL594, 4204007:1 Solar Electric Texas-LoanPal | -227.2 |  | No | Other | Shippable | 0 |  | Not Applicable as per Item Classification |  | Not Applicable
953-3703 | 953-3703 | SPA, SolarEdge Manufacturer Rebate for # 310-0599, End Date 09/30/2020, Max Qty. 1000, SOL594, 4204007:1 Solar Electric Texas-LoanPal | -146.3 |  | No | Other | Shippable | 0 |  | Not Applicable as per Item Classification |  | Not Applicable
953-3704 | 953-3704 | SPA, SolarEdge Manufacturer Rebate for # 310-0600, End Date 09/30/2020, Max Qty. 1000, SOL594, 4204007:1 Solar Electric Texas-LoanPal | -146.3 |  | No | Other | Shippable | 0 |  | Not Applicable as per Item Classification |  | Not Applicable
953-3705 | 953-3705 | SPA, SolarEdge Manufacturer Rebate for # 565-0205, End Date 09/30/2020, Max Qty. 1000, SOL594, 4204007:1 Solar Electric Texas-LoanPal | -10.8 |  | No | Other | Shippable | 0 |  | Not Applicable as per Item Classification |  | Not Applicable
953-3706 | 953-3706 | SPA, SolarEdge Manufacturer Rebate for # 565-0220, End Date 09/30/2020, Max Qty. 1000, SOL594, 4204007:1 Solar Electric Texas-LoanPal | -10.8 |  | No | Other | Shippable | 0 |  | Not Applicable as per Item Classification |  | Not Applicable
953-3707 | 953-3707 | SPA, SolarEdge Manufacturer Rebate for # 565-0206, End Date 09/30/2020, Max Qty. 1000, SOL594, 4204007:1 Solar Electric Texas-LoanPal | -10.8 |  | No | Other | Shippable | 0 |  | Not Applicable as per Item Classification |  | Not Applicable
953-3708 | 953-3708 | SPA, Enphase Manufacturer Rebate for # 480-0123, End Date 09/30/2020, Max Qty. 10, Q-00000943, 203176 Energy Solutions Direct | -205 |  | No | Other | Shippable | 0 |  | Not Applicable as per Item Classification |  | Not Applicable
953-3709 | 953-3709 | SPA, Solaria Manufacturer Rebate for # 112-0010, End Date 12/31/2020, Max Qty. N/A, Diamond, 88603 Mega Power Electric Inc | -17.92 |  | No | Other | Shippable | 0 |  | Not Applicable as per Item Classification |  | Not Applicable
953-3710 | 953-3710 | SPA, Solaria Manufacturer Rebate for # 110-1222, End Date 12/31/2020, Max Qty. N/A, Diamond, 88603 Mega Power Electric Inc | -35.32 |  | No | Other | Shippable | 0 |  | Not Applicable as per Item Classification |  | Not Applicable
953-3711 | 953-3711 | SPA, SolarEdge Manufacturer Rebate for # 310-0599, End Date 09/30/2021, Max Qty. , SOL603, 203342 Solarize | -120.9365 |  | No | Other | Shippable | 0 |  | Not Applicable as per Item Classification |  | Not Applicable
953-3712 | 953-3712 | SPA, SolarEdge Manufacturer Rebate for # 310-0287, End Date 09/30/2021, Max Qty. , SOL603, 203342 Solarize | -126.7138 |  | No | Other | Shippable | 0 |  | Not Applicable as per Item Classification |  | Not Applicable
953-3713 | 953-3713 | SPA, SolarEdge Manufacturer Rebate for # 310-0600, End Date 09/30/2021, Max Qty. , SOL603, 203342 Solarize | -125.3624 |  | No | Other | Shippable | 0 |  | Not Applicable as per Item Classification |  | Not Applicable
953-3714 | 953-3714 | SPA, SolarEdge Manufacturer Rebate for # 310-0289, End Date 09/30/2021, Max Qty. , SOL603, 203342 Solarize | -135.9355 |  | No | Other | Shippable | 0 |  | Not Applicable as per Item Classification |  | Not Applicable
953-3715 | 953-3715 | SPA, SolarEdge Manufacturer Rebate for # 310-0607, End Date 09/30/2021, Max Qty. , SOL603, 203342 Solarize | -31.0588 |  | No | Other | Shippable | 0 |  | Not Applicable as per Item Classification |  | Not Applicable
953-3716 | 953-3716 | SPA, SolarEdge Manufacturer Rebate for # 310-0290, End Date 09/30/2021, Max Qty. , SOL603, 203342 Solarize | -141.7119 |  | No | Other | Shippable | 0 |  | Not Applicable as per Item Classification |  | Not Applicable
953-3717 | 953-3717 | SPA, SolarEdge Manufacturer Rebate for # 310-0199, End Date 09/30/2021, Max Qty. , SOL603, 203342 Solarize | -14.83 |  | No | Other | Shippable | 0 |  | Not Applicable as per Item Classification |  | Not Applicable
953-3718 | 953-3718 | SPA, SolarEdge Manufacturer Rebate for # 310-0614, End Date 09/30/2021, Max Qty. , SOL603, 203342 Solarize | -90.3544 |  | No | Other | Shippable | 0 |  | Not Applicable as per Item Classification |  | Not Applicable
953-3719 | 953-3719 | SPA, SolarEdge Manufacturer Rebate for # 310-0618, End Date 09/30/2021, Max Qty. , SOL603, 203342 Solarize | -94.9131 |  | No | Other | Shippable | 0 |  | Not Applicable as per Item Classification |  | Not Applicable
953-3720 | 953-3720 | SPA, SolarEdge Manufacturer Rebate for # 310-0622, End Date 09/30/2021, Max Qty. , SOL603, 203342 Solarize | -21.07 |  | No | Other | Shippable | 0 |  | Not Applicable as per Item Classification |  | Not Applicable
953-3721 | 953-3721 | SPA, SolarEdge Manufacturer Rebate for # 310-0595, End Date 09/30/2021, Max Qty. , SOL603, 203342 Solarize | -80.5375 |  | No | Other | Shippable | 0 |  | Not Applicable as per Item Classification |  | Not Applicable
953-3722 | 953-3722 | SPA, SolarEdge Manufacturer Rebate for # 310-0602, End Date 09/30/2021, Max Qty. , SOL603, 203342 Solarize | -34.5662 |  | No | Other | Shippable | 0 |  | Not Applicable as per Item Classification |  | Not Applicable
953-3723 | 953-3723 | SPA, SolarEdge Manufacturer Rebate for # 310-0283, End Date 09/30/2021, Max Qty. , SOL603, 203342 Solarize | -85.0762 |  | No | Other | Shippable | 0 |  | Not Applicable as per Item Classification |  | Not Applicable
953-3724 | 953-3724 | SPA, SolarEdge Manufacturer Rebate for # 310-0596, End Date 09/30/2021, Max Qty. , SOL603, 203342 Solarize | -153.0667 |  | No | Other | Shippable | 0 |  | Not Applicable as per Item Classification |  | Not Applicable
953-3725 | 953-3725 | SPA, SolarEdge Manufacturer Rebate for # 310-0104, End Date 09/30/2021, Max Qty. , SOL603, 203342 Solarize | -93.7216 |  | No | Other | Shippable | 0 |  | Not Applicable as per Item Classification |  | Not Applicable
953-3726 | 953-3726 | SPA, SolarEdge Manufacturer Rebate for # 310-0615, End Date 09/30/2021, Max Qty. , SOL603, 203342 Solarize | -162.8846 |  | No | Other | Shippable | 0 |  | Not Applicable as per Item Classification |  | Not Applicable
953-3727 | 953-3727 | SPA, SolarEdge Manufacturer Rebate for # 310-0284, End Date 09/30/2021, Max Qty. , SOL603, 203342 Solarize | -158.432 |  | No | Other | Shippable | 0 |  | Not Applicable as per Item Classification |  | Not Applicable
953-3728 | 953-3728 | SPA, SolarEdge Manufacturer Rebate for # 310-0603, End Date 09/30/2021, Max Qty. , SOL603, 203342 Solarize | -95.242 |  | No | Other | Shippable | 0 |  | Not Applicable as per Item Classification |  | Not Applicable
953-3729 | 953-3729 | SPA, SolarEdge Manufacturer Rebate for # 310-0106, End Date 09/30/2021, Max Qty. , SOL603, 203342 Solarize | -56.16 |  | No | Other | Shippable | 0 |  | Not Applicable as per Item Classification |  | Not Applicable
953-3730 | 953-3730 | SPA, SolarEdge Manufacturer Rebate for # 310-0619, End Date 09/30/2021, Max Qty. , SOL603, 203342 Solarize | -168.2499 |  | No | Other | Shippable | 0 |  | Not Applicable as per Item Classification |  | Not Applicable
953-3731 | 953-3731 | SPA, SolarEdge Manufacturer Rebate for # 310-0597, End Date 09/30/2021, Max Qty. , SOL603, 203342 Solarize | -154.7736 |  | No | Other | Shippable | 0 |  | Not Applicable as per Item Classification |  | Not Applicable
953-3732 | 953-3732 | SPA, SolarEdge Manufacturer Rebate for # 310-0105, End Date 09/30/2021, Max Qty. , SOL603, 203342 Solarize | -59.6 |  | No | Other | Shippable | 0 |  | Not Applicable as per Item Classification |  | Not Applicable
953-3733 | 953-3733 | SPA, SolarEdge Manufacturer Rebate for # 310-0604, End Date 09/30/2021, Max Qty. , SOL603, 203342 Solarize | -94.6989 |  | No | Other | Shippable | 0 |  | Not Applicable as per Item Classification |  | Not Applicable
953-3734 | 953-3734 | SPA, SolarEdge Manufacturer Rebate for # 310-0107, End Date 09/30/2021, Max Qty. , SOL603, 203342 Solarize | -170.2934 |  | No | Other | Shippable | 0 |  | Not Applicable as per Item Classification |  | Not Applicable
953-3735 | 953-3735 | SPA, SolarEdge Manufacturer Rebate for # 310-0598, End Date 09/30/2021, Max Qty. , SOL603, 203342 Solarize | -161.5793 |  | No | Other | Shippable | 0 |  | Not Applicable as per Item Classification |  | Not Applicable
953-3736 | 953-3736 | SPA, SolarEdge Manufacturer Rebate for # 310-0617, End Date 09/30/2021, Max Qty. , SOL603, 203342 Solarize | -91.11 |  | No | Other | Shippable | 0 |  | Not Applicable as per Item Classification |  | Not Applicable
953-3738 | 953-3738 | SPA, SolarEdge Manufacturer Rebate for # 310-0286, End Date 09/30/2021, Max Qty. , SOL603, 203342 Solarize | -166.9443 |  | No | Other | Shippable | 0 |  | Not Applicable as per Item Classification |  | Not Applicable
953-3739 | 953-3739 | SPA, SolarEdge Manufacturer Rebate for # 310-0605, End Date 09/30/2021, Max Qty. , SOL603, 203342 Solarize | -4.3 |  | No | Other | Shippable | 0 |  | Not Applicable as per Item Classification |  | Not Applicable
953-3740 | 953-3740 | SPA, SolarEdge Manufacturer Rebate for # 310-0096, End Date 09/30/2021, Max Qty. , SOL603, 203342 Solarize | -176.7615 |  | No | Other | Shippable | 0 |  | Not Applicable as per Item Classification |  | Not Applicable
953-3741 | 953-3741 | SPA, SolarEdge Manufacturer Rebate for # 310-0621, End Date 09/30/2021, Max Qty. , SOL603, 203342 Solarize | -176.7615 |  | No | Other | Shippable | 0 |  | Not Applicable as per Item Classification |  | Not Applicable
953-3742 | 953-3742 | SPA, SolarEdge Manufacturer Rebate for # 310-0638, End Date 09/30/2021, Max Qty. , SOL603, 203342 Solarize | -106.0709 |  | No | Other | Shippable | 0 |  | Not Applicable as per Item Classification |  | Not Applicable
953-3743 | 953-3743 | SPA, SolarEdge Manufacturer Rebate for # 310-0639, End Date 09/30/2021, Max Qty. , SOL603, 203342 Solarize | -104.8124 |  | No | Other | Shippable | 0 |  | Not Applicable as per Item Classification |  | Not Applicable
953-3744 | 953-3744 | SPA, SolarEdge Manufacturer Rebate for # 310-0640, End Date 09/30/2021, Max Qty. , SOL603, 203342 Solarize | -179.4485 |  | No | Other | Shippable | 0 |  | Not Applicable as per Item Classification |  | Not Applicable
953-3745 | 953-3745 | SPA, SolarEdge Manufacturer Rebate for # 310-0641, End Date 09/30/2021, Max Qty. , SOL603, 203342 Solarize | -180.9835 |  | No | Other | Shippable | 0 |  | Not Applicable as per Item Classification |  | Not Applicable
953-3746 | 953-3746 | SPA, SolarEdge Manufacturer Rebate for # 310-0642, End Date 09/30/2021, Max Qty. , SOL603, 203342 Solarize | -188.5555 |  | No | Other | Shippable | 0 |  | Not Applicable as per Item Classification |  | Not Applicable
953-3747 | 953-3747 | SPA, SolarEdge Manufacturer Rebate for # 310-0623, End Date 09/30/2021, Max Qty. , SOL603, 203342 Solarize | -131.9887 |  | No | Other | Shippable | 0 |  | Not Applicable as per Item Classification |  | Not Applicable
953-3748 | 953-3748 | SPA, SolarEdge Manufacturer Rebate for # 310-0624, End Date 09/30/2021, Max Qty. , SOL603, 203342 Solarize | -18.81 |  | No | Other | Shippable | 0 |  | Not Applicable as per Item Classification |  | Not Applicable
953-3749 | 953-3749 | SPA, SolarEdge Manufacturer Rebate for # 310-0630, End Date 09/30/2021, Max Qty. , SOL603, 203342 Solarize | -21.07 |  | No | Other | Shippable | 0 |  | Not Applicable as per Item Classification |  | Not Applicable
953-3750 | 953-3750 | SPA, SolarEdge Manufacturer Rebate for # 310-0632, End Date 09/30/2021, Max Qty. , SOL603, 203342 Solarize | -18.81 |  | No | Other | Shippable | 0 |  | Not Applicable as per Item Classification |  | Not Applicable
953-3751 | 953-3751 | SPA, SolarEdge Manufacturer Rebate for # 565-0205, End Date 09/30/2021, Max Qty. , SOL603, 203342 Solarize | -7.9629 |  | No | Other | Shippable | 0 |  | Not Applicable as per Item Classification |  | Not Applicable
953-3752 | 953-3752 | SPA, SolarEdge Manufacturer Rebate for # 565-0220, End Date 09/30/2021, Max Qty. , SOL603, 203342 Solarize | -8.023 |  | No | Other | Shippable | 0 |  | Not Applicable as per Item Classification |  | Not Applicable
953-3753 | 953-3753 | SPA, SolarEdge Manufacturer Rebate for # 565-0211, End Date 09/30/2021, Max Qty. , SOL603, 203342 Solarize | -8.1835 |  | No | Other | Shippable | 0 |  | Not Applicable as per Item Classification |  | Not Applicable
953-3754 | 953-3754 | SPA, SolarEdge Manufacturer Rebate for # 565-0206, End Date 09/30/2021, Max Qty. , SOL603, 203342 Solarize | -8.1835 |  | No | Other | Shippable | 0 |  | Not Applicable as per Item Classification |  | Not Applicable
953-3755 | 953-3755 | SPA, SolarEdge Manufacturer Rebate for # 565-0226, End Date 09/30/2021, Max Qty. , SOL603, 203342 Solarize | -8.3214 |  | No | Other | Shippable | 0 |  | Not Applicable as per Item Classification |  | Not Applicable
953-3757 | 953-3757 | SPA, SolarEdge Manufacturer Rebate for # 565-0224, End Date 09/30/2021, Max Qty. , SOL603, 203342 Solarize | -8.5852 |  | No | Other | Shippable | 0 |  | Not Applicable as per Item Classification |  | Not Applicable
953-3758 | 953-3758 | SPA, SolarEdge Manufacturer Rebate for # 565-0108, End Date 09/30/2021, Max Qty. , SOL603, 203342 Solarize | -8.5852 |  | No | Other | Shippable | 0 |  | Not Applicable as per Item Classification |  | Not Applicable
953-3759 | 953-3759 | SPA, Solaria Manufacturer Rebate for # 110-1153, End Date 12/31/2020, Max Qty. 500, Platinum, 14010 Sigora Solar | -28.4 |  | No | Other | Shippable | 0 |  | Not Applicable as per Item Classification |  | Not Applicable
953-3760 | 953-3760 | SPA, Solaria Manufacturer Rebate for # 110-1176, End Date 12/31/2020, Max Qty. 500, Platinum, 14010 Sigora Solar | -28.8 |  | No | Other | Shippable | 0 |  | Not Applicable as per Item Classification |  | Not Applicable
953-3761 | 953-3761 | SPA, Solaria Manufacturer Rebate for # 110-1222, End Date 12/31/2020, Max Qty. 500, Diamond Plus, 14010 Sigora Solar | -51.8 |  | No | Other | Shippable | 0 |  | Not Applicable as per Item Classification |  | Not Applicable
953-3762 | 953-3762 | SPA, Solaria Manufacturer Rebate for # 112-0009, End Date 12/31/2020, Max Qty. 500, Platinum, 14010 Sigora Solar | -28 |  | No | Other | Shippable | 0 |  | Not Applicable as per Item Classification |  | Not Applicable
953-3763 | 953-3763 | SPA, Solaria Manufacturer Rebate for # 112-0010, End Date 12/31/2020, Max Qty. 500, Platinum, 14010 Sigora Solar | -29.2 |  | No | Other | Shippable | 0 |  | Not Applicable as per Item Classification |  | Not Applicable
953-3764 | 953-3764 | SPA, Manufacturer Rebate for # 110-1222, End Date 09/30/2020, Max Qty. , Platinum, 4203032 Paradise Renewable Inc | -28.32 |  | No | Other | Shippable | 0 |  | Not Applicable as per Item Classification |  | Not Applicable
953-3765 | 953-3765 | SPA, Solaria Manufacturer Rebate for # 110-1176, End Date 11/01/2020, Max Qty. 1000, Platinum, 4348 Willpower Electric | -22.1 |  | No | Other | Shippable | 0 |  | Not Applicable as per Item Classification |  | Not Applicable
953-3766 | 953-3766 | SPA, Solaria Manufacturer Rebate for # 110-1222, End Date 09/30/2020, Max Qty. , Platinum, 4203400 Burgad & Burgad | -27.92 |  | No | Other | Shippable | 0 |  | Not Applicable as per Item Classification |  | Not Applicable
953-3767 | 953-3767 | SPA, Solaria Manufacturer Rebate for # 110-1222, End Date 09/30/2020, Max Qty. , Platinum, 89803 Del Sol NRG | -27.92 |  | No | Other | Shippable | 0 |  | Not Applicable as per Item Classification |  | Not Applicable
953-3768 | 953-3768 | SPA, Solaria Corp Manufacturer Rebate for # 110-1176, End Date 10/31/2020, Max Qty. , Platinum, 203342 Solarize | -36 |  | No | Other | Shippable | 0 |  | Not Applicable as per Item Classification |  | Not Applicable
953-3769 | 953-3769 | SPA, Solaria Corp Manufacturer Rebate for # 112-0009, End Date 10/31/2020, Max Qty. , Platinum, 203342 Solarize | -35.8 |  | No | Other | Shippable | 0 |  | Not Applicable as per Item Classification |  | Not Applicable
953-3770 | 953-3770 | SPA, Solaria Corp Manufacturer Rebate for # 112-0010, End Date 10/31/2020, Max Qty. , Platinum, 203342 Solarize | -36.17 |  | No | Other | Shippable | 0 |  | Not Applicable as per Item Classification |  | Not Applicable
953-3771 | 953-3771 | SPA, Solaria Corp Manufacturer Rebate for # 110-1153, End Date 10/31/2020, Max Qty. , Platinum, 203342 Solarize | -34.53 |  | No | Other | Shippable | 0 |  | Not Applicable as per Item Classification |  | Not Applicable
953-3772 | 953-3772 | SPA, Solaria Corp Manufacturer Rebate for # 110-1222, End Date 10/31/2020, Max Qty. , Platinum, 203342 Solarize | -39.02 |  | No | Other | Shippable | 0 |  | Not Applicable as per Item Classification |  | Not Applicable
953-3773 | 953-3773 | SPA, Solaria Corp Manufacturer Rebate for # 110-1176, End Date 10/31/2020, Max Qty. , Diamond, 203602 Terry's Green Power Construction | -36 |  | No | Other | Shippable | 0 |  | Not Applicable as per Item Classification |  | Not Applicable
953-3774 | 953-3774 | SPA, Solaria Corp Manufacturer Rebate for # 112-0010, End Date 10/31/2020, Max Qty. , Diamond, 203602 Terry's Green Power Construction | -36.5 |  | No | Other | Shippable | 0 |  | Not Applicable as per Item Classification |  | Not Applicable
953-3775 | 953-3775 | SPA, Solaria Corp Manufacturer Rebate for # 110-1222, End Date 10/31/2020, Max Qty. , Diamond, 203602 Terry's Green Power Construction | -37 |  | No | Other | Shippable | 0 |  | Not Applicable as per Item Classification |  | Not Applicable
953-3776 | 953-3776 | SPA, Solaria Manufacturer Rebate for # 110-1176, End Date 12/31/2020, Max Qty. , Solaria Diamond, 4203411 Eco Development Group dba Active Solar | -36 |  | No | Other | Shippable | 0 |  | Not Applicable as per Item Classification |  | Not Applicable
953-3777 | 953-3777 | SPA, Solaria Manufacturer Rebate for # 112-0010, End Date 12/31/2020, Max Qty. , Solaria Diamond, 4203411 Eco Development Group dba Active Solar | -36.5 |  | No | Other | Shippable | 0 |  | Not Applicable as per Item Classification |  | Not Applicable
953-3778 | 953-3778 | SPA, Solaria Manufacturer Rebate for # 110-1153, End Date 12/31/2020, Max Qty. , Solaria Diamond, 4203411 Eco Development Group dba Active Solar | -35.5 |  | No | Other | Shippable | 0 |  | Not Applicable as per Item Classification |  | Not Applicable
953-3779 | 953-3779 | SPA, Solaria Manufacturer Rebate for # 110-1222, End Date 12/31/2020, Max Qty. , Solaria Diamond, 4203411 Eco Development Group dba Active Solar | -37 |  | No | Other | Shippable | 0 |  | Not Applicable as per Item Classification |  | Not Applicable
953-3780 | 953-3780 | SPA, Solaria Manufacturer Rebate for # 112-0007, End Date 12/31/2020, Max Qty. , Solaria Diamond, 4203411 Eco Development Group dba Active Solar | -35.5 |  | No | Other | Shippable | 0 |  | Not Applicable as per Item Classification |  | Not Applicable
953-3781 | 953-3781 | "SPA, Solaria Corp Manufacturer Rebate for # 110-1222, End Date 10/31/2020, Max Qty. , Diamond, 4203842 Bell Electrical Systems LLC" | -46.42 |  | No | Other | Shippable | 0 |  | Not Applicable as per Item Classification |  | Not Applicable
953-3782 | 953-3782 | SPA, Solaria Manufacturer Rebate for # 112-0010, End Date 12/31/2020, Max Qty. N/A, Diamond, 17808 Streamline Solar Power Systems, LLC | -45.77 |  | No | Other | Shippable | 0 |  | Not Applicable as per Item Classification |  | Not Applicable
953-3783 | 953-3783 | SPA, Solaria Manufacturer Rebate for # 110-1222, End Date 12/31/2020, Max Qty. N/A, Diamond, 17808 Streamline Solar Power Systems, LLC | -42.72 |  | No | Other | Shippable | 0 |  | Not Applicable as per Item Classification |  | Not Applicable
953-3784 | 953-3784 | SPA, Solaria Manufacturer Rebate for # 112-0010, End Date 12/31/2020, Max Qty. N/A, Gold, 4204354 Focus Solar Energy Inc | -26.07 |  | No | Other | Shippable | 0 |  | Not Applicable as per Item Classification |  | Not Applicable
953-3785 | 953-3785 | SPA, Solaria Manufacturer Rebate for # 110-1153, End Date 12/31/2020, Max Qty. N/A, Gold, 4204354 Focus Solar Energy Inc | -15.18 |  | No | Other | Shippable | 0 |  | Not Applicable as per Item Classification |  | Not Applicable
953-3786 | 953-3786 | SPA, Solaria Manufacturer Rebate for # 110-1222, End Date 12/31/2020, Max Qty. N/A, Gold, 4204354 Focus Solar Energy Inc | -17.32 |  | No | Other | Shippable | 0 |  | Not Applicable as per Item Classification |  | Not Applicable
953-3787 | 953-3787 | SPA, Solaria Manufacturer Rebate for # 110-1176, End Date 12/31/2020, Max Qty. Max, Solaria Gold, 7085 Sonpower, Inc. dba Harrison Electric & Solar | -14.4 |  | No | Other | Shippable | 0 |  | Not Applicable as per Item Classification |  | Not Applicable
953-3788 | 953-3788 | SPA, Solaria Manufacturer Rebate for # 112-0010, End Date 12/31/2020, Max Qty. Max, Solaria Gold, 7085 Sonpower, Inc. dba Harrison Electric & Solar | -14.6 |  | No | Other | Shippable | 0 |  | Not Applicable as per Item Classification |  | Not Applicable
953-3789 | 953-3789 | SPA, Solaria Manufacturer Rebate for # 110-1153, End Date 12/31/2020, Max Qty. Max, Solaria Gold, 7085 Sonpower, Inc. dba Harrison Electric & Solar | -14.2 |  | No | Other | Shippable | 0 |  | Not Applicable as per Item Classification |  | Not Applicable
953-3790 | 953-3790 | SPA, Solaria Manufacturer Rebate for # 110-1222, End Date 12/31/2020, Max Qty. Max, Solaria Gold, 7085 Sonpower, Inc. dba Harrison Electric & Solar | -14.8 |  | No | Other | Shippable | 0 |  | Not Applicable as per Item Classification |  | Not Applicable
953-3791 | 953-3791 | SPA, Enphase Manufacturer Rebate for # 321-0215, End Date 09/30/2020, Max Qty. 1000, Q-00001749, 4203978 Zenith Security | -22.5 |  | No | Other | Shippable | 0 |  | Not Applicable as per Item Classification |  | Not Applicable
953-3792 | 953-3792 | SPA, Enphase Manufacturer Rebate for # 321-0216, End Date 09/30/2020, Max Qty. 1000, Q-00001749, 4203978 Zenith Security | -22.57 |  | No | Other | Shippable | 0 |  | Not Applicable as per Item Classification |  | Not Applicable
953-3793 | 953-3793 | SPA, Solaria Manufacturer Rebate for # 112-0010, End Date 09/30/2020, Max Qty. ,Platinum, 4203400 Burgad & Burgad | -29.2 |  | No | Other | Shippable | 0 |  | Not Applicable as per Item Classification |  | Not Applicable
953-3794 | 953-3794 | SPA, Manufacturer Rebate for # 110-1222 , End Date 12/30/2020, Max Qty. , Solaria Platinum, 80290 - Alderete Pools/Solar | -24.32 |  | No | Other | Shippable | 0 |  | Not Applicable as per Item Classification |  | Not Applicable
953-3795 | 953-3795 | SPA, Solaria Manufacturer Rebate for # 110-1222, End Date 12/31/2020, Max Qty. 500, Solaria Platinum, 1547 Eco Direct | -29.32 |  | No | Other | Shippable | 0 |  | Not Applicable as per Item Classification |  | Not Applicable
953-3796 | 953-3796 | SPA, Solaria Manufacturer Rebate for # 112-0000, End Date 12/31/2020, Max Qty. 500, Solaria Platinum, 1547 Eco Direct | -37.57 |  | No | Other | Shippable | 0 |  | Not Applicable as per Item Classification |  | Not Applicable
953-3797 | 953-3797 | SPA, Enphase Manufacturer Rebate for # 321-0215, End Date 09/30/2020, Max Qty. 800, Q-00001749, 4204140 solar solutions of America | -9.36 |  | No | Other | Shippable | 0 |  | Not Applicable as per Item Classification |  | Not Applicable
953-3798 | 953-3798 | SPA, Enphase Manufacturer Rebate for # 321-0216, End Date 09/30/2020, Max Qty. 800, Q-00001749, 4204140 solar solutions of America | -9.36 |  | No | Other | Shippable | 0 |  | Not Applicable as per Item Classification |  | Not Applicable
953-3799 | 953-3799 | SPA, Solaria Manufacturer Rebate for # 112-0010, End Date 12/31/2020, Max Qty. N/A, Solaria Platinum, 1045 - VASCO SOLAR ENERGY CONST. | -39.07 |  | No | Other | Shippable | 0 |  | Not Applicable as per Item Classification |  | Not Applicable
953-3800 | 953-3800 | SPA, Solaria Manufacturer Rebate for # 110-1222, End Date 12/31/2020, Max Qty. N/A, Solaria Platinum, 1045 - VASCO SOLAR ENERGY CONST. | -35.32 |  | No | Other | Shippable | 0 |  | Not Applicable as per Item Classification |  | Not Applicable
953-3801 | 953-3801 | SPA, Sonnen Manufacturer Rebate for # 349-0045, End Date 08/31/2020, Max Qty. , Sonnen Light Up California, | -1500 |  | No | Other | Shippable | 0 |  | Not Applicable as per Item Classification |  | Not Applicable
953-3802 | 953-3802 | SPA, Sonnen Manufacturer Rebate for # 349-0046, End Date 08/31/2020, Max Qty. , Sonnen Light Up California, | -1500 |  | No | Other | Shippable | 0 |  | Not Applicable as per Item Classification |  | Not Applicable
953-3803 | 953-3803 | SPA, sonnen Manufacturer Rebate for # 349-0051, End Date 08/31/2020, Max Qty. , Sonnen Light Up California, | -1500 |  | No | Other | Shippable | 0 |  | Not Applicable as per Item Classification |  | Not Applicable
953-3804 | 953-3804 | SPA, sonnen Manufacturer Rebate for # 349-0052, End Date 08/31/2020, Max Qty. , Sonnen Light Up California, | -1500 |  | No | Other | Shippable | 0 |  | Not Applicable as per Item Classification |  | Not Applicable
953-3805 | 953-3805 | SPA, sonnen Manufacturer Rebate for # 349-0047, End Date 08/31/2020, Max Qty. , Sonnen Light Up California, | -1500 |  | No | Other | Shippable | 0 |  | Not Applicable as per Item Classification |  | Not Applicable
953-3806 | 953-3806 | SPA, sonnen Manufacturer Rebate for # 349-0048, End Date 08/31/2020, Max Qty. , Sonnen Light Up California, | -1500 |  | No | Other | Shippable | 0 |  | Not Applicable as per Item Classification |  | Not Applicable
953-3807 | 953-3807 | SPA, ENPHASE ENERGY Manufacturer Rebate for # 321-0215, End Date 02/02/2021, Max Qty. , Q-00001762, 4203842 Bell Electrical Systems LLC | -16.39 |  | No | Other | Shippable | 0 |  | Not Applicable as per Item Classification |  | Not Applicable
953-3808 | 953-3808 | SPA, ENPHASE ENERGY Manufacturer Rebate for # 321-0216, End Date 02/02/2021, Max Qty. , Q-00001762, 4203842 Bell Electrical Systems LLC | -15.77 |  | No | Other | Shippable | 0 |  | Not Applicable as per Item Classification |  | Not Applicable
953-3809 | 953-3809 | SPA, Solaria Manufacturer Rebate for # 112-0010, End Date 12/31/2020, Max Qty. Max, Solaria Platinum, 4204372 Slo Sun Energy Inc. | -29.2 |  | No | Other | Shippable | 0 |  | Not Applicable as per Item Classification |  | Not Applicable
953-3810 | 953-3810 | SPA, Solaria Manufacturer Rebate for # 110-1222, End Date 12/31/2020, Max Qty. Max, Solaria Platinum, 4204372 Slo Sun Energy Inc. | -29.6 |  | No | Other | Shippable | 0 |  | Not Applicable as per Item Classification |  | Not Applicable
953-3811 | 953-3811 | SPA, Enphase Manufacturer Rebate for # 321.0215, End Date 09/01/2020, Max Qty. 500, Q-00001777, 4204183 Sustainable Lighting Solutions | -11.36 |  | No | Other | Shippable | 0 |  | Not Applicable as per Item Classification |  | Not Applicable
953-3812 | 953-3812 | SPA, Enphase Manufacturer Rebate for # 321.0216, End Date 09/01/2020, Max Qty. 2500, Q-00001777, 4204183 Sustainable Lighting Solutions | -13.14 |  | No | Other | Shippable | 0 |  | Not Applicable as per Item Classification |  | Not Applicable
953-3813 | 953-3813 | SPA, Enphase Manufacturer Rebate for # 321-0219, End Date 09/01/2020, Max Qty. 5, Q-00001777, 4204183 Sustainable Lighting Solutions | -9.77 |  | No | Other | Shippable | 0 |  | Not Applicable as per Item Classification |  | Not Applicable
953-3814 | 953-3814 | SPA, Solaria Corp Manufacturer Rebate for # 110-1222, End Date 10/31/2020, Max Qty. , Solaria Gold , 4532 El Paso Green Energies LLC | -14.8 |  | No | Other | Shippable | 0 |  | Not Applicable as per Item Classification |  | Not Applicable
953-3815 | 953-3815 | SPA, Solaria Corp Manufacturer Rebate for # 110-1176, End Date 10/31/2020, Max Qty. , Solaria Gold , 4532 El Paso Green Energies LLC | -14.4 |  | No | Other | Shippable | 0 |  | Not Applicable as per Item Classification |  | Not Applicable
953-3816 | 953-3816 | SPA, Solaria Corp Manufacturer Rebate for # 112-0009, End Date 10/31/2020, Max Qty. , Solaria Gold , 4532 El Paso Green Energies LLC | -14 |  | No | Other | Shippable | 0 |  | Not Applicable as per Item Classification |  | Not Applicable
953-3817 | 953-3817 | SPA, Solaria Corp Manufacturer Rebate for # 112-0010, End Date 10/31/2020, Max Qty. , Solaria Gold , 4532 El Paso Green Energies LLC | -14.6 |  | No | Other | Shippable | 0 |  | Not Applicable as per Item Classification |  | Not Applicable
953-3818 | 953-3818 | SPA, Solaria Corp Manufacturer Rebate for # 110-1153, End Date 10/31/2020, Max Qty. , Solaria Gold , 4532 El Paso Green Energies LLC | -14.2 |  | No | Other | Shippable | 0 |  | Not Applicable as per Item Classification |  | Not Applicable
953-3819 | 953-3819 | SPA, Unirac Manufacturer Rebate for # 210-0190, End Date 6/30/2021, Max Qty. , Unirac SPA Zenith, 4203978 Zenith Security | -1.08 |  | No | Other | Shippable | 0 |  | Not Applicable as per Item Classification |  | Not Applicable
953-3820 | 953-3820 | SPA, SolarEdge Manufacturer Rebate for # 310-0604, End Date 03/31/2021, Max Qty. , SOL303, 31090 Posigen of Louisiana, LLC | -145.37 |  | No | Other | Shippable | 0 |  | Not Applicable as per Item Classification |  | Not Applicable
953-3821 | 953-3821 | SPA, SolarEdge Manufacturer Rebate for # 310-0605, End Date 03/31/2021, Max Qty. , SOL303, 31090 Posigen of Louisiana, LLC | -127.36 |  | No | Other | Shippable | 0 |  | Not Applicable as per Item Classification |  | Not Applicable
953-3822 | 953-3822 | SPA, SolarEdge Manufacturer Rebate for # 565-0220, End Date 03/31/2021, Max Qty. , SOL303, 31090 Posigen of Louisiana, LLC | -15.78 |  | No | Other | Shippable | 0 |  | Not Applicable as per Item Classification |  | Not Applicable
953-3823 | 953-3823 | SPA, SolarEdge Manufacturer Rebate for # 570-0199, End Date 03/31/2021, Max Qty. , SOL303, 31090 Posigen of Louisiana, LLC | -126.18 |  | No | Other | Shippable | 0 |  | Not Applicable as per Item Classification |  | Not Applicable
953-3824 | 953-3824 | SPA, Panasonic Manufacturer Rebate for # 110-1223, End Date 09/30/2020, Max Qty. 250kW, PanaGR8, 80904 The Green Store Inc. dba GR8 Energy | -20.65 |  | No | Other | Shippable | 0 |  | Not Applicable as per Item Classification |  | Not Applicable
953-3824-TEST | 953-3824-TEST | SPA, Panasonic Manufacturer Rebate for # 110-1223, End Date 09/30/2020, Max Qty. 250kW, PanaGR8, 80904 The Green Store Inc. dba GR8 Energy | -20.65 |  | No | Other | Shippable | 0 |  | Not Applicable as per Item Classification |  | Not Applicable
953-3824-TEST2 | 953-3824-TEST2 | SPA, Panasonic Manufacturer Rebate for # 110-1223, End Date 09/30/2020, Max Qty. 250kW, PanaGR8, 80904 The Green Store Inc. dba GR8 Energy | -20.65 |  | No | Other | Shippable | 0 |  | Not Applicable as per Item Classification |  | Not Applicable
953-3825 | 953-3825 | SPA, SolarEdge Manufacturer Rebate for # 310-0602, End Date 03/31/2021, Max Qty. , SOL303, 31090 Posigen of Louisiana, LLC | -241.47 |  | No | Other | Shippable | 0 |  | Not Applicable as per Item Classification |  | Not Applicable
953-3826 | 953-3826 | SPA, SolarEdge Manufacturer Rebate for # 310-0606, End Date 03/31/2021, Max Qty. , SOL303, 31090 Posigen of Louisiana, LLC | -384.25 |  | No | Other | Shippable | 0 |  | Not Applicable as per Item Classification |  | Not Applicable
953-3827 | 953-3827 | SPA, Solaria Manufacturer Rebate for # 110-1222, End Date 09/30/2020, Max Qty. Max, Gold, 83685 Beach Cities Solar Inc | -14.8 |  | No | Other | Shippable | 0 |  | Not Applicable as per Item Classification |  | Not Applicable
953-3828 | 953-3828 | SPA, Enphase Manufacturer Rebate for # 321-0215, End Date 09/30/2020, Max Qty. 3000, Q-00000942, 121176 American Builders and Contractors Supply Co dba: ABC Supply Co | -11.36 |  | No | Other | Shippable | 0 |  | Not Applicable as per Item Classification |  | Not Applicable
953-3829 | 953-3829 | SPA, Enphase Manufacturer Rebate for # 321-0216, End Date 09/30/2020, Max Qty. 3000, Q-00000942, 121176 American Builders and Contractors Supply Co dba: ABC Supply Co | -13.14 |  | No | Other | Shippable | 0 |  | Not Applicable as per Item Classification |  | Not Applicable
953-3830 | 953-3830 | SPA, Enphase Manufacturer Rebate for # 321-0223, End Date 09/30/2020, Max Qty. 3000, Q-00000942, 121176 American Builders and Contractors Supply Co dba: ABC Supply Co | -13.26 |  | No | Other | Shippable | 0 |  | Not Applicable as per Item Classification |  | Not Applicable
953-3831 | 953-3831 | SPA, Enphase Manufacturer Rebate for # 321-0219, End Date 09/30/2020, Max Qty. 3000, Q-00000942, 121176 American Builders and Contractors Supply Co dba: ABC Supply Co | -13.77 |  | No | Other | Shippable | 0 |  | Not Applicable as per Item Classification |  | Not Applicable
953-3832 | 953-3832 | SPA, Enphase Manufacturer Rebate for # 321-0215, End Date 01/30/2021, Max Qty. 22000, Q-00001717, 4204197 Solkraft Inc | -25.36 |  | No | Other | Shippable | 0 |  | Not Applicable as per Item Classification |  | Not Applicable
953-3833 | 953-3833 | SPA, Solaria Manufacturer Rebate for # 112-0010, End Date 12/31/2020, Max Qty. N/A, Gold, 3442 JK SOLAR | -24.07 |  | No | Other | Shippable | 0 |  | Not Applicable as per Item Classification |  | Not Applicable
953-3834 | 953-3834 | SPA, Solaria Manufacturer Rebate for # 110-1153, End Date 12/31/2020, Max Qty. N/A, Gold, 3442 JK SOLAR | -13.18 |  | No | Other | Shippable | 0 |  | Not Applicable as per Item Classification |  | Not Applicable
953-3835 | 953-3835 | SPA, Solaria Manufacturer Rebate for # 110-1222, End Date 12/31/2020, Max Qty. N/A, Gold, 3442 JK SOLAR | -15.32 |  | No | Other | Shippable | 0 |  | Not Applicable as per Item Classification |  | Not Applicable
953-3836 | 953-3836 | SPA, Solaria Corp Manufacturer Rebate for # 110-1222, End Date 09/30/2020, Max Qty. , SPA-2020Q3, 1609 ASPEN SOLAR INC. | -37 |  | No | Other | Shippable | 0 |  | Not Applicable as per Item Classification |  | Not Applicable
953-3837 | 953-3837 | SPA, Solaria Manufacturer Rebate for # 110-1153, End Date 01/00/1900, Max Qty. 250, SPA-2020Q2 Gold, 7253 SHIPPEE SOLAR & CONSTRUCTION | -14.2 |  | No | Other | Shippable | 0 |  | Not Applicable as per Item Classification |  | Not Applicable
953-3838 | 953-3838 | SPA, Solaria Manufacturer Rebate for # 112-0007, End Date 09/30/2020, Max Qty. 250, SPA-2020Q2 Gold, 7790 FOURTH COAST INC | -14.2 |  | No | Other | Shippable | 0 |  | Not Applicable as per Item Classification |  | Not Applicable
953-3839 | 953-3839 | SPA, Solaria Manufacturer Rebate for # 112-0010, End Date 09/30/2020, Max Qty. 250, SPA-2020Q2 Gold, 7790 FOURTH COAST INC | -14.6 |  | No | Other | Shippable | 0 |  | Not Applicable as per Item Classification |  | Not Applicable
953-3840 | 953-3840 | SPA, Solaria Manufacturer Rebate for # 110-1176, End Date 09/30/2020, Max Qty. 250, SPA-2020Q2 Gold, 7790 FOURTH COAST INC | -14.4 |  | No | Other | Shippable | 0 |  | Not Applicable as per Item Classification |  | Not Applicable
953-3841 | 953-3841 | SPA, Solaria Manufacturer Rebate for # 110-1153, End Date 09/30/2020, Max Qty. 250, SPA-2020Q2 Gold, 7790 FOURTH COAST INC | -14.2 |  | No | Other | Shippable | 0 |  | Not Applicable as per Item Classification |  | Not Applicable
953-3842 | 953-3842 | SPA, ENPHASE ENERGY Manufacturer Rebate for # 321-0215, End Date 09/30/2020, Max Qty. , Q-00001824, 6516 SOL-UP USA LLC | -13.83 |  | No | Other | Shippable | 0 |  | Not Applicable as per Item Classification |  | Not Applicable
953-3843 | 953-3843 | SPA, ENPHASE ENERGY Manufacturer Rebate for # 321-0216, End Date 09/30/2020, Max Qty. , Q-00001824, 6516 SOL-UP USA LLC | -13.21 |  | No | Other | Shippable | 0 |  | Not Applicable as per Item Classification |  | Not Applicable
953-3844 | 953-3844 | SPA, Solaria Manufacturer Rebate for # 110-1222, End Date 09/30/2020, Max Qty. , Platinum , 203596 I Love My Solar | -27.92 |  | No | Other | Shippable | 0 |  | Not Applicable as per Item Classification |  | Not Applicable
953-3845 | 953-3845 | SPA, Solaria Manufacturer Rebate for # 110-1222 End Date 12/31/2020, Max Qty. 500, Diamond, CU: 88596 American Array Solar | -50.75 |  | No | Other | Shippable | 0 |  | Not Applicable as per Item Classification |  | Not Applicable
953-3846 | 953-3846 | SPA, Solaria Manufacturer Rebate for # 110-1247 End Date 12/31/2020, Max Qty. 500, Diamond, CU: 88596 American Array Solar | -33.85 |  | No | Other | Shippable | 0 |  | Not Applicable as per Item Classification |  | Not Applicable
953-3847 | 953-3847 | SPA, Solaria Manufacturer Rebate for # 110-1222, End Date 09/30/2020, Max Qty. , Diamond, 3747 ACR Solar International Corp. (www.acrsolar.com) | -37 |  | No | Other | Shippable | 0 |  | Not Applicable as per Item Classification |  | Not Applicable
953-3848 | 953-3848 | SPA, Solaria, 370W Manufacturer Rebate for # 110-1222, End Date 12/31/2020, Max Qty. 1000, Diamond, 4203917 Fastrac Energy Services LLC | -42.12 |  | No | Other | Shippable | 0 |  | Not Applicable as per Item Classification |  | Not Applicable
953-3849 | 953-3849 | SPA, Solaria, 355W Manufacturer Rebate for # 110-1153, End Date 12/31/2020, Max Qty. 1000, Diamond, 4203917 Fastrac Energy Services LLC | -40.41 |  | No | Other | Shippable | 0 |  | Not Applicable as per Item Classification |  | Not Applicable
953-3850 | 953-3850 | SPA, Solaria Manufacturer Rebate for # 112-0010, End Date 12/31/2020, Max Qty. N/A, Gold, 6743 General Environmental Management Services, Inc. dba SolarGem Electrical | -28.07 |  | No | Other | Shippable | 0 |  | Not Applicable as per Item Classification |  | Not Applicable
953-3851 | 953-3851 | SPA, Solaria Manufacturer Rebate for # 110-1153, End Date 12/31/2020, Max Qty. N/A, Gold, 6743 General Environmental Management Services, Inc. dba SolarGem Electrical | -13.18 |  | No | Other | Shippable | 0 |  | Not Applicable as per Item Classification |  | Not Applicable
953-3852 | 953-3852 | SPA, Solaria Manufacturer Rebate for # 110-1222, End Date 12/31/2020, Max Qty. N/A, Gold, 6743 General Environmental Management Services, Inc. dba SolarGem Electrical |  |  | No | Other | Shippable | 0 |  | Not Applicable as per Item Classification |  | Not Applicable
953-3853 | 953-3853 | SPA, Solaria Manufacturer Rebate for # 110-1222, End Date 09/30/2020, Max Qty. , Platinum, 121698 Laibach Solar | -29.6 |  | No | Other | Shippable | 0 |  | Not Applicable as per Item Classification |  | Not Applicable
953-3854 | 953-3854 | SPA, ENPHASE Manufacturer Rebate for # 480-0124, End Date 09/30/2021, Max Qty. 80, Q-00001864, 89424 Creative Solar USA Inc | -799 |  | No | Other | Shippable | 0 |  | Not Applicable as per Item Classification |  | Not Applicable
953-3855 | 953-3855 | SPA, ENPHASE Manufacturer Rebate for # 480-0123, End Date 09/30/2021, Max Qty. 80, Q-00001864, 89424 Creative Solar USA Inc | -508 |  | No | Other | Shippable | 0 |  | Not Applicable as per Item Classification |  | Not Applicable
953-3856 | 953-3856 | SPA, Panasonic Manufacturer Rebate for # 110-1223, End Date 09/30/2020, Max Qty. , PanaADDY, 80371 Addy Electric | -27.15 |  | No | Other | Shippable | 0 |  | Not Applicable as per Item Classification |  | Not Applicable
953-3857 | 953-3857 | SPA, Solaria Manufacturer Rebate for # 110-1153, End Date 09/30/2020, Max Qty. , Diamond, 89558 Sugar Hollow, Inc | -35.5 |  | No | Other | Shippable | 0 |  | Not Applicable as per Item Classification |  | Not Applicable
953-3858 | 953-3858 | SPA, Enphase Manufacturer Rebate for # 480-0124, End Date 09/30/2020, Max Qty. 22, Q-00001958, 2625 PACIFIC BLUE SOLAR, INC | -310 |  | No | Other | Shippable | 0 |  | Not Applicable as per Item Classification |  | Not Applicable
953-3859 | 953-3859 | SPA, Enphase Manufacturer Rebate for # 480-0123, End Date 09/30/2020, Max Qty. 22, Q-00001958, 2625 PACIFIC BLUE SOLAR, INC | -288 |  | No | Other | Shippable | 0 |  | Not Applicable as per Item Classification |  | Not Applicable
953-3860 | 953-3860 | SPA, Solaria Manufacturer Rebate for # 110-1222, End Date 09/30/2020, Gold, 2625 CU: 4203164 Element Electric | -14.8 |  | No | Other | Shippable | 0 |  | Not Applicable as per Item Classification |  | Not Applicable
953-3861 | 953-3861 | SPA, Solaria Manufacturer Rebate for # 110-1153, End Date 12/31/2020, Max Qty. 500, Platinum, 4203647 Creative innovations, llc dba Pro Solar Installers | -17.75 |  | No | Other | Shippable | 0 |  | Not Applicable as per Item Classification |  | Not Applicable
953-3862 | 953-3862 | SPA, Solaria Manufacturer Rebate for # 110-1176, End Date 12/31/2020, Max Qty. 500, Platinum, 4203647 Creative innovations, llc dba Pro Solar Installers | -18 |  | No | Other | Shippable | 0 |  | Not Applicable as per Item Classification |  | Not Applicable
953-3863 | 953-3863 | SPA, Solaria Manufacturer Rebate for # 110-1247, End Date 12/31/2020, Max Qty. 500, Platinum, 4203647 Creative innovations, llc dba Pro Solar Installers | -18.25 |  | No | Other | Shippable | 0 |  | Not Applicable as per Item Classification |  | Not Applicable
953-3864 | 953-3864 | SPA, Solaria Manufacturer Rebate for # 110-1222, End Date 12/31/2020, Max Qty. 500, Platinum, 4203647 Creative innovations, llc dba Pro Solar Installers | -22.2 |  | No | Other | Shippable | 0 |  | Not Applicable as per Item Classification |  | Not Applicable
953-3865 | 953-3865 | SPA, Solaria Manufacturer Rebate for # 112-0009, End Date 12/31/2020, Max Qty. 500, Platinum, 4203647 Creative innovations, llc dba Pro Solar Installers | -17.5 |  | No | Other | Shippable | 0 |  | Not Applicable as per Item Classification |  | Not Applicable
953-3866 | 953-3866 | SPA, Solaria Manufacturer Rebate for # 112-0007, End Date 12/31/2020, Max Qty. 500, Platinum, 4203647 Creative innovations, llc dba Pro Solar Installers | -17.75 |  | No | Other | Shippable | 0 |  | Not Applicable as per Item Classification |  | Not Applicable
953-3867 | 953-3867 | SPA, Solaria Manufacturer Rebate for # 112-0010, End Date 12/31/2020, Max Qty. 500, Platinum, 4203647 Creative innovations, llc dba Pro Solar Installers | -18.25 |  | No | Other | Shippable | 0 |  | Not Applicable as per Item Classification |  | Not Applicable
953-3868 | 953-3868 | SPA, Enphase Manufacturer Rebate for # 321-0223, End Date 09/30/2020, Max Qty. 1000, Q-00001949, 4203647 Creative innovations, llc dba Pro Solar Installers | -18.42 |  | No | Other | Shippable | 0 |  | Not Applicable as per Item Classification |  | Not Applicable
953-3869 | 953-3869 | SPA, Enphase Manufacturer Rebate for # 321-0216, End Date 09/30/2020, Max Qty. 1000, Q-00001949, 4203647 Creative innovations, llc dba Pro Solar Installers | -17.06 |  | No | Other | Shippable | 0 |  | Not Applicable as per Item Classification |  | Not Applicable
953-3870 | 953-3870 | SPA, Enphase Manufacturer Rebate for # 321-0219, End Date 09/30/2020, Max Qty. 1000, Q-00001949, 4203647 Creative innovations, llc dba Pro Solar Installers | -17.86 |  | No | Other | Shippable | 0 |  | Not Applicable as per Item Classification |  | Not Applicable
953-3871 | 953-3871 | SPA, Enphase Manufacturer Rebate for # 480-0124, End Date 09/30/2020, Max Qty. 22, Q-00001992, 3352 NexGen Construction Services Inc | -310 |  | No | Other | Shippable | 0 |  | Not Applicable as per Item Classification |  | Not Applicable
953-3872 | 953-3872 | SPA, Enphase Manufacturer Rebate for # 480-0123, End Date 09/30/2020, Max Qty. 22, Q-00001992, 3352 NexGen Construction Services Inc | -288 |  | No | Other | Shippable | 0 |  | Not Applicable as per Item Classification |  | Not Applicable
953-3873 | 953-3873 | SPA, SolarEdge Manufacturer Rebate for # 310-0287, End Date 03/31/2021, Max Qty. , SOL277, 4204410 RG Electric dba Ambient Solar Energy | -131.5044 |  | No | Other | Shippable | 0 |  | Not Applicable as per Item Classification |  | Not Applicable
953-3874 | 953-3874 | SPA, SolarEdge Manufacturer Rebate for # 310-0600, End Date 03/31/2021, Max Qty. , SOL277, 4204410 RG Electric dba Ambient Solar Energy | -130.5911 |  | No | Other | Shippable | 0 |  | Not Applicable as per Item Classification |  | Not Applicable
953-3876 | 953-3876 | SPA, SolarEdge Manufacturer Rebate for # 310-0607, End Date 03/31/2021, Max Qty. , SOL277, 4204410 RG Electric dba Ambient Solar Energy | -34.4056 |  | No | Other | Shippable | 0 |  | Not Applicable as per Item Classification |  | Not Applicable
953-3878 | 953-3878 | SPA, SolarEdge Manufacturer Rebate for # 310-0199, End Date 03/31/2021, Max Qty. , SOL277, 4204410 RG Electric dba Ambient Solar Energy | -1.14 |  | No | Other | Shippable | 0 |  | Not Applicable as per Item Classification |  | Not Applicable
953-3881 | 953-3881 | SPA, SolarEdge Manufacturer Rebate for # 310-0622, End Date 03/31/2021, Max Qty. , SOL277, 4204410 RG Electric dba Ambient Solar Energy | -21.81 |  | No | Other | Shippable | 0 |  | Not Applicable as per Item Classification |  | Not Applicable
953-3882 | 953-3882 | SPA, SolarEdge Manufacturer Rebate for # 310-0595, End Date 03/31/2021, Max Qty. , SOL277, 4204410 RG Electric dba Ambient Solar Energy | -96.5656 |  | No | Other | Shippable | 0 |  | Not Applicable as per Item Classification |  | Not Applicable
953-3883 | 953-3883 | SPA, SolarEdge Manufacturer Rebate for # 310-0602, End Date 03/31/2021, Max Qty. , SOL277, 4204410 RG Electric dba Ambient Solar Energy | -49.1089 |  | No | Other | Shippable | 0 |  | Not Applicable as per Item Classification |  | Not Applicable
953-3885 | 953-3885 | SPA, SolarEdge Manufacturer Rebate for # 310-0596, End Date 03/31/2021, Max Qty. , SOL277, 4204410 RG Electric dba Ambient Solar Energy | -195.3478 |  | No | Other | Shippable | 0 |  | Not Applicable as per Item Classification |  | Not Applicable
953-3886 | 953-3886 | SPA, SolarEdge Manufacturer Rebate for # 310-0104, End Date 03/31/2021, Max Qty. , SOL277, 4204410 RG Electric dba Ambient Solar Energy | -26.08 |  | No | Other | Shippable | 0 |  | Not Applicable as per Item Classification |  | Not Applicable
953-3889 | 953-3889 | SPA, SolarEdge Manufacturer Rebate for # 310-0603, End Date 03/31/2021, Max Qty. , SOL277, 4204410 RG Electric dba Ambient Solar Energy | -36.33 |  | No | Other | Shippable | 0 |  | Not Applicable as per Item Classification |  | Not Applicable
953-3890 | 953-3890 | SPA, SolarEdge Manufacturer Rebate for # 310-0106, End Date 03/31/2021, Max Qty. , SOL277, 4204410 RG Electric dba Ambient Solar Energy | -93.39 |  | No | Other | Shippable | 0 |  | Not Applicable as per Item Classification |  | Not Applicable
953-3892 | 953-3892 | SPA, SolarEdge Manufacturer Rebate for # 310-0597, End Date 03/31/2021, Max Qty. , SOL277, 4204410 RG Electric dba Ambient Solar Energy | -196.5 |  | No | Other | Shippable | 0 |  | Not Applicable as per Item Classification |  | Not Applicable
953-3893 | 953-3893 | SPA, SolarEdge Manufacturer Rebate for # 310-0105, End Date 03/31/2021, Max Qty. , SOL277, 4204410 RG Electric dba Ambient Solar Energy | -98.03 |  | No | Other | Shippable | 0 |  | Not Applicable as per Item Classification |  | Not Applicable
953-3894 | 953-3894 | SPA, SolarEdge Manufacturer Rebate for # 310-0604, End Date 03/31/2021, Max Qty. , SOL277, 4204410 RG Electric dba Ambient Solar Energy | -37.48 |  | No | Other | Shippable | 0 |  | Not Applicable as per Item Classification |  | Not Applicable
953-3896 | 953-3896 | SPA, SolarEdge Manufacturer Rebate for # 310-0598, End Date 03/31/2021, Max Qty. , SOL277, 4204410 RG Electric dba Ambient Solar Energy | -201.0867 |  | No | Other | Shippable | 0 |  | Not Applicable as per Item Classification |  | Not Applicable
953-3897 | 953-3897 | SPA, SolarEdge Manufacturer Rebate for # 310-0617, End Date 03/31/2021, Max Qty. , SOL277, 4204410 RG Electric dba Ambient Solar Energy | -127.41 |  | No | Other | Shippable | 0 |  | Not Applicable as per Item Classification |  | Not Applicable
953-3898 | 953-3898 | SPA, Solaria Manufacturer Rebate for # 110-1153, End Date 11/01/2020, Max Qty. 1000, SPA-2020Q2, 27628 Harvest Solar | -27.43 |  | No | Other | Shippable | 0 |  | Not Applicable as per Item Classification |  | Not Applicable
953-3900 | 953-3900 | SPA, SolarEdge Manufacturer Rebate for # 310-0605, End Date 03/31/2021, Max Qty. , SOL277, 4204410 RG Electric dba Ambient Solar Energy | -42.06 |  | No | Other | Shippable | 0 |  | Not Applicable as per Item Classification |  | Not Applicable
953-3903 | 953-3903 | SPA, SolarEdge Manufacturer Rebate for # 310-0638, End Date 03/31/2021, Max Qty. , SOL277, 4204410 RG Electric dba Ambient Solar Energy | -109.0611 |  | No | Other | Shippable | 0 |  | Not Applicable as per Item Classification |  | Not Applicable
953-3904 | 953-3904 | SPA, SolarEdge Manufacturer Rebate for # 310-0639, End Date 03/31/2021, Max Qty. , SOL277, 4204410 RG Electric dba Ambient Solar Energy | -109.6744 |  | No | Other | Shippable | 0 |  | Not Applicable as per Item Classification |  | Not Applicable
953-3905 | 953-3905 | SPA, SolarEdge Manufacturer Rebate for # 310-0640, End Date 03/31/2021, Max Qty. , SOL277, 4204410 RG Electric dba Ambient Solar Energy | -213.1322 |  | No | Other | Shippable | 0 |  | Not Applicable as per Item Classification |  | Not Applicable
953-3906 | 953-3906 | SPA, SolarEdge Manufacturer Rebate for # 310-0641, End Date 03/31/2021, Max Qty. , SOL277, 4204410 RG Electric dba Ambient Solar Energy | -214.1667 |  | No | Other | Shippable | 0 |  | Not Applicable as per Item Classification |  | Not Applicable
953-3907 | 953-3907 | SPA, SolarEdge Manufacturer Rebate for # 310-0642, End Date 03/31/2021, Max Qty. , SOL277, 4204410 RG Electric dba Ambient Solar Energy | -219.2722 |  | No | Other | Shippable | 0 |  | Not Applicable as per Item Classification |  | Not Applicable
953-3908 | 953-3908 | SPA, SolarEdge Manufacturer Rebate for # 310-0623, End Date 03/31/2021, Max Qty. , SOL277, 4204410 RG Electric dba Ambient Solar Energy | -127.9922 |  | No | Other | Shippable | 0 |  | Not Applicable as per Item Classification |  | Not Applicable
953-3909 | 953-3909 | SPA, SolarEdge Manufacturer Rebate for # 310-0624, End Date 03/31/2021, Max Qty. , SOL277, 4204410 RG Electric dba Ambient Solar Energy | -43.04 |  | No | Other | Shippable | 0 |  | Not Applicable as per Item Classification |  | Not Applicable
953-3910 | 953-3910 | SPA, SolarEdge Manufacturer Rebate for # 310-0630, End Date 03/31/2021, Max Qty. , SOL277, 4204410 RG Electric dba Ambient Solar Energy | -18.56 |  | No | Other | Shippable | 0 |  | Not Applicable as per Item Classification |  | Not Applicable
953-3911 | 953-3911 | SPA, SolarEdge Manufacturer Rebate for # 310-0632, End Date 03/31/2021, Max Qty. , SOL277, 4204410 RG Electric dba Ambient Solar Energy | -43.04 |  | No | Other | Shippable | 0 |  | Not Applicable as per Item Classification |  | Not Applicable
953-3912 | 953-3912 | SPA, SolarEdge Manufacturer Rebate for # 565-0205, End Date 03/31/2021, Max Qty. , SOL277, 4204410 RG Electric dba Ambient Solar Energy | -10.2867 |  | No | Other | Shippable | 0 |  | Not Applicable as per Item Classification |  | Not Applicable
953-3913 | 953-3913 | SPA, SolarEdge Manufacturer Rebate for # 565-0220, End Date 03/31/2021, Max Qty. , SOL277, 4204410 RG Electric dba Ambient Solar Energy | -10.3264 |  | No | Other | Shippable | 0 |  | Not Applicable as per Item Classification |  | Not Applicable
953-3914 | 953-3914 | SPA, SolarEdge Manufacturer Rebate for # 565-0211, End Date 03/31/2021, Max Qty. , SOL277, 4204410 RG Electric dba Ambient Solar Energy | -10.4333 |  | No | Other | Shippable | 0 |  | Not Applicable as per Item Classification |  | Not Applicable
953-3915 | 953-3915 | SPA, SolarEdge Manufacturer Rebate for # 565-0206, End Date 03/31/2021, Max Qty. , SOL277, 4204410 RG Electric dba Ambient Solar Energy | -10.4333 |  | No | Other | Shippable | 0 |  | Not Applicable as per Item Classification |  | Not Applicable
953-3916 | 953-3916 | SPA, SolarEdge Manufacturer Rebate for # 565-0226, End Date 03/31/2021, Max Qty. , SOL277, 4204410 RG Electric dba Ambient Solar Energy | -10.5278 |  | No | Other | Shippable | 0 |  | Not Applicable as per Item Classification |  | Not Applicable
953-3918 | 953-3918 | SPA, SolarEdge Manufacturer Rebate for # 565-0224, End Date 03/31/2021, Max Qty. , SOL277, 4204410 RG Electric dba Ambient Solar Energy | -10.7056 |  | No | Other | Shippable | 0 |  | Not Applicable as per Item Classification |  | Not Applicable
953-3919 | 953-3919 | SPA, SolarEdge Manufacturer Rebate for # 565-0108, End Date 03/31/2021, Max Qty. , SOL277, 4204410 RG Electric dba Ambient Solar Energy | -10.7056 |  | No | Other | Shippable | 0 |  | Not Applicable as per Item Classification |  | Not Applicable
953-3920 | 953-3920 | SPA, SolarEdge Manufacturer Rebate for # 310-0599, End Date 03/31/2021, Max Qty. , SOL277, 4204410 RG Electric dba Ambient Solar Energy | -127.61 |  | No | Other | Shippable | 0 |  | Not Applicable as per Item Classification |  | Not Applicable
953-3921 | 953-3921 | SPA, Ironridge Manufacturer Rebate for # 210-0999, End Date 09/30/2020, Max Qty. 1000, Zenith-LOU, 4203978 Zenith Security | -2.5 |  | No | Other | Shippable | 0 |  | Not Applicable as per Item Classification |  | Not Applicable
953-3922 | 953-3922 | SPA, Ironridge Manufacturer Rebate for # 260-0281, End Date 09/30/2020, Max Qty. 1000, Zenith-LOU, 4203978 Zenith Security | -0.14 |  | No | Other | Shippable | 0 |  | Not Applicable as per Item Classification |  | Not Applicable
953-3923 | 953-3923 | SPA, Enphase Manufacturer Rebate for # 321-0223, End Date 09/30/2020, Max Qty. 2000, Q-00001950, 89950 Urban Solar Group | -22.65 |  | No | Other | Shippable | 0 |  | Not Applicable as per Item Classification |  | Not Applicable
953-3924 | 953-3924 | SPA, Solaria Manufacturer Rebate for # 110-1222, End Date 12/31/2020, Max Qty. , Platinum, 89951 Magic Sun Power Inc dba Magic Solar Electric | -29.32 |  | No | Other | Shippable | 0 |  | Not Applicable as per Item Classification |  | Not Applicable
953-3925 | 953-3925 | SPA, Solaria Manufacturer Rebate for # 112-0010, End Date 12/31/2020, Max Qty. , Diamond, CU: 4203074 Thor Electric | -36.5 |  | No | Other | Shippable | 0 |  | Not Applicable as per Item Classification |  | Not Applicable
953-3926 | 953-3926 | SPA, Solaria Manufacturer Rebate for # 110-1222, End Date 12/31/2020, Max Qty. , Diamond, CU: 4203074 Thor Electric | -37 |  | No | Other | Shippable | 0 |  | Not Applicable as per Item Classification |  | Not Applicable
953-3927 | 953-3927 | SPA, Manufacturer Rebate for # 112-0010, End Date 09/30/2020, Max Qty. 600, Platinum, 5563 Solarium | -29.2 |  | No | Other | Shippable | 0 |  | Not Applicable as per Item Classification |  | Not Applicable
953-3928 | 953-3928 | SPA, Manufacturer Rebate for # 110-1222, End Date 09/30/2020, Max Qty. 600, Platinum, 5563 Solarium | -29.6 |  | No | Other | Shippable | 0 |  | Not Applicable as per Item Classification |  | Not Applicable
953-3929 | 953-3929 | SPA, Solaria Manufacturer Rebate for # 110-1222, End Date 09/30/2020, Max Qty. 600, Platinum, 4204353Kilowatt Solar Inc | -39.02 |  | No | Other | Shippable | 0 |  | Not Applicable as per Item Classification |  | Not Applicable
953-3930 | 953-3930 | "SPA, Solaria Manufacturer Rebate for # 110-1222, End Date 12/31/2020, Max Qty. , Diamond, 489402 Valley Unique Electric Inc | -38.12 |  | No | Other | Shippable | 0 |  | Not Applicable as per Item Classification |  | Not Applicable
953-3931 | 953-3931 | SPA, Solaria Manufacturer Rebate for # 110-1222, End Date 09/09/2020, Max Qty. N/A, Gold, 1073 - AM SHINE ELECTRIC INC. | -15.32 |  | No | Other | Shippable | 0 |  | Not Applicable as per Item Classification |  | Not Applicable
953-3932 | 953-3932 | SPA, Solaria Manufacturer Rebate for # 112-0010, End Date 09/09/2020, Max Qty. N/A, Gold, 1073 - AM SHINE ELECTRIC INC. | -26.07 |  | No | Other | Shippable | 0 |  | Not Applicable as per Item Classification |  | Not Applicable
953-3933 | 953-3933 | SPA, Solaria Manufacturer Rebate for # 110-1222, End Date 12/24/2020, Max Qty. 250, Solaria Gold , 3858 Sunblue Energy | -14.6 |  | No | Other | Shippable | 0 |  | Not Applicable as per Item Classification |  | Not Applicable
953-3934 | 953-3934 | SPA, Panasonic Manufacturer Rebate for # 349-0062, End Date 03/31/2021, Max Qty. , EverVolt Rebate, | -1264.53 |  | No | Other | Shippable | 0 |  | Not Applicable as per Item Classification |  | Not Applicable
953-3935 | 953-3935 | SPA, Panasonic Manufacturer Rebate for # 349-0065, End Date 03/31/2021, Max Qty. , EverVolt Rebate, | -1264.53 |  | No | Other | Shippable | 0 |  | Not Applicable as per Item Classification |  | Not Applicable
953-3936 | 953-3936 | SPA, Panasonic Manufacturer Rebate for # 349-0063, End Date 03/31/2021, Max Qty. , EverVolt Rebate, | -1617.47 |  | No | Other | Shippable | 0 |  | Not Applicable as per Item Classification |  | Not Applicable
953-3937 | 953-3937 | SPA, Panasonic Manufacturer Rebate for # 349-0066, End Date 03/31/2021, Max Qty. , EverVolt Rebate, | -1617.47 |  | No | Other | Shippable | 0 |  | Not Applicable as per Item Classification |  | Not Applicable
953-3938 | 953-3938 | SPA, Solaria Manufacturer Rebate for # 110-1222, End Date 09/30/2020, Max Qty. , Platinum , 29957 Gold Electric | -29.6 |  | No | Other | Shippable | 0 |  | Not Applicable as per Item Classification |  | Not Applicable
953-3939 | 953-3939 | SPA, Solaria Manufacturer Rebate for # 110-1222, End Date 12/31/2020, Max Qty. 250, Gold, 82377 New England Solar & Green Solutions | -13.12 |  | No | Other | Shippable | 0 |  | Not Applicable as per Item Classification |  | Not Applicable
953-3940 | 953-3940 | SPA, Solaria Manufacturer Rebate for # 110-1176, End Date 03/01/2021, Max Qty. 250, Gold , 5840 BDS | -12 |  | No | Other | Shippable | 0 |  | Not Applicable as per Item Classification |  | Not Applicable
953-3941 | 953-3941 | SPA, Solaria Manufacturer Rebate for # 110-1222, End Date 03/01/2021, Max Qty. 250, Gold , 5840 BDS | -12 |  | No | Other | Shippable | 0 |  | Not Applicable as per Item Classification |  | Not Applicable
953-3942 | 953-3942 | SPA, Solaria Manufacturer Rebate for # 112-0010, End Date 03/01/2021, Max Qty. 250, Gold , 5840 BDS | -13 |  | No | Other | Shippable | 0 |  | Not Applicable as per Item Classification |  | Not Applicable
953-3943 | 953-3943 | SPA, Solaria Manufacturer Rebate for # 110-1176, End Date 12/31/2020, Max Qty. N/A, Platinum, 89613 Silver Fox Renewables LLC | -10.8 |  | No | Other | Shippable | 0 |  | Not Applicable as per Item Classification |  | Not Applicable
953-3944 | 953-3944 | SPA, Solaria Manufacturer Rebate for # 112-0010, End Date 12/31/2020, Max Qty. N/A, Platinum, 89613 Silver Fox Renewables LLC | -38.07 |  | No | Other | Shippable | 0 |  | Not Applicable as per Item Classification |  | Not Applicable
953-3945 | 953-3945 | SPA, Solaria Manufacturer Rebate for # 110-1222, End Date 12/31/2020, Max Qty. N/A, Platinum, 89613 Silver Fox Renewables LLC | -29.32 |  | No | Other | Shippable | 0 |  | Not Applicable as per Item Classification |  | Not Applicable
953-3946 | 953-3946 | SPA, Solaria Manufacturer Rebate for # 112-0010, End Date 05/31/2021, Max Qty. 92kW, Gold, 2056 ALCHEMY CONSTRUCTION | -14.27 |  | No | Other | Shippable | 0 |  | Not Applicable as per Item Classification |  | Not Applicable
953-3947 | 953-3947 | SPA, Solaria Manufacturer Rebate for # 110-1222, End Date 05/31/2021, Max Qty. 92kW, Gold, 2056 ALCHEMY CONSTRUCTION | -15 |  | No | Other | Shippable | 0 |  | Not Applicable as per Item Classification |  | Not Applicable
953-3948 | 953-3948 | SPA, SolarEdge Manufacturer Rebate for # 310-0600, End Date 12/31/2021, Max Qty. , SOL651, 89630 MB Haynes Corporation | -33.47 |  | No | Other | Shippable | 0 |  | Not Applicable as per Item Classification |  | Not Applicable
953-3949 | 953-3949 | SPA, SolarEdge Manufacturer Rebate for # 565-0206, End Date 12/31/2021, Max Qty. , SOL651, 89630 MB Haynes Corporation | -7.86 |  | No | Other | Shippable | 0 |  | Not Applicable as per Item Classification |  | Not Applicable
953-3950 | 953-3950 | SPA, SolarEdge Manufacturer Rebate for # 330-0566, End Date 12/31/2021, Max Qty. , SOL651, 89630 MB Haynes Corporation | -50 |  | No | Other | Shippable | 0 |  | Not Applicable as per Item Classification |  | Not Applicable
953-3951 | 953-3951 | SPA, SolarEdge Manufacturer Rebate for # 565-0219, End Date 12/31/2021, Max Qty. , SOL651, 89630 MB Haynes Corporation | -7.5 |  | No | Other | Shippable | 0 |  | Not Applicable as per Item Classification |  | Not Applicable
953-3952 | 953-3952 | SPA, SolarEdge Manufacturer Rebate for # 330-0568, End Date 12/31/2021, Max Qty. , SOL651, 89630 MB Haynes Corporation | -50 |  | No | Other | Shippable | 0 |  | Not Applicable as per Item Classification |  | Not Applicable
953-3953 | 953-3953 | SPA, SolarEdge Manufacturer Rebate for # 310-0594, End Date 12/31/2021, Max Qty. , SOL651, 89630 MB Haynes Corporation | -29.64 |  | No | Other | Shippable | 0 |  | Not Applicable as per Item Classification |  | Not Applicable
953-3954 | 953-3954 | SPA, SolarEdge Manufacturer Rebate for # 310-0598, End Date 12/31/2021, Max Qty. , SOL651, 89630 MB Haynes Corporation | -66.94 |  | No | Other | Shippable | 0 |  | Not Applicable as per Item Classification |  | Not Applicable
953-3955 | 953-3955 | SPA, Solaria Manufacturer Rebate for # 110-1222, End Date 09/30/2020, Max Qty. Max, Platinum, 121305 Simply Solar LLC | -31.62 |  | No | Other | Shippable | 0 |  | Not Applicable as per Item Classification |  | Not Applicable
953-3956 | 953-3956 | SPA, Solaria Manufacturer Rebate for # 110-1247, End Date 12/31/2020, Max Qty. 1000, Diamond, 1032 ElectriCare | -36.5 |  | No | Other | Shippable | 0 |  | Not Applicable as per Item Classification |  | Not Applicable
953-3957 | 953-3957 | SPA, Solaria Manufacturer Rebate for # 110-1254, End Date 12/31/2020, Max Qty. 1000, Diamond, 1032 ElectriCare | -25.85 |  | No | Other | Shippable | 0 |  | Not Applicable as per Item Classification |  | Not Applicable
953-3958 | 953-3958 | SPA, Enphase Manufacturer Rebate for # 480-0124, End Date 09/30/2020, Max Qty. 20, Q-00002503, 82214 Bermuda Engineering | -150.28 |  | No | Other | Shippable | 0 |  | Not Applicable as per Item Classification |  | Not Applicable
953-3959 | 953-3959 | SPA, Enphase Manufacturer Rebate for # 480-0124, End Date 12/31/2020, Max Qty. 22, Q-00001902, 82214 Bermuda Engineering | -150.28 |  | No | Other | Shippable | 0 |  | Not Applicable as per Item Classification |  | Not Applicable
953-3960 | 953-3960 | SPA, Enphase Manufacturer Rebate for # 480-0123, End Date 12/31/2020, Max Qty. 12, Q-00001902, 82214 Bermuda Engineering | -252.67 |  | No | Other | Shippable | 0 |  | Not Applicable as per Item Classification |  | Not Applicable
953-3961 | 953-3961 | SPA, Mission Manufacturer Rebate for # 110-1238, End Date 03/31/2021, Max Qty. 10000, Zenith/Soligent SPA, 4203978 Zenith Security LLC | -19.2 |  | No | Other | Shippable | 0 |  | Not Applicable as per Item Classification |  | Not Applicable
953-3962 | 953-3962 | SPA, Enphase Manufacturer Rebate for # 321-0215, End Date 09/30/2020, Max Qty. 400, Q-00001252, 4203974 Solar SME Inc. | -13.83 |  | No | Other | Shippable | 0 |  | Not Applicable as per Item Classification |  | Not Applicable
953-3963 | 953-3963 | SPA, Enphase Manufacturer Rebate for # 321-0216, End Date 09/30/2020, Max Qty. 400, Q-00001252, 4203974 Solar SME Inc. | -13.21 |  | No | Other | Shippable | 0 |  | Not Applicable as per Item Classification |  | Not Applicable
953-3964 | 953-3964 | SPA, Enphase Manufacturer Rebate for # 321-0219, End Date 09/30/2020, Max Qty. 400, Q-00001252, 4203974 Solar SME Inc. | -14 |  | No | Other | Shippable | 0 |  | Not Applicable as per Item Classification |  | Not Applicable
953-3965 | 953-3965 | SPA, Solaria Manufacturer Rebate for # 110-1176, End Date 12/31/2020, Max Qty. N/A, Platinum, 9349 Vaha Group Inc. dba Vaha Sustainable Energy | -28.8 |  | No | Other | Shippable | 0 |  | Not Applicable as per Item Classification |  | Not Applicable
953-3966 | 953-3966 | SPA, Solaria Manufacturer Rebate for # 112-0010, End Date 12/31/2020, Max Qty. N/A, Platinum, 9349 Vaha Group Inc. dba Vaha Sustainable Energy | -28.87 |  | No | Other | Shippable | 0 |  | Not Applicable as per Item Classification |  | Not Applicable
953-3967 | 953-3967 | SPA, Solaria Manufacturer Rebate for # 110-1222, End Date 12/31/2020, Max Qty. N/A, Platinum, 9349 Vaha Group Inc. dba Vaha Sustainable Energy | -31.62 |  | No | Other | Shippable | 0 |  | Not Applicable as per Item Classification |  | Not Applicable
953-3968 | 953-3968 | SPA, Solaria Manufacturer Rebate for # 110-1222, End Date 09/30/2020, Max Qty. 250, SPA-2020Q2 Gold, 7790 FOURTH COAST INC | -14.8 |  | No | Other | Shippable | 0 |  | Not Applicable as per Item Classification |  | Not Applicable
953-3969 | 953-3969 | SPA, Ironridge 168 mill rail Manufacturer Rebate for # 210-1066, End Date 06/30/2021, Max Qty. 1000, Zenith-LOU, 4203978 Zenith Security | -4.38 |  | No | Other | Shippable | 0 |  | Not Applicable as per Item Classification |  | Not Applicable
953-3970 | 953-3970 | SPA, Enphase Manufacturer Rebate for # 321-0215, End Date 09/30/2020, Max Qty. 1000, Q-00001841, 4203443 Sunshine Renewable Solutions | -13.36 |  | No | Other | Shippable | 0 |  | Not Applicable as per Item Classification |  | Not Applicable
953-3971 | 953-3971 | SPA, Enphase Manufacturer Rebate for # 321-0216, End Date 09/30/2020, Max Qty. 1000, Q-00001841, 4203443 Sunshine Renewable Solutions | -15.15 |  | No | Other | Shippable | 0 |  | Not Applicable as per Item Classification |  | Not Applicable
953-3972 | 953-3972 | SPA, Unirac Manufacturer Rebate for # 210-0190, End Date 3/31/2021, Max Qty. 1000, Zenith-Unirac, 4203978 Zenith Security | -1.08 |  | No | Other | Shippable | 0 |  | Not Applicable as per Item Classification |  | Not Applicable
953-3973 | 953-3973 | SPA, Unirac Manufacturer Rebate for # 210-1030, End Date 06/30/2021, Max Qty. 1000, Zenith-Unirac, 4203978 Zenith Security | -4.99 |  | No | Other | Shippable | 0 |  | Not Applicable as per Item Classification |  | Not Applicable
953-3974 | 953-3974 | SPA, Unirac Manufacturer Rebate for # 210-1074, End Date 06/30/2021, Max Qty. 1000, Zenith-Unirac, 4203978 Zenith Security | -0.88 |  | No | Other | Shippable | 0 |  | Not Applicable as per Item Classification |  | Not Applicable
953-3975 | 953-3975 | SPA, Unirac Manufacturer Rebate for # 211-0494, End Date 12/31/2021, Max Qty. 1000, Zenith-Unirac, 4203978 Zenith Security | 0 |  | No | Other | Shippable | 0 |  | Not Applicable as per Item Classification |  | Not Applicable
953-3976 | 953-3976 | SPA, Solaria Manufacturer Rebate for # 110-1222, End Date 12/31/2020, Max Qty. 500, Platinum, 4203443 Sunshine renewables | -42.72 |  | No | Other | Shippable | 0 |  | Not Applicable as per Item Classification |  | Not Applicable
953-3977 | 953-3977 | SPA, Enphase Manufacturer Rebate for # 321-0215, End Date 12/31/2020, Max Qty. 600, Q-00002136 , 30870 Icon Solar Power | -14.36 |  | No | Other | Shippable | 0 |  | Not Applicable as per Item Classification |  | Not Applicable
953-3978 | 953-3978 | SPA, Enphase Manufacturer Rebate for # 321-0216, End Date 12/31/2020, Max Qty. 600, Q-00002136 , 30870 Icon Solar Power | -21.64 |  | No | Other | Shippable | 0 |  | Not Applicable as per Item Classification |  | Not Applicable
953-3979 | 953-3979 | SPA, Enphase Manufacturer Rebate for # 321-0216, End Date 12/31/2020, Max Qty. 342, Q-00002374, 31018 Nippon Energy Inc | -2.5 |  | No | Other | Shippable | 0 |  | Not Applicable as per Item Classification |  | Not Applicable
953-3980 | 953-3980 | SPA, Enphase Manufacturer Rebate for # 321-0216, End Date 09/30/2020, Max Qty. 50, Q-00002673, 3352 NexGen Construction Services Inc | -4.68 |  | No | Other | Shippable | 0 |  | Not Applicable as per Item Classification |  | Not Applicable
953-3981 | 953-3981 | SPA, Enphase Manufacturer Rebate for # 321-0215, End Date 09/30/2020, Max Qty. 50, Q-00002673, 3352 NexGen Construction Services Inc | -5.11 |  | No | Other | Shippable | 0 |  | Not Applicable as per Item Classification |  | Not Applicable
953-3982 | 953-3982 | SPA, Enphase Manufacturer Rebate for # 321-0215, End Date 12/31/2020, Max Qty. 8000, Q-00002290, 203176 Energy Solutions Direct | -34.06 |  | No | Other | Shippable | 0 |  | Not Applicable as per Item Classification |  | Not Applicable
953-3983 | 953-3983 | SPA, Enphase Manufacturer Rebate for # 321-0216, End Date 12/31/2020, Max Qty. 8000, Q-00002290, 203176 Energy Solutions Direct | -27.04 |  | No | Other | Shippable | 0 |  | Not Applicable as per Item Classification |  | Not Applicable
953-3984 | 953-3984 | SPA, Enphase Manufacturer Rebate for # 321-0219, End Date 12/31/2020, Max Qty. 8000, Q-00002290, 203176 Energy Solutions Direct | -27.97 |  | No | Other | Shippable | 0 |  | Not Applicable as per Item Classification |  | Not Applicable
953-3985 | 953-3985 | SPA, Enphase Manufacturer Rebate for # 480-0123, End Date 12/31/2020, Max Qty. 10, Q-00002290, 203176 Energy Solutions Direct | -205 |  | No | Other | Shippable | 0 |  | Not Applicable as per Item Classification |  | Not Applicable
953-3986 | 953-3986 | SPA, Enphase Manufacturer Rebate for # 480-0124, End Date 12/31/2020, Max Qty. 20, Q-00002290, 203176 Energy Solutions Direct | -45 |  | No | Other | Shippable | 0 |  | Not Applicable as per Item Classification |  | Not Applicable
953-3987 | 953-3987 | SPA, Solaria Manufacturer Rebate for # 110-1247, End Date 12/31/2020, Max Qty. N/A, Platinum - SPA-2020Q4, 80168 JS Solar & Electric | -29.2 |  | No | Other | Shippable | 0 |  | Not Applicable as per Item Classification |  | Not Applicable
953-3988 | 953-3988 | SPA, Solaria Manufacturer Rebate for # 112-0010, End Date 12/31/2020, Max Qty. N/A, Platinum - SPA-2020Q4, 80168 JS Solar & Electric | -29.2 |  | No | Other | Shippable | 0 |  | Not Applicable as per Item Classification |  | Not Applicable
953-3989 | 953-3989 | SPA, Solaria Manufacturer Rebate for # 110-1222, End Date 12/31/2020, Max Qty. N/A, Platinum - SPA-2020Q4, 80168 JS Solar & Electric | -29.6 |  | No | Other | Shippable | 0 |  | Not Applicable as per Item Classification |  | Not Applicable
953-3990 | 953-3990 | SPA, Enphase Manufacturer Rebate for # 321-0215, End Date 12/31/2020, Max Qty. , Q-00002203, 6136 The Solar Guys Inc. DBA Compass Solar Energy | -13.05 |  | No | Other | Shippable | 0 |  | Not Applicable as per Item Classification |  | Not Applicable
953-3991 | 953-3991 | SPA, Enphase Manufacturer Rebate for # 321-0216, End Date 12/31/2020, Max Qty. , Q-00002203, 6136 The Solar Guys Inc. DBA Compass Solar Energy | -12.3 |  | No | Other | Shippable | 0 |  | Not Applicable as per Item Classification |  | Not Applicable
953-3992 | 953-3992 | SPA, Enphase Manufacturer Rebate for # 321-0219, End Date 12/31/2020, Max Qty. , Q-00002203, 6136 The Solar Guys Inc. DBA Compass Solar Energy | -13 |  | No | Other | Shippable | 0 |  | Not Applicable as per Item Classification |  | Not Applicable
953-3993 | 953-3993 | SPA, Enphase Manufacturer Rebate for # 321-0223, End Date 12/31/2020, Max Qty. , Q-00002203, 6136 The Solar Guys Inc. DBA Compass Solar Energy | -14.29 |  | No | Other | Shippable | 0 |  | Not Applicable as per Item Classification |  | Not Applicable
953-3994 | 953-3994 | SPA, Solaria Manufacturer Rebate for # 110-1222, End Date 12/31/2020, Max Qty. 1000, SPA-2020Q2 Diamond, 82564 Newport Solar | -35.52 |  | No | Other | Shippable | 0 |  | Not Applicable as per Item Classification |  | Not Applicable
953-3995 | 953-3995 | SPA, Enphase Manufacturer Rebate for # 321.0215, End Date 12/30/2020, Max Qty. 22000, Q-00002636, 4204474 Makur Electric Supply | -25.36 |  | No | Other | Shippable | 0 |  | Not Applicable as per Item Classification |  | Not Applicable
953-3996 | 953-3996 | SPA, Enphase Manufacturer Rebate for # 321-0215, End Date 12/31/2020, Max Qty. 1000, Q-00001758, 4203978 Zenith Security | -24.33 |  | No | Other | Shippable | 0 |  | Not Applicable as per Item Classification |  | Not Applicable
953-3997 | 953-3997 | SPA, Enphase Manufacturer Rebate for # 321-0216, End Date 12/31/2020, Max Qty. 1000, Q-00001758, 4203978 Zenith Security | -24.14 |  | No | Other | Shippable | 0 |  | Not Applicable as per Item Classification |  | Not Applicable
953-3998 | 953-3998 | SPA, Enphase Manufacturer Rebate for # 321-0215, End Date 12/31/2020, Max Qty. 1000, Q-00002442, 4203443 Sunshine Renewable Solutions | -13.36 |  | No | Other | Shippable | 0 |  | Not Applicable as per Item Classification |  | Not Applicable
953-3999 | 953-3999 | SPA, Enphase Manufacturer Rebate for # 321-0216, End Date 12/31/2020, Max Qty. 1000, Q-00002442, 4203443 Sunshine Renewable Solutions | -15.14 |  | No | Other | Shippable | 0 |  | Not Applicable as per Item Classification |  | Not Applicable
953-4000 | 953-4000 | SPA, Solaria Manufacturer Rebate for # 110-1222, End Date 12/31/2020, Max Qty. 500, Platinum, 4204140 Solar solutions of America | -42.72 |  | No | Other | Shippable | 0 |  | Not Applicable as per Item Classification |  | Not Applicable
953-4001 | 953-4001 | SPA, Enphase Manufacturer Rebate for # 321-0215, End Date 12/31/2020, Max Qty. 800, Q-00002438, 4204140 solar solutions of America | -9.36 |  | No | Other | Shippable | 0 |  | Not Applicable as per Item Classification |  | Not Applicable
953-4002 | 953-4002 | SPA, Enphase Manufacturer Rebate for # 321-0216, End Date 12/31/2020, Max Qty. 800, Q-00002438, 4204140 solar solutions of America | -9.36 |  | No | Other | Shippable | 0 |  | Not Applicable as per Item Classification |  | Not Applicable
953-4003 | 953-4003 | SPA, Enphase Manufacturer Rebate for # 321-0215, End Date 12/31/2020, Max Qty. 342, Q-00002374, 31018 Nippon Energy Inc | -2.5 |  | No | Other | Shippable | 0 |  | Not Applicable as per Item Classification |  | Not Applicable
953-4004 | 953-4004 | SPA, Solaria Manufacturer Rebate for # 110-1247, End Date 12/31/2020, Max Qty. N/A, Platinum, 31018 Nippon Energy Inc | -29.2 |  | No | Other | Shippable | 0 |  | Not Applicable as per Item Classification |  | Not Applicable
953-4005 | 953-4005 | SPA, Solaria Manufacturer Rebate for # 112-0010, End Date 12/31/2020, Max Qty. N/A, Platinum, 31018 Nippon Energy Inc | -29.2 |  | No | Other | Shippable | 0 |  | Not Applicable as per Item Classification |  | Not Applicable
953-4006 | 953-4006 | SPA, Solaria Manufacturer Rebate for # 112-0007, End Date 12/31/2020, Max Qty. N/A, Platinum, 31018 Nippon Energy Inc | -28.4 |  | No | Other | Shippable | 0 |  | Not Applicable as per Item Classification |  | Not Applicable
953-4007 | 953-4007 | SPA, ENPHASE ENERGY Manufacturer Rebate for # 321-0223, End Date 12/31/2020, Max Qty. , Q-00003191, 4203842 Bell Electrical Systems LLC | -21.11 |  | No | Other | Shippable | 0 |  | Not Applicable as per Item Classification |  | Not Applicable
953-4008 | 953-4008 | SPA, ENPHASE ENERGY Manufacturer Rebate for # 321-0216, End Date 12/31/2020, Max Qty. Q-00003191, , 4203842 Bell Electrical Systems LLC | -19.72 |  | No | Other | Shippable | 0 |  | Not Applicable as per Item Classification |  | Not Applicable
953-4009 | 953-4009 | SPA, IRONRIDGE Manufacturer Rebate for # 210-0054, End Date 09/30/2021, Max Qty. , Krannich West - LOU, 203377 Krannich Solar West LLC | -1.99 |  | No | Other | Shippable | 0 |  | Not Applicable as per Item Classification |  | Not Applicable
953-4010 | 953-4010 | SPA, IRONRIDGE Manufacturer Rebate for # 210-0501, End Date 09/30/2021, Max Qty. , Krannich West - LOU, 203377 Krannich Solar West LLC | -2.4 |  | No | Other | Shippable | 0 |  | Not Applicable as per Item Classification |  | Not Applicable
953-4011 | 953-4011 | SPA, IRONRIDGE Manufacturer Rebate for # 210-0579, End Date 09/30/2021, Max Qty. , Krannich West - LOU, 203377 Krannich Solar West LLC | -2.82 |  | No | Other | Shippable | 0 |  | Not Applicable as per Item Classification |  | Not Applicable
953-4012 | 953-4012 | SPA, IRONRIDGE Manufacturer Rebate for # 210-0674, End Date 09/30/2021, Max Qty. , Krannich West - LOU, 203377 Krannich Solar West LLC | -0.98 |  | No | Other | Shippable | 0 |  | Not Applicable as per Item Classification |  | Not Applicable
953-4013 | 953-4013 | SPA, IRONRIDGE Manufacturer Rebate for # 210-0691, End Date 09/30/2021, Max Qty. , Krannich West - LOU, 203377 Krannich Solar West LLC | -0.76 |  | No | Other | Shippable | 0 |  | Not Applicable as per Item Classification |  | Not Applicable
953-4014 | 953-4014 | SPA, IRONRIDGE Manufacturer Rebate for # 210-0694, End Date 09/30/2021, Max Qty. , Krannich West - LOU, 203377 Krannich Solar West LLC | -0.9 |  | No | Other | Shippable | 0 |  | Not Applicable as per Item Classification |  | Not Applicable
953-4015 | 953-4015 | SPA, IRONRIDGE Manufacturer Rebate for # 210-0949, End Date 09/30/2021, Max Qty. , Krannich West - LOU, 203377 Krannich Solar West LLC | -3.27 |  | No | Other | Shippable | 0 |  | Not Applicable as per Item Classification |  | Not Applicable
953-4016 | 953-4016 | SPA, IRONRIDGE Manufacturer Rebate for # 210-0989, End Date 09/30/2021, Max Qty. , Krannich West - LOU, 203377 Krannich Solar West LLC | -1.09 |  | No | Other | Shippable | 0 |  | Not Applicable as per Item Classification |  | Not Applicable
953-4017 | 953-4017 | SPA, IRONRIDGE Manufacturer Rebate for # 210-0998, End Date 09/30/2021, Max Qty. , Krannich West - LOU, 203377 Krannich Solar West LLC | -1.75 |  | No | Other | Shippable | 0 |  | Not Applicable as per Item Classification |  | Not Applicable
953-4018 | 953-4018 | SPA, IRONRIDGE Manufacturer Rebate for # 210-0999, End Date 09/30/2021, Max Qty. , Krannich West - LOU, 203377 Krannich Solar West LLC | -2.23 |  | No | Other | Shippable | 0 |  | Not Applicable as per Item Classification |  | Not Applicable
953-4019 | 953-4019 | SPA, IRONRIDGE Manufacturer Rebate for # 210-1000, End Date 09/30/2021, Max Qty. , Krannich West - LOU, 203377 Krannich Solar West LLC | -2.7 |  | No | Other | Shippable | 0 |  | Not Applicable as per Item Classification |  | Not Applicable
953-4020 | 953-4020 | SPA, IRONRIDGE Manufacturer Rebate for # 210-1001, End Date 09/30/2021, Max Qty. , Krannich West - LOU, 203377 Krannich Solar West LLC | -2.42 |  | No | Other | Shippable | 0 |  | Not Applicable as per Item Classification |  | Not Applicable
953-4021 | 953-4021 | SPA, IRONRIDGE Manufacturer Rebate for # 210-1002, End Date 09/30/2021, Max Qty. , Krannich West - LOU, 203377 Krannich Solar West LLC | -2.84 |  | No | Other | Shippable | 0 |  | Not Applicable as per Item Classification |  | Not Applicable
953-4022 | 953-4022 | SPA, IRONRIDGE Manufacturer Rebate for # 210-1003, End Date 09/30/2021, Max Qty. , Krannich West - LOU, 203377 Krannich Solar West LLC | -3.08 |  | No | Other | Shippable | 0 |  | Not Applicable as per Item Classification |  | Not Applicable
953-4023 | 953-4023 | SPA, IRONRIDGE Manufacturer Rebate for # 210-1004, End Date 09/30/2021, Max Qty. , Krannich West - LOU, 203377 Krannich Solar West LLC | -3.61 |  | No | Other | Shippable | 0 |  | Not Applicable as per Item Classification |  | Not Applicable
953-4024 | 953-4024 | SPA, IRONRIDGE Manufacturer Rebate for # 210-1005, End Date 09/30/2021, Max Qty. , Krannich West - LOU, 203377 Krannich Solar West LLC | -3.75 |  | No | Other | Shippable | 0 |  | Not Applicable as per Item Classification |  | Not Applicable
953-4025 | 953-4025 | SPA, IRONRIDGE Manufacturer Rebate for # 210-1006, End Date 09/30/2021, Max Qty. , Krannich West - LOU, 203377 Krannich Solar West LLC | -4.39 |  | No | Other | Shippable | 0 |  | Not Applicable as per Item Classification |  | Not Applicable
953-4026 | 953-4026 | SPA, IRONRIDGE Manufacturer Rebate for # 210-1007, End Date 09/30/2021, Max Qty. , Krannich West - LOU, 203377 Krannich Solar West LLC | -3.61 |  | No | Other | Shippable | 0 |  | Not Applicable as per Item Classification |  | Not Applicable
953-4027 | 953-4027 | SPA, IRONRIDGE Manufacturer Rebate for # 210-1008, End Date 09/30/2021, Max Qty. , Krannich West - LOU, 203377 Krannich Solar West LLC | -4.59 |  | No | Other | Shippable | 0 |  | Not Applicable as per Item Classification |  | Not Applicable
953-4028 | 953-4028 | SPA, IRONRIDGE Manufacturer Rebate for # 210-1009, End Date 09/30/2021, Max Qty. , Krannich West - LOU, 203377 Krannich Solar West LLC | -5.56 |  | No | Other | Shippable | 0 |  | Not Applicable as per Item Classification |  | Not Applicable
953-4029 | 953-4029 | SPA, IRONRIDGE Manufacturer Rebate for # 210-1010, End Date 09/30/2021, Max Qty. , Krannich West - LOU, 203377 Krannich Solar West LLC | -1.09 |  | No | Other | Shippable | 0 |  | Not Applicable as per Item Classification |  | Not Applicable
953-4030 | 953-4030 | SPA, IRONRIDGE Manufacturer Rebate for # 210-1025, End Date 09/30/2021, Max Qty. , Krannich West - LOU, 203377 Krannich Solar West LLC | -2.09 |  | No | Other | Shippable | 0 |  | Not Applicable as per Item Classification |  | Not Applicable
953-4031 | 953-4031 | SPA, IRONRIDGE Manufacturer Rebate for # 210-1026, End Date 09/30/2021, Max Qty. , Krannich West - LOU, 203377 Krannich Solar West LLC | -2.67 |  | No | Other | Shippable | 0 |  | Not Applicable as per Item Classification |  | Not Applicable
953-4032 | 953-4032 | SPA, IRONRIDGE Manufacturer Rebate for # 210-1027, End Date 09/30/2021, Max Qty. , Krannich West - LOU, 203377 Krannich Solar West LLC | -3.24 |  | No | Other | Shippable | 0 |  | Not Applicable as per Item Classification |  | Not Applicable
953-4033 | 953-4033 | SPA, IRONRIDGE Manufacturer Rebate for # 210-1040, End Date 09/30/2021, Max Qty. , Krannich West - LOU, 203377 Krannich Solar West LLC | -0.68 |  | No | Other | Shippable | 0 |  | Not Applicable as per Item Classification |  | Not Applicable
953-4034 | 953-4034 | SPA, IRONRIDGE Manufacturer Rebate for # 210-1042, End Date 09/30/2021, Max Qty. , Krannich West - LOU, 203377 Krannich Solar West LLC | -0.68 |  | No | Other | Shippable | 0 |  | Not Applicable as per Item Classification |  | Not Applicable
953-4035 | 953-4035 | SPA, IRONRIDGE Manufacturer Rebate for # 210-1044, End Date 09/30/2021, Max Qty. , Krannich West - LOU, 203377 Krannich Solar West LLC | -0.68 |  | No | Other | Shippable | 0 |  | Not Applicable as per Item Classification |  | Not Applicable
953-4036 | 953-4036 | SPA, IRONRIDGE Manufacturer Rebate for # 210-1049, End Date 09/30/2021, Max Qty. , Krannich West - LOU, 203377 Krannich Solar West LLC | -1.96 |  | No | Other | Shippable | 0 |  | Not Applicable as per Item Classification |  | Not Applicable
953-4037 | 953-4037 | SPA, IRONRIDGE Manufacturer Rebate for # 211-0039, End Date 09/30/2021, Max Qty. , Krannich West - LOU, 203377 Krannich Solar West LLC | -0.35 |  | No | Other | Shippable | 0 |  | Not Applicable as per Item Classification |  | Not Applicable
953-4038 | 953-4038 | SPA, IRONRIDGE Manufacturer Rebate for # 211-0042, End Date 09/30/2021, Max Qty. , Krannich West - LOU, 203377 Krannich Solar West LLC | -0.4 |  | No | Other | Shippable | 0 |  | Not Applicable as per Item Classification |  | Not Applicable
953-4039 | 953-4039 | SPA, IRONRIDGE Manufacturer Rebate for # 211-0057, End Date 09/30/2021, Max Qty. , Krannich West - LOU, 203377 Krannich Solar West LLC | -0.14 |  | No | Other | Shippable | 0 |  | Not Applicable as per Item Classification |  | Not Applicable
953-4040 | 953-4040 | SPA, IRONRIDGE Manufacturer Rebate for # 211-0058, End Date 09/30/2021, Max Qty. , Krannich West - LOU, 203377 Krannich Solar West LLC | -0.15 |  | No | Other | Shippable | 0 |  | Not Applicable as per Item Classification |  | Not Applicable
953-4041 | 953-4041 | SPA, IRONRIDGE Manufacturer Rebate for # 211-0061, End Date 09/30/2021, Max Qty. , Krannich West - LOU, 203377 Krannich Solar West LLC | -0.09 |  | No | Other | Shippable | 0 |  | Not Applicable as per Item Classification |  | Not Applicable
953-4042 | 953-4042 | SPA, IRONRIDGE Manufacturer Rebate for # 211-0063, End Date 09/30/2021, Max Qty. , Krannich West - LOU, 203377 Krannich Solar West LLC | -0.26 |  | No | Other | Shippable | 0 |  | Not Applicable as per Item Classification |  | Not Applicable
953-4043 | 953-4043 | SPA, IRONRIDGE Manufacturer Rebate for # 211-0064, End Date 09/30/2021, Max Qty. , Krannich West - LOU, 203377 Krannich Solar West LLC | -0.17 |  | No | Other | Shippable | 0 |  | Not Applicable as per Item Classification |  | Not Applicable
953-4044 | 953-4044 | SPA, IRONRIDGE Manufacturer Rebate for # 211-0095, End Date 09/30/2021, Max Qty. , Krannich West - LOU, 203377 Krannich Solar West LLC | -0.42 |  | No | Other | Shippable | 0 |  | Not Applicable as per Item Classification |  | Not Applicable
953-4045 | 953-4045 | SPA, IRONRIDGE Manufacturer Rebate for # 211-0096, End Date 09/30/2021, Max Qty. , Krannich West - LOU, 203377 Krannich Solar West LLC | -0.5 |  | No | Other | Shippable | 0 |  | Not Applicable as per Item Classification |  | Not Applicable
953-4046 | 953-4046 | SPA, IRONRIDGE Manufacturer Rebate for # 211-0097, End Date 09/30/2021, Max Qty. , Krannich West - LOU, 203377 Krannich Solar West LLC | -1.52 |  | No | Other | Shippable | 0 |  | Not Applicable as per Item Classification |  | Not Applicable
953-4047 | 953-4047 | SPA, IRONRIDGE Manufacturer Rebate for # 211-0098, End Date 09/30/2021, Max Qty. , Krannich West - LOU, 203377 Krannich Solar West LLC | -1.35 |  | No | Other | Shippable | 0 |  | Not Applicable as per Item Classification |  | Not Applicable
953-4048 | 953-4048 | SPA, IRONRIDGE Manufacturer Rebate for # 211-0099, End Date 09/30/2021, Max Qty. , Krannich West - LOU, 203377 Krannich Solar West LLC | -1.18 |  | No | Other | Shippable | 0 |  | Not Applicable as per Item Classification |  | Not Applicable
953-4049 | 953-4049 | SPA, IRONRIDGE Manufacturer Rebate for # 211-0238, End Date 09/30/2021, Max Qty. , Krannich West - LOU, 203377 Krannich Solar West LLC | -1.01 |  | No | Other | Shippable | 0 |  | Not Applicable as per Item Classification |  | Not Applicable
953-4050 | 953-4050 | SPA, IRONRIDGE Manufacturer Rebate for # 211-0369, End Date 09/30/2021, Max Qty. , Krannich West - LOU, 203377 Krannich Solar West LLC | -1.5 |  | No | Other | Shippable | 0 |  | Not Applicable as per Item Classification |  | Not Applicable
953-4051 | 953-4051 | SPA, IRONRIDGE Manufacturer Rebate for # 211-0371, End Date 09/30/2021, Max Qty. , Krannich West - LOU, 203377 Krannich Solar West LLC | -1.04 |  | No | Other | Shippable | 0 |  | Not Applicable as per Item Classification |  | Not Applicable
953-4052 | 953-4052 | SPA, IRONRIDGE Manufacturer Rebate for # 211-0373, End Date 09/30/2021, Max Qty. , Krannich West - LOU, 203377 Krannich Solar West LLC | -1.12 |  | No | Other | Shippable | 0 |  | Not Applicable as per Item Classification |  | Not Applicable
953-4053 | 953-4053 | SPA, IRONRIDGE Manufacturer Rebate for # 211-0375, End Date 09/30/2021, Max Qty. , Krannich West - LOU, 203377 Krannich Solar West LLC | -1.21 |  | No | Other | Shippable | 0 |  | Not Applicable as per Item Classification |  | Not Applicable
953-4054 | 953-4054 | SPA, IRONRIDGE Manufacturer Rebate for # 211-0463, End Date 09/30/2021, Max Qty. , Krannich West - LOU, 203377 Krannich Solar West LLC | -1.06 |  | No | Other | Shippable | 0 |  | Not Applicable as per Item Classification |  | Not Applicable
953-4055 | 953-4055 | SPA, IRONRIDGE Manufacturer Rebate for # 211-0464, End Date 09/30/2021, Max Qty. , Krannich West - LOU, 203377 Krannich Solar West LLC | -1.06 |  | No | Other | Shippable | 0 |  | Not Applicable as per Item Classification |  | Not Applicable
953-4056 | 953-4056 | SPA, IRONRIDGE Manufacturer Rebate for # 211-0465, End Date 09/30/2021, Max Qty. , Krannich West - LOU, 203377 Krannich Solar West LLC | -1.14 |  | No | Other | Shippable | 0 |  | Not Applicable as per Item Classification |  | Not Applicable
953-4057 | 953-4057 | SPA, IRONRIDGE Manufacturer Rebate for # 211-0481, End Date 09/30/2021, Max Qty. , Krannich West - LOU, 203377 Krannich Solar West LLC | -2.58 |  | No | Other | Shippable | 0 |  | Not Applicable as per Item Classification |  | Not Applicable
953-4058 | 953-4058 | SPA, IRONRIDGE Manufacturer Rebate for # 211-0482, End Date 09/30/2021, Max Qty. , Krannich West - LOU, 203377 Krannich Solar West LLC | -2.73 |  | No | Other | Shippable | 0 |  | Not Applicable as per Item Classification |  | Not Applicable
953-4059 | 953-4059 | SPA, IRONRIDGE Manufacturer Rebate for # 211-0483, End Date 09/30/2021, Max Qty. , Krannich West - LOU, 203377 Krannich Solar West LLC | -2.89 |  | No | Other | Shippable | 0 |  | Not Applicable as per Item Classification |  | Not Applicable
953-4060 | 953-4060 | SPA, IRONRIDGE Manufacturer Rebate for # 211-0484, End Date 09/30/2021, Max Qty. , Krannich West - LOU, 203377 Krannich Solar West LLC | -3.04 |  | No | Other | Shippable | 0 |  | Not Applicable as per Item Classification |  | Not Applicable
953-4061 | 953-4061 | SPA, IRONRIDGE Manufacturer Rebate for # 211-0485, End Date 09/30/2021, Max Qty. , Krannich West - LOU, 203377 Krannich Solar West LLC | -3.19 |  | No | Other | Shippable | 0 |  | Not Applicable as per Item Classification |  | Not Applicable
953-4062 | 953-4062 | SPA, IRONRIDGE Manufacturer Rebate for # 212-0000, End Date 09/30/2021, Max Qty. , Krannich West - LOU, 203377 Krannich Solar West LLC | -0.66 |  | No | Other | Shippable | 0 |  | Not Applicable as per Item Classification |  | Not Applicable
953-4063 | 953-4063 | SPA, IRONRIDGE Manufacturer Rebate for # 212-0001, End Date 09/30/2021, Max Qty. , Krannich West - LOU, 203377 Krannich Solar West LLC | -0.28 |  | No | Other | Shippable | 0 |  | Not Applicable as per Item Classification |  | Not Applicable
953-4064 | 953-4064 | SPA, IRONRIDGE Manufacturer Rebate for # 212-0002, End Date 09/30/2021, Max Qty. , Krannich West - LOU, 203377 Krannich Solar West LLC | -1.33 |  | No | Other | Shippable | 0 |  | Not Applicable as per Item Classification |  | Not Applicable
953-4065 | 953-4065 | SPA, IRONRIDGE Manufacturer Rebate for # 212-0003, End Date 09/30/2021, Max Qty. , Krannich West - LOU, 203377 Krannich Solar West LLC | -1.4 |  | No | Other | Shippable | 0 |  | Not Applicable as per Item Classification |  | Not Applicable
953-4066 | 953-4066 | SPA, IRONRIDGE Manufacturer Rebate for # 212-0004, End Date 09/30/2021, Max Qty. , Krannich West - LOU, 203377 Krannich Solar West LLC | -1.4 |  | No | Other | Shippable | 0 |  | Not Applicable as per Item Classification |  | Not Applicable
953-4067 | 953-4067 | SPA, IRONRIDGE Manufacturer Rebate for # 212-0005, End Date 09/30/2021, Max Qty. , Krannich West - LOU, 203377 Krannich Solar West LLC | -1.4 |  | No | Other | Shippable | 0 |  | Not Applicable as per Item Classification |  | Not Applicable
953-4068 | 953-4068 | SPA, IRONRIDGE Manufacturer Rebate for # 220-0349, End Date 09/30/2021, Max Qty. , Krannich West - LOU, 203377 Krannich Solar West LLC | -3.8 |  | No | Other | Shippable | 0 |  | Not Applicable as per Item Classification |  | Not Applicable
953-4069 | 953-4069 | SPA, IRONRIDGE Manufacturer Rebate for # 220-0350, End Date 09/30/2021, Max Qty. , Krannich West - LOU, 203377 Krannich Solar West LLC | -4.95 |  | No | Other | Shippable | 0 |  | Not Applicable as per Item Classification |  | Not Applicable
953-4070 | 953-4070 | SPA, IRONRIDGE Manufacturer Rebate for # 220-0359, End Date 09/30/2021, Max Qty. , Krannich West - LOU, 203377 Krannich Solar West LLC | -13.26 |  | No | Other | Shippable | 0 |  | Not Applicable as per Item Classification |  | Not Applicable
953-4071 | 953-4071 | SPA, IRONRIDGE Manufacturer Rebate for # 220-0360, End Date 09/30/2021, Max Qty. , Krannich West - LOU, 203377 Krannich Solar West LLC | -15.36 |  | No | Other | Shippable | 0 |  | Not Applicable as per Item Classification |  | Not Applicable
953-4072 | 953-4072 | SPA, IRONRIDGE Manufacturer Rebate for # 220-0361, End Date 09/30/2021, Max Qty. , Krannich West - LOU, 203377 Krannich Solar West LLC | -19.89 |  | No | Other | Shippable | 0 |  | Not Applicable as per Item Classification |  | Not Applicable
953-4073 | 953-4073 | SPA, IRONRIDGE Manufacturer Rebate for # 220-0714, End Date 09/30/2021, Max Qty. , Krannich West - LOU, 203377 Krannich Solar West LLC | -16.75 |  | No | Other | Shippable | 0 |  | Not Applicable as per Item Classification |  | Not Applicable
953-4074 | 953-4074 | SPA, IRONRIDGE Manufacturer Rebate for # 220-0715, End Date 09/30/2021, Max Qty. , Krannich West - LOU, 203377 Krannich Solar West LLC | -0.9 |  | No | Other | Shippable | 0 |  | Not Applicable as per Item Classification |  | Not Applicable
953-4075 | 953-4075 | SPA, IRONRIDGE Manufacturer Rebate for # 220-0716, End Date 09/30/2021, Max Qty. , Krannich West - LOU, 203377 Krannich Solar West LLC | -0.9 |  | No | Other | Shippable | 0 |  | Not Applicable as per Item Classification |  | Not Applicable
953-4076 | 953-4076 | SPA, IRONRIDGE Manufacturer Rebate for # 250-1051, End Date 09/30/2021, Max Qty. , Krannich West - LOU, 203377 Krannich Solar West LLC | -4.05 |  | No | Other | Shippable | 0 |  | Not Applicable as per Item Classification |  | Not Applicable
953-4077 | 953-4077 | SPA, IRONRIDGE Manufacturer Rebate for # 250-1052, End Date 09/30/2021, Max Qty. , Krannich West - LOU, 203377 Krannich Solar West LLC | -4.05 |  | No | Other | Shippable | 0 |  | Not Applicable as per Item Classification |  | Not Applicable
953-4078 | 953-4078 | SPA, IRONRIDGE Manufacturer Rebate for # 250-1053, End Date 09/30/2021, Max Qty. , Krannich West - LOU, 203377 Krannich Solar West LLC | -7.68 |  | No | Other | Shippable | 0 |  | Not Applicable as per Item Classification |  | Not Applicable
953-4079 | 953-4079 | SPA, IRONRIDGE Manufacturer Rebate for # 250-1054, End Date 09/30/2021, Max Qty. , Krannich West - LOU, 203377 Krannich Solar West LLC | -0.27 |  | No | Other | Shippable | 0 |  | Not Applicable as per Item Classification |  | Not Applicable
953-4080 | 953-4080 | SPA, IRONRIDGE Manufacturer Rebate for # 250-1055, End Date 09/30/2021, Max Qty. , Krannich West - LOU, 203377 Krannich Solar West LLC | -1.03 |  | No | Other | Shippable | 0 |  | Not Applicable as per Item Classification |  | Not Applicable
953-4081 | 953-4081 | SPA, IRONRIDGE Manufacturer Rebate for # 260-0099, End Date 09/30/2021, Max Qty. , Krannich West - LOU, 203377 Krannich Solar West LLC | -0.29 |  | No | Other | Shippable | 0 |  | Not Applicable as per Item Classification |  | Not Applicable
953-4082 | 953-4082 | SPA, IRONRIDGE Manufacturer Rebate for # 260-0101, End Date 09/30/2021, Max Qty. , Krannich West - LOU, 203377 Krannich Solar West LLC | -0.59 |  | No | Other | Shippable | 0 |  | Not Applicable as per Item Classification |  | Not Applicable
953-4083 | 953-4083 | SPA, IRONRIDGE Manufacturer Rebate for # 260-0102, End Date 09/30/2021, Max Qty. , Krannich West - LOU, 203377 Krannich Solar West LLC | -0.63 |  | No | Other | Shippable | 0 |  | Not Applicable as per Item Classification |  | Not Applicable
953-4084 | 953-4084 | SPA, IRONRIDGE Manufacturer Rebate for # 260-0103, End Date 09/30/2021, Max Qty. , Krannich West - LOU, 203377 Krannich Solar West LLC | -0.19 |  | No | Other | Shippable | 0 |  | Not Applicable as per Item Classification |  | Not Applicable
953-4085 | 953-4085 | SPA, IRONRIDGE Manufacturer Rebate for # 260-0104, End Date 09/30/2021, Max Qty. , Krannich West - LOU, 203377 Krannich Solar West LLC | -0.04 |  | No | Other | Shippable | 0 |  | Not Applicable as per Item Classification |  | Not Applicable
953-4086 | 953-4086 | SPA, IRONRIDGE Manufacturer Rebate for # 260-0105, End Date 09/30/2021, Max Qty. , Krannich West - LOU, 203377 Krannich Solar West LLC | -0.09 |  | No | Other | Shippable | 0 |  | Not Applicable as per Item Classification |  | Not Applicable
953-4087 | 953-4087 | SPA, IRONRIDGE Manufacturer Rebate for # 260-0106, End Date 09/30/2021, Max Qty. , Krannich West - LOU, 203377 Krannich Solar West LLC | -0.2 |  | No | Other | Shippable | 0 |  | Not Applicable as per Item Classification |  | Not Applicable
953-4088 | 953-4088 | SPA, IRONRIDGE Manufacturer Rebate for # 260-0107, End Date 09/30/2021, Max Qty. , Krannich West - LOU, 203377 Krannich Solar West LLC | -0.19 |  | No | Other | Shippable | 0 |  | Not Applicable as per Item Classification |  | Not Applicable
953-4089 | 953-4089 | SPA, IRONRIDGE Manufacturer Rebate for # 260-0108, End Date 09/30/2021, Max Qty. , Krannich West - LOU, 203377 Krannich Solar West LLC | -0.2 |  | No | Other | Shippable | 0 |  | Not Applicable as per Item Classification |  | Not Applicable
953-4090 | 953-4090 | SPA, IRONRIDGE Manufacturer Rebate for # 260-0109, End Date 09/30/2021, Max Qty. , Krannich West - LOU, 203377 Krannich Solar West LLC | -0.19 |  | No | Other | Shippable | 0 |  | Not Applicable as per Item Classification |  | Not Applicable
953-4091 | 953-4091 | SPA, IRONRIDGE Manufacturer Rebate for # 260-0110, End Date 09/30/2021, Max Qty. , Krannich West - LOU, 203377 Krannich Solar West LLC | -0.2 |  | No | Other | Shippable | 0 |  | Not Applicable as per Item Classification |  | Not Applicable
953-4092 | 953-4092 | SPA, IRONRIDGE Manufacturer Rebate for # 260-0111, End Date 09/30/2021, Max Qty. , Krannich West - LOU, 203377 Krannich Solar West LLC | -0.19 |  | No | Other | Shippable | 0 |  | Not Applicable as per Item Classification |  | Not Applicable
953-4093 | 953-4093 | SPA, IRONRIDGE Manufacturer Rebate for # 260-0112, End Date 09/30/2021, Max Qty. , Krannich West - LOU, 203377 Krannich Solar West LLC | -0.04 |  | No | Other | Shippable | 0 |  | Not Applicable as per Item Classification |  | Not Applicable
953-4094 | 953-4094 | SPA, IRONRIDGE Manufacturer Rebate for # 260-0113, End Date 09/30/2021, Max Qty. , Krannich West - LOU, 203377 Krannich Solar West LLC | -0.19 |  | No | Other | Shippable | 0 |  | Not Applicable as per Item Classification |  | Not Applicable
953-4095 | 953-4095 | SPA, IRONRIDGE Manufacturer Rebate for # 260-0114, End Date 09/30/2021, Max Qty. , Krannich West - LOU, 203377 Krannich Solar West LLC | -0.2 |  | No | Other | Shippable | 0 |  | Not Applicable as per Item Classification |  | Not Applicable
953-4096 | 953-4096 | SPA, IRONRIDGE Manufacturer Rebate for # 260-0115, End Date 09/30/2021, Max Qty. , Krannich West - LOU, 203377 Krannich Solar West LLC | -0.04 |  | No | Other | Shippable | 0 |  | Not Applicable as per Item Classification |  | Not Applicable
953-4097 | 953-4097 | SPA, IRONRIDGE Manufacturer Rebate for # 260-0116, End Date 09/30/2021, Max Qty. , Krannich West - LOU, 203377 Krannich Solar West LLC | -0.2 |  | No | Other | Shippable | 0 |  | Not Applicable as per Item Classification |  | Not Applicable
953-4098 | 953-4098 | SPA, IRONRIDGE Manufacturer Rebate for # 260-0117, End Date 09/30/2021, Max Qty. , Krannich West - LOU, 203377 Krannich Solar West LLC | -0.19 |  | No | Other | Shippable | 0 |  | Not Applicable as per Item Classification |  | Not Applicable
953-4099 | 953-4099 | SPA, IRONRIDGE Manufacturer Rebate for # 260-0118, End Date 09/30/2021, Max Qty. , Krannich West - LOU, 203377 Krannich Solar West LLC | -0.2 |  | No | Other | Shippable | 0 |  | Not Applicable as per Item Classification |  | Not Applicable
953-4100 | 953-4100 | SPA, IRONRIDGE Manufacturer Rebate for # 260-0169, End Date 09/30/2021, Max Qty. , Krannich West - LOU, 203377 Krannich Solar West LLC | -0.24 |  | No | Other | Shippable | 0 |  | Not Applicable as per Item Classification |  | Not Applicable
953-4101 | 953-4101 | SPA, IRONRIDGE Manufacturer Rebate for # 260-0170, End Date 09/30/2021, Max Qty. , Krannich West - LOU, 203377 Krannich Solar West LLC | -0.24 |  | No | Other | Shippable | 0 |  | Not Applicable as per Item Classification |  | Not Applicable
953-4102 | 953-4102 | SPA, IRONRIDGE Manufacturer Rebate for # 260-0171, End Date 09/30/2021, Max Qty. , Krannich West - LOU, 203377 Krannich Solar West LLC | -0.24 |  | No | Other | Shippable | 0 |  | Not Applicable as per Item Classification |  | Not Applicable
953-4103 | 953-4103 | SPA, IRONRIDGE Manufacturer Rebate for # 260-0172, End Date 09/30/2021, Max Qty. , Krannich West - LOU, 203377 Krannich Solar West LLC | -0.24 |  | No | Other | Shippable | 0 |  | Not Applicable as per Item Classification |  | Not Applicable
953-4104 | 953-4104 | SPA, IRONRIDGE Manufacturer Rebate for # 260-0173, End Date 09/30/2021, Max Qty. , Krannich West - LOU, 203377 Krannich Solar West LLC | -0.24 |  | No | Other | Shippable | 0 |  | Not Applicable as per Item Classification |  | Not Applicable
953-4105 | 953-4105 | SPA, IRONRIDGE Manufacturer Rebate for # 260-0174, End Date 09/30/2021, Max Qty. , Krannich West - LOU, 203377 Krannich Solar West LLC | -0.24 |  | No | Other | Shippable | 0 |  | Not Applicable as per Item Classification |  | Not Applicable
953-4106 | 953-4106 | SPA, IRONRIDGE Manufacturer Rebate for # 260-0175, End Date 09/30/2021, Max Qty. , Krannich West - LOU, 203377 Krannich Solar West LLC | -0.31 |  | No | Other | Shippable | 0 |  | Not Applicable as per Item Classification |  | Not Applicable
953-4107 | 953-4107 | SPA, IRONRIDGE Manufacturer Rebate for # 260-0281, End Date 09/30/2021, Max Qty. , Krannich West - LOU, 203377 Krannich Solar West LLC | -0.52 |  | No | Other | Shippable | 0 |  | Not Applicable as per Item Classification |  | Not Applicable
953-4108 | 953-4108 | SPA, IRONRIDGE Manufacturer Rebate for # 260-0584, End Date 09/30/2021, Max Qty. , Krannich West - LOU, 203377 Krannich Solar West LLC | -1.12 |  | No | Other | Shippable | 0 |  | Not Applicable as per Item Classification |  | Not Applicable
953-4109 | 953-4109 | SPA, IRONRIDGE Manufacturer Rebate for # 260-0585, End Date 09/30/2021, Max Qty. , Krannich West - LOU, 203377 Krannich Solar West LLC | -1 |  | No | Other | Shippable | 0 |  | Not Applicable as per Item Classification |  | Not Applicable
953-4110 | 953-4110 | SPA, IRONRIDGE Manufacturer Rebate for # 270-0145, End Date 09/30/2021, Max Qty. , Krannich West - LOU, 203377 Krannich Solar West LLC | -0.78 |  | No | Other | Shippable | 0 |  | Not Applicable as per Item Classification |  | Not Applicable
953-4111 | 953-4111 | SPA, IRONRIDGE Manufacturer Rebate for # 270-0146, End Date 09/30/2021, Max Qty. , Krannich West - LOU, 203377 Krannich Solar West LLC | -0.87 |  | No | Other | Shippable | 0 |  | Not Applicable as per Item Classification |  | Not Applicable
953-4112 | 953-4112 | SPA, IRONRIDGE Manufacturer Rebate for # 270-0152, End Date 09/30/2021, Max Qty. , Krannich West - LOU, 203377 Krannich Solar West LLC | -0.26 |  | No | Other | Shippable | 0 |  | Not Applicable as per Item Classification |  | Not Applicable
953-4113 | 953-4113 | SPA, IRONRIDGE Manufacturer Rebate for # 270-0157, End Date 09/30/2021, Max Qty. , Krannich West - LOU, 203377 Krannich Solar West LLC | -1.3 |  | No | Other | Shippable | 0 |  | Not Applicable as per Item Classification |  | Not Applicable
953-4114 | 953-4114 | SPA, IRONRIDGE Manufacturer Rebate for # 270-0158, End Date 09/30/2021, Max Qty. , Krannich West - LOU, 203377 Krannich Solar West LLC | -1.3 |  | No | Other | Shippable | 0 |  | Not Applicable as per Item Classification |  | Not Applicable
953-4115 | 953-4115 | SPA, IRONRIDGE Manufacturer Rebate for # 270-0159, End Date 09/30/2021, Max Qty. , Krannich West - LOU, 203377 Krannich Solar West LLC | -1.3 |  | No | Other | Shippable | 0 |  | Not Applicable as per Item Classification |  | Not Applicable
953-4116 | 953-4116 | SPA, IRONRIDGE Manufacturer Rebate for # 270-0160, End Date 09/30/2021, Max Qty. , Krannich West - LOU, 203377 Krannich Solar West LLC | -2.49 |  | No | Other | Shippable | 0 |  | Not Applicable as per Item Classification |  | Not Applicable
953-4117 | 953-4117 | SPA, IRONRIDGE Manufacturer Rebate for # 270-0161, End Date 09/30/2021, Max Qty. , Krannich West - LOU, 203377 Krannich Solar West LLC | -2.8 |  | No | Other | Shippable | 0 |  | Not Applicable as per Item Classification |  | Not Applicable
953-4118 | 953-4118 | SPA, IRONRIDGE Manufacturer Rebate for # 270-0182, End Date 09/30/2021, Max Qty. , Krannich West - LOU, 203377 Krannich Solar West LLC | -1.2 |  | No | Other | Shippable | 0 |  | Not Applicable as per Item Classification |  | Not Applicable
953-4119 | 953-4119 | SPA, IRONRIDGE Manufacturer Rebate for # 270-0725, End Date 09/30/2021, Max Qty. , Krannich West - LOU, 203377 Krannich Solar West LLC | -2.33 |  | No | Other | Shippable | 0 |  | Not Applicable as per Item Classification |  | Not Applicable
953-4120 | 953-4120 | SPA, IRONRIDGE Manufacturer Rebate for # 270-0746, End Date 09/30/2021, Max Qty. , Krannich West - LOU, 203377 Krannich Solar West LLC | -3.44 |  | No | Other | Shippable | 0 |  | Not Applicable as per Item Classification |  | Not Applicable
953-4121 | 953-4121 | SPA, IRONRIDGE Manufacturer Rebate for # 270-0773, End Date 09/30/2021, Max Qty. , Krannich West - LOU, 203377 Krannich Solar West LLC | 0.05 |  | No | Other | Shippable | 0 |  | Not Applicable as per Item Classification |  | Not Applicable
953-4122 | 953-4122 | SPA, IRONRIDGE Manufacturer Rebate for # 270-0776, End Date 09/30/2021, Max Qty. , Krannich West - LOU, 203377 Krannich Solar West LLC | -1.25 |  | No | Other | Shippable | 0 |  | Not Applicable as per Item Classification |  | Not Applicable
953-4123 | 953-4123 | SPA, IRONRIDGE Manufacturer Rebate for # 270-0870, End Date 09/30/2021, Max Qty. , Krannich West - LOU, 203377 Krannich Solar West LLC | -2.09 |  | No | Other | Shippable | 0 |  | Not Applicable as per Item Classification |  | Not Applicable
953-4124 | 953-4124 | SPA, IRONRIDGE Manufacturer Rebate for # 270-0898, End Date 09/30/2021, Max Qty. , Krannich West - LOU, 203377 Krannich Solar West LLC | -1.06 |  | No | Other | Shippable | 0 |  | Not Applicable as per Item Classification |  | Not Applicable
953-4125 | 953-4125 | SPA, IRONRIDGE Manufacturer Rebate for # 270-0899, End Date 09/30/2021, Max Qty. , Krannich West - LOU, 203377 Krannich Solar West LLC | -1.25 |  | No | Other | Shippable | 0 |  | Not Applicable as per Item Classification |  | Not Applicable
953-4126 | 953-4126 | SPA, IRONRIDGE Manufacturer Rebate for # 270-0900, End Date 09/30/2021, Max Qty. , Krannich West - LOU, 203377 Krannich Solar West LLC | -1.25 |  | No | Other | Shippable | 0 |  | Not Applicable as per Item Classification |  | Not Applicable
953-4127 | 953-4127 | SPA, IRONRIDGE Manufacturer Rebate for # 270-0901, End Date 09/30/2021, Max Qty. , Krannich West - LOU, 203377 Krannich Solar West LLC | -1.25 |  | No | Other | Shippable | 0 |  | Not Applicable as per Item Classification |  | Not Applicable
953-4128 | 953-4128 | SPA, IRONRIDGE Manufacturer Rebate for # 270-0902, End Date 09/30/2021, Max Qty. , Krannich West - LOU, 203377 Krannich Solar West LLC | -0.66 |  | No | Other | Shippable | 0 |  | Not Applicable as per Item Classification |  | Not Applicable
953-4129 | 953-4129 | SPA, IRONRIDGE Manufacturer Rebate for # 270-0941, End Date 09/30/2021, Max Qty. , Krannich West - LOU, 203377 Krannich Solar West LLC | -0.52 |  | No | Other | Shippable | 0 |  | Not Applicable as per Item Classification |  | Not Applicable
953-4130 | 953-4130 | SPA, IRONRIDGE Manufacturer Rebate for # 270-0942, End Date 09/30/2021, Max Qty. , Krannich West - LOU, 203377 Krannich Solar West LLC | -5.48 |  | No | Other | Shippable | 0 |  | Not Applicable as per Item Classification |  | Not Applicable
953-4131 | 953-4131 | SPA, IRONRIDGE Manufacturer Rebate for # 270-1001, End Date 09/30/2021, Max Qty. , Krannich West - LOU, 203377 Krannich Solar West LLC | -0.87 |  | No | Other | Shippable | 0 |  | Not Applicable as per Item Classification |  | Not Applicable
953-4132 | 953-4132 | SPA, IRONRIDGE Manufacturer Rebate for # 271-0008, End Date 09/30/2021, Max Qty. , Krannich West - LOU, 203377 Krannich Solar West LLC | -2.14 |  | No | Other | Shippable | 0 |  | Not Applicable as per Item Classification |  | Not Applicable
953-4133 | 953-4133 | SPA, IRONRIDGE Manufacturer Rebate for # 271-0009, End Date 09/30/2021, Max Qty. , Krannich West - LOU, 203377 Krannich Solar West LLC | -1.22 |  | No | Other | Shippable | 0 |  | Not Applicable as per Item Classification |  | Not Applicable
953-4134 | 953-4134 | SPA, IRONRIDGE Manufacturer Rebate for # 271-0010, End Date 09/30/2021, Max Qty. , Krannich West - LOU, 203377 Krannich Solar West LLC | -1.4 |  | No | Other | Shippable | 0 |  | Not Applicable as per Item Classification |  | Not Applicable
953-4135 | 953-4135 | SPA, IRONRIDGE Manufacturer Rebate for # 271-0012, End Date 09/30/2021, Max Qty. , Krannich West - LOU, 203377 Krannich Solar West LLC | -1.22 |  | No | Other | Shippable | 0 |  | Not Applicable as per Item Classification |  | Not Applicable
953-4136 | 953-4136 | SPA, IRONRIDGE Manufacturer Rebate for # 271-0014, End Date 09/30/2021, Max Qty. , Krannich West - LOU, 203377 Krannich Solar West LLC | -1.22 |  | No | Other | Shippable | 0 |  | Not Applicable as per Item Classification |  | Not Applicable
953-4137 | 953-4137 | SPA, IRONRIDGE Manufacturer Rebate for # 271-0015, End Date 09/30/2021, Max Qty. , Krannich West - LOU, 203377 Krannich Solar West LLC | -1.22 |  | No | Other | Shippable | 0 |  | Not Applicable as per Item Classification |  | Not Applicable
953-4138 | 953-4138 | SPA, IRONRIDGE Manufacturer Rebate for # 510-0258, End Date 09/30/2021, Max Qty. , Krannich West - LOU, 203377 Krannich Solar West LLC | -6.28 |  | No | Other | Shippable | 0 |  | Not Applicable as per Item Classification |  | Not Applicable
953-4139 | 953-4139 | SPA, IRONRIDGE Manufacturer Rebate for # 550-0287, End Date 09/30/2021, Max Qty. , Krannich West - LOU, 203377 Krannich Solar West LLC | -0.07 |  | No | Other | Shippable | 0 |  | Not Applicable as per Item Classification |  | Not Applicable
953-4140 | 953-4140 | SPA, IRONRIDGE Manufacturer Rebate for # 550-0288, End Date 09/30/2021, Max Qty. , Krannich West - LOU, 203377 Krannich Solar West LLC | -0.02 |  | No | Other | Shippable | 0 |  | Not Applicable as per Item Classification |  | Not Applicable
953-4141 | 953-4141 | SPA, IRONRIDGE Manufacturer Rebate for # 550-0382, End Date 09/30/2021, Max Qty. , Krannich West - LOU, 203377 Krannich Solar West LLC | -1.06 |  | No | Other | Shippable | 0 |  | Not Applicable as per Item Classification |  | Not Applicable
953-4142 | 953-4142 | SPA, IRONRIDGE Manufacturer Rebate for # 590-0101, End Date 09/30/2021, Max Qty. , Krannich West - LOU, 203377 Krannich Solar West LLC | -0.56 |  | No | Other | Shippable | 0 |  | Not Applicable as per Item Classification |  | Not Applicable
953-4143 | 953-4143 | SPA, IRONRIDGE Manufacturer Rebate for # 590-0115, End Date 09/30/2021, Max Qty. , Krannich West - LOU, 203377 Krannich Solar West LLC | -0.75 |  | No | Other | Shippable | 0 |  | Not Applicable as per Item Classification |  | Not Applicable
953-4144 | 953-4144 | SPA, IRONRIDGE Manufacturer Rebate for # 590-0116, End Date 09/30/2021, Max Qty. , Krannich West - LOU, 203377 Krannich Solar West LLC | -0.47 |  | No | Other | Shippable | 0 |  | Not Applicable as per Item Classification |  | Not Applicable
953-4145 | 953-4145 | SPA, IRONRIDGE Manufacturer Rebate for # 590-0117, End Date 09/30/2021, Max Qty. , Krannich West - LOU, 203377 Krannich Solar West LLC | -1.19 |  | No | Other | Shippable | 0 |  | Not Applicable as per Item Classification |  | Not Applicable
953-4146 | 953-4146 | SPA, IRONRIDGE Manufacturer Rebate for # 590-0118, End Date 09/30/2021, Max Qty. , Krannich West - LOU, 203377 Krannich Solar West LLC | -0.38 |  | No | Other | Shippable | 0 |  | Not Applicable as per Item Classification |  | Not Applicable
953-4147 | 953-4147 | SPA, IRONRIDGE Manufacturer Rebate for # 590-0119, End Date 09/30/2021, Max Qty. , Krannich West - LOU, 203377 Krannich Solar West LLC | -0.35 |  | No | Other | Shippable | 0 |  | Not Applicable as per Item Classification |  | Not Applicable
953-4148 | 953-4148 | SPA, IRONRIDGE Manufacturer Rebate for # 590-0120, End Date 09/30/2021, Max Qty. , Krannich West - LOU, 203377 Krannich Solar West LLC | -0.8 |  | No | Other | Shippable | 0 |  | Not Applicable as per Item Classification |  | Not Applicable
953-4149 | 953-4149 | SPA, IRONRIDGE Manufacturer Rebate for # 590-0121, End Date 09/30/2021, Max Qty. , Krannich West - LOU, 203377 Krannich Solar West LLC | -0.5 |  | No | Other | Shippable | 0 |  | Not Applicable as per Item Classification |  | Not Applicable
953-4150 | 953-4150 | SPA, IRONRIDGE Manufacturer Rebate for # DS-210-0999, End Date 09/30/2021, Max Qty. , , 203377 Krannich Solar West LLC | -3.92 |  | No | Other | Shippable | 0 |  | Not Applicable as per Item Classification |  | Not Applicable
953-4151 | 953-4151 | SPA, IRONRIDGE Manufacturer Rebate for # DS-210-1003, End Date 09/30/2021, Max Qty. , , 203377 Krannich Solar West LLC | -5.4 |  | No | Other | Shippable | 0 |  | Not Applicable as per Item Classification |  | Not Applicable
953-4152 | 953-4152 | SPA, IRONRIDGE Manufacturer Rebate for # DS-210-1004, End Date 09/30/2021, Max Qty. , , 203377 Krannich Solar West LLC | -6.33 |  | No | Other | Shippable | 0 |  | Not Applicable as per Item Classification |  | Not Applicable
953-4153 | 953-4153 | SPA, IRONRIDGE Manufacturer Rebate for # DS-210-1005, End Date 09/30/2021, Max Qty. , , 203377 Krannich Solar West LLC | -8.46 |  | No | Other | Shippable | 0 |  | Not Applicable as per Item Classification |  | Not Applicable
953-4154 | 953-4154 | SPA, IRONRIDGE Manufacturer Rebate for # DS-210-1006, End Date 09/30/2021, Max Qty. , , 203377 Krannich Solar West LLC | -7.7 |  | No | Other | Shippable | 0 |  | Not Applicable as per Item Classification |  | Not Applicable
953-4155 | 953-4155 | SPA, IRONRIDGE Manufacturer Rebate for # DS-210-1008, End Date 09/30/2021, Max Qty. , , 203377 Krannich Solar West LLC | -8.05 |  | No | Other | Shippable | 0 |  | Not Applicable as per Item Classification |  | Not Applicable
953-4156 | 953-4156 | SPA, IRONRIDGE Manufacturer Rebate for # DS-210-1009, End Date 09/30/2021, Max Qty. , , 203377 Krannich Solar West LLC | -9.76 |  | No | Other | Shippable | 0 |  | Not Applicable as per Item Classification |  | Not Applicable
953-4157 | 953-4157 | SPA, IRONRIDGE Manufacturer Rebate for # DS-210-1026, End Date 09/30/2021, Max Qty. , , 203377 Krannich Solar West LLC | -4.69 |  | No | Other | Shippable | 0 |  | Not Applicable as per Item Classification |  | Not Applicable
953-4158 | 953-4158 | SPA, IRONRIDGE Manufacturer Rebate for # DS-211-0095, End Date 09/30/2021, Max Qty. , , 203377 Krannich Solar West LLC | -0.29 |  | No | Other | Shippable | 0 |  | Not Applicable as per Item Classification |  | Not Applicable
953-4159 | 953-4159 | SPA, IRONRIDGE Manufacturer Rebate for # DS-211-0096, End Date 09/30/2021, Max Qty. , , 203377 Krannich Solar West LLC | -0.34 |  | No | Other | Shippable | 0 |  | Not Applicable as per Item Classification |  | Not Applicable
953-4160 | 953-4160 | SPA, IRONRIDGE Manufacturer Rebate for # DS-211-0097, End Date 09/30/2021, Max Qty. , , 203377 Krannich Solar West LLC | -1.02 |  | No | Other | Shippable | 0 |  | Not Applicable as per Item Classification |  | Not Applicable
953-4161 | 953-4161 | SPA, IRONRIDGE Manufacturer Rebate for # DS-211-0098, End Date 09/30/2021, Max Qty. , , 203377 Krannich Solar West LLC | -0.91 |  | No | Other | Shippable | 0 |  | Not Applicable as per Item Classification |  | Not Applicable
953-4162 | 953-4162 | SPA, IRONRIDGE Manufacturer Rebate for # DS-211-0099, End Date 09/30/2021, Max Qty. , , 203377 Krannich Solar West LLC | -0.8 |  | No | Other | Shippable | 0 |  | Not Applicable as per Item Classification |  | Not Applicable
953-4163 | 953-4163 | SPA, IRONRIDGE Manufacturer Rebate for # DS-211-0463, End Date 09/30/2021, Max Qty. , , 203377 Krannich Solar West LLC | -1.6 |  | No | Other | Shippable | 0 |  | Not Applicable as per Item Classification |  | Not Applicable
953-4164 | 953-4164 | SPA, IRONRIDGE Manufacturer Rebate for # DS-211-0464, End Date 09/30/2021, Max Qty. , , 203377 Krannich Solar West LLC | -1.6 |  | No | Other | Shippable | 0 |  | Not Applicable as per Item Classification |  | Not Applicable
953-4165 | 953-4165 | SPA, IRONRIDGE Manufacturer Rebate for # DS-211-0465, End Date 09/30/2021, Max Qty. , , 203377 Krannich Solar West LLC | -1.71 |  | No | Other | Shippable | 0 |  | Not Applicable as per Item Classification |  | Not Applicable
953-4166 | 953-4166 | SPA, IRONRIDGE Manufacturer Rebate for # DS-211-0481, End Date 09/30/2021, Max Qty. , , 203377 Krannich Solar West LLC | -3.87 |  | No | Other | Shippable | 0 |  | Not Applicable as per Item Classification |  | Not Applicable
953-4167 | 953-4167 | SPA, IRONRIDGE Manufacturer Rebate for # DS-211-0482, End Date 09/30/2021, Max Qty. , , 203377 Krannich Solar West LLC | -4.11 |  | No | Other | Shippable | 0 |  | Not Applicable as per Item Classification |  | Not Applicable
953-4168 | 953-4168 | SPA, IRONRIDGE Manufacturer Rebate for # DS-220-0349, End Date 09/30/2021, Max Qty. , , 203377 Krannich Solar West LLC | -5.71 |  | No | Other | Shippable | 0 |  | Not Applicable as per Item Classification |  | Not Applicable
953-4169 | 953-4169 | SPA, IRONRIDGE Manufacturer Rebate for # DS-220-0350, End Date 09/30/2021, Max Qty. , , 203377 Krannich Solar West LLC | -7.43 |  | No | Other | Shippable | 0 |  | Not Applicable as per Item Classification |  | Not Applicable
953-4170 | 953-4170 | SPA, IRONRIDGE Manufacturer Rebate for # DS-220-0361, End Date 09/30/2021, Max Qty. , , 203377 Krannich Solar West LLC | -29.86 |  | No | Other | Shippable | 0 |  | Not Applicable as per Item Classification |  | Not Applicable
953-4171 | 953-4171 | SPA, IRONRIDGE Manufacturer Rebate for # DS-220-0715, End Date 09/30/2021, Max Qty. , , 203377 Krannich Solar West LLC | -2.05 |  | No | Other | Shippable | 0 |  | Not Applicable as per Item Classification |  | Not Applicable
953-4172 | 953-4172 | SPA, IRONRIDGE Manufacturer Rebate for # DS-220-0716, End Date 09/30/2021, Max Qty. , , 203377 Krannich Solar West LLC | -2.05 |  | No | Other | Shippable | 0 |  | Not Applicable as per Item Classification |  | Not Applicable
953-4173 | 953-4173 | SPA, IRONRIDGE Manufacturer Rebate for # DS-260-0101, End Date 09/30/2021, Max Qty. , , 203377 Krannich Solar West LLC | -0.39 |  | No | Other | Shippable | 0 |  | Not Applicable as per Item Classification |  | Not Applicable
953-4174 | 953-4174 | SPA, IRONRIDGE Manufacturer Rebate for # DS-260-0102, End Date 09/30/2021, Max Qty. , , 203377 Krannich Solar West LLC | -0.43 |  | No | Other | Shippable | 0 |  | Not Applicable as per Item Classification |  | Not Applicable
953-4175 | 953-4175 | SPA, IRONRIDGE Manufacturer Rebate for # DS-260-0103, End Date 09/30/2021, Max Qty. , , 203377 Krannich Solar West LLC | -0.06 |  | No | Other | Shippable | 0 |  | Not Applicable as per Item Classification |  | Not Applicable
953-4176 | 953-4176 | SPA, IRONRIDGE Manufacturer Rebate for # DS-260-0106, End Date 09/30/2021, Max Qty. , , 203377 Krannich Solar West LLC | -0.06 |  | No | Other | Shippable | 0 |  | Not Applicable as per Item Classification |  | Not Applicable
953-4177 | 953-4177 | SPA, IRONRIDGE Manufacturer Rebate for # DS-260-0108, End Date 09/30/2021, Max Qty. , , 203377 Krannich Solar West LLC | -0.06 |  | No | Other | Shippable | 0 |  | Not Applicable as per Item Classification |  | Not Applicable
953-4178 | 953-4178 | SPA, IRONRIDGE Manufacturer Rebate for # DS-260-0109, End Date 09/30/2021, Max Qty. , , 203377 Krannich Solar West LLC | -0.06 |  | No | Other | Shippable | 0 |  | Not Applicable as per Item Classification |  | Not Applicable
953-4179 | 953-4179 | SPA, IRONRIDGE Manufacturer Rebate for # DS-260-0110, End Date 09/30/2021, Max Qty. , , 203377 Krannich Solar West LLC | -0.06 |  | No | Other | Shippable | 0 |  | Not Applicable as per Item Classification |  | Not Applicable
953-4180 | 953-4180 | SPA, IRONRIDGE Manufacturer Rebate for # DS-260-0111, End Date 09/30/2021, Max Qty. , , 203377 Krannich Solar West LLC | -0.06 |  | No | Other | Shippable | 0 |  | Not Applicable as per Item Classification |  | Not Applicable
953-4181 | 953-4181 | SPA, IRONRIDGE Manufacturer Rebate for # DS-260-0112, End Date 09/30/2021, Max Qty. , , 203377 Krannich Solar West LLC | -0.06 |  | No | Other | Shippable | 0 |  | Not Applicable as per Item Classification |  | Not Applicable
953-4182 | 953-4182 | SPA, IRONRIDGE Manufacturer Rebate for # DS-260-0113, End Date 09/30/2021, Max Qty. , , 203377 Krannich Solar West LLC | -0.06 |  | No | Other | Shippable | 0 |  | Not Applicable as per Item Classification |  | Not Applicable
953-4183 | 953-4183 | SPA, IRONRIDGE Manufacturer Rebate for # DS-260-0114, End Date 09/30/2021, Max Qty. , , 203377 Krannich Solar West LLC | -0.06 |  | No | Other | Shippable | 0 |  | Not Applicable as per Item Classification |  | Not Applicable
953-4184 | 953-4184 | SPA, IRONRIDGE Manufacturer Rebate for # DS-260-0281, End Date 09/30/2021, Max Qty. , , 203377 Krannich Solar West LLC | -0.78 |  | No | Other | Shippable | 0 |  | Not Applicable as per Item Classification |  | Not Applicable
953-4185 | 953-4185 | SPA, IRONRIDGE Manufacturer Rebate for # DS-270-0152, End Date 09/30/2021, Max Qty. , , 203377 Krannich Solar West LLC | -0.17 |  | No | Other | Shippable | 0 |  | Not Applicable as per Item Classification |  | Not Applicable
953-4186 | 953-4186 | SPA, IRONRIDGE Manufacturer Rebate for # DS-270-0160, End Date 09/30/2021, Max Qty. , , 203377 Krannich Solar West LLC | -1.68 |  | No | Other | Shippable | 0 |  | Not Applicable as per Item Classification |  | Not Applicable
953-4187 | 953-4187 | SPA, IRONRIDGE Manufacturer Rebate for # DS-270-0161, End Date 09/30/2021, Max Qty. , , 203377 Krannich Solar West LLC | -1.89 |  | No | Other | Shippable | 0 |  | Not Applicable as per Item Classification |  | Not Applicable
953-4188 | 953-4188 | SPA, IRONRIDGE Manufacturer Rebate for # DS-550-0382, End Date 09/30/2021, Max Qty. , , 203377 Krannich Solar West LLC | -1.6 |  | No | Other | Shippable | 0 |  | Not Applicable as per Item Classification |  | Not Applicable
953-4189 | 953-4189 | SPA, IRONRIDGE Manufacturer Rebate for # DS-590-0115, End Date 09/30/2021, Max Qty. , , 203377 Krannich Solar West LLC | -0.23 |  | No | Other | Shippable | 0 |  | Not Applicable as per Item Classification |  | Not Applicable
953-4190 | 953-4190 | SPA, IRONRIDGE Manufacturer Rebate for # DS-590-0116, End Date 09/30/2021, Max Qty. , , 203377 Krannich Solar West LLC | -0.31 |  | No | Other | Shippable | 0 |  | Not Applicable as per Item Classification |  | Not Applicable
953-4191 | 953-4191 | SPA, IRONRIDGE Manufacturer Rebate for # DS-590-0117, End Date 09/30/2021, Max Qty. , , 203377 Krannich Solar West LLC | -0.8 |  | No | Other | Shippable | 0 |  | Not Applicable as per Item Classification |  | Not Applicable
953-4193 | 953-4193 | SPA, IRONRIDGE Manufacturer Rebate for # DS-270-0152, End Date 09/30/2021, Max Qty. , Krannich West - LOU, 203377 Krannich Solar West LLC | -0.68369 |  | No | Other | Shippable | 0 |  | Not Applicable as per Item Classification |  | Not Applicable
953-4194 | 953-4194 | SPA, IRONRIDGE Manufacturer Rebate for # DS-270-0160, End Date 09/30/2021, Max Qty. , Krannich West - LOU, 203377 Krannich Solar West LLC | -0.63845 |  | No | Other | Shippable | 0 |  | Not Applicable as per Item Classification |  | Not Applicable
953-4195 | 953-4195 | SPA, IRONRIDGE Manufacturer Rebate for # DS-270-0161, End Date 09/30/2021, Max Qty. , Krannich West - LOU, 203377 Krannich Solar West LLC | -0.59321 |  | No | Other | Shippable | 0 |  | Not Applicable as per Item Classification |  | Not Applicable
953-4197 | 953-4197 | SPA, IRONRIDGE Manufacturer Rebate for # DS-590-0118, End Date 09/30/2021, Max Qty. , Krannich West - LOU, 203377 Krannich Solar West LLC | -0.50274 |  | No | Other | Shippable | 0 |  | Not Applicable as per Item Classification |  | Not Applicable
953-4198 | 953-4198 | SPA, IRONRIDGE Manufacturer Rebate for # DS-590-0119, End Date 09/30/2021, Max Qty. , Krannich West - LOU, 203377 Krannich Solar West LLC | -0.4575 |  | No | Other | Shippable | 0 |  | Not Applicable as per Item Classification |  | Not Applicable
953-4199 | 953-4199 | SPA, IRONRIDGE Manufacturer Rebate for # DS-590-0120, End Date 09/30/2021, Max Qty. , Krannich West - LOU, 203377 Krannich Solar West LLC | -0.41226 |  | No | Other | Shippable | 0 |  | Not Applicable as per Item Classification |  | Not Applicable
953-4201 | 953-4201 | SPA, IRONRIDGE Manufacturer Rebate for # DS-270-0152, End Date 09/30/2021, Max Qty. , Krannich West - LOU, 203377 Krannich Solar West LLC | -0.32179 |  | No | Other | Shippable | 0 |  | Not Applicable as per Item Classification |  | Not Applicable
953-4202 | 953-4202 | SPA, IRONRIDGE Manufacturer Rebate for # DS-270-0160, End Date 09/30/2021, Max Qty. , Krannich West - LOU, 203377 Krannich Solar West LLC | -0.27655 |  | No | Other | Shippable | 0 |  | Not Applicable as per Item Classification |  | Not Applicable
953-4203 | 953-4203 | SPA, IRONRIDGE Manufacturer Rebate for # DS-270-0161, End Date 09/30/2021, Max Qty. , Krannich West - LOU, 203377 Krannich Solar West LLC | -0.23131 |  | No | Other | Shippable | 0 |  | Not Applicable as per Item Classification |  | Not Applicable
953-4205 | 953-4205 | SPA, IRONRIDGE Manufacturer Rebate for # DS-590-0121, End Date 09/30/2021, Max Qty. , Krannich West - LOU, 203377 Krannich Solar West LLC | -0.14083 |  | No | Other | Shippable | 0 |  | Not Applicable as per Item Classification |  | Not Applicable
953-4209 | 953-4209 | SPA, IRONRIDGE Manufacturer Rebate for # DS-270-0152, End Date 09/30/2021, Max Qty. , Krannich West - LOU, 203377 Krannich Solar West LLC | -0.040119 |  | No | Other | Shippable | 0 |  | Not Applicable as per Item Classification |  | Not Applicable
953-4210 | 953-4210 | SPA, IRONRIDGE Manufacturer Rebate for # DS-270-0160, End Date 09/30/2021, Max Qty. , Krannich West - LOU, 203377 Krannich Solar West LLC | -0.085357 |  | No | Other | Shippable | 0 |  | Not Applicable as per Item Classification |  | Not Applicable
953-4211 | 953-4211 | SPA, IRONRIDGE Manufacturer Rebate for # DS-270-0161, End Date 09/30/2021, Max Qty. , Krannich West - LOU, 203377 Krannich Solar West LLC | -0.1306 |  | No | Other | Shippable | 0 |  | Not Applicable as per Item Classification |  | Not Applicable
953-4217 | 953-4217 | SPA, IRONRIDGE Manufacturer Rebate for # DS-270-0152, End Date 09/30/2021, Max Qty. , Krannich West - LOU, 203377 Krannich Solar West LLC | -0.40202 |  | No | Other | Shippable | 0 |  | Not Applicable as per Item Classification |  | Not Applicable
953-4219 | 953-4219 | SPA, IRONRIDGE Manufacturer Rebate for # DS-270-0152, End Date 09/30/2021, Max Qty. , Krannich West - LOU, 203377 Krannich Solar West LLC | -0.4925 |  | No | Other | Shippable | 0 |  | Not Applicable as per Item Classification |  | Not Applicable
953-4221 | 953-4221 | SPA, IRONRIDGE Manufacturer Rebate for # DS-270-0152, End Date 09/30/2021, Max Qty. , Krannich West - LOU, 203377 Krannich Solar West LLC | -0.58298 |  | No | Other | Shippable | 0 |  | Not Applicable as per Item Classification |  | Not Applicable
953-4222 | 953-4222 | SPA, IRONRIDGE Manufacturer Rebate for # DS-270-0160, End Date 09/30/2021, Max Qty. , Krannich West - LOU, 203377 Krannich Solar West LLC | -0.62821 |  | No | Other | Shippable | 0 |  | Not Applicable as per Item Classification |  | Not Applicable
953-4223 | 953-4223 | SPA, IRONRIDGE Manufacturer Rebate for # DS-270-0161, End Date 09/30/2021, Max Qty. , Krannich West - LOU, 203377 Krannich Solar West LLC | -0.67345 |  | No | Other | Shippable | 0 |  | Not Applicable as per Item Classification |  | Not Applicable
953-4225 | 953-4225 | SPA, IRONRIDGE Manufacturer Rebate for # DS-590-0118, End Date 09/30/2021, Max Qty. , Krannich West - LOU, 203377 Krannich Solar West LLC | -0.76393 |  | No | Other | Shippable | 0 |  | Not Applicable as per Item Classification |  | Not Applicable
953-4226 | 953-4226 | SPA, IRONRIDGE Manufacturer Rebate for # DS-590-0119, End Date 09/30/2021, Max Qty. , Krannich West - LOU, 203377 Krannich Solar West LLC | -0.80917 |  | No | Other | Shippable | 0 |  | Not Applicable as per Item Classification |  | Not Applicable
953-4227 | 953-4227 | SPA, IRONRIDGE Manufacturer Rebate for # DS-590-0120, End Date 09/30/2021, Max Qty. , Krannich West - LOU, 203377 Krannich Solar West LLC | -0.8544 |  | No | Other | Shippable | 0 |  | Not Applicable as per Item Classification |  | Not Applicable
953-4229 | 953-4229 | SPA, IRONRIDGE Manufacturer Rebate for # DS-270-0152, End Date 09/30/2021, Max Qty. , Krannich West - LOU, 203377 Krannich Solar West LLC | -0.94488 |  | No | Other | Shippable | 0 |  | Not Applicable as per Item Classification |  | Not Applicable
953-4230 | 953-4230 | SPA, IRONRIDGE Manufacturer Rebate for # DS-270-0160, End Date 09/30/2021, Max Qty. , Krannich West - LOU, 203377 Krannich Solar West LLC | -0.99012 |  | No | Other | Shippable | 0 |  | Not Applicable as per Item Classification |  | Not Applicable
953-4231 | 953-4231 | SPA, IRONRIDGE Manufacturer Rebate for # DS-270-0161, End Date 09/30/2021, Max Qty. , Krannich West - LOU, 203377 Krannich Solar West LLC | -1.0354 |  | No | Other | Shippable | 0 |  | Not Applicable as per Item Classification |  | Not Applicable
953-4233 | 953-4233 | SPA, IRONRIDGE Manufacturer Rebate for # DS-590-0121, End Date 09/30/2021, Max Qty. , Krannich West - LOU, 203377 Krannich Solar West LLC | -1.1258 |  | No | Other | Shippable | 0 |  | Not Applicable as per Item Classification |  | Not Applicable
953-4237 | 953-4237 | SPA, IRONRIDGE Manufacturer Rebate for # DS-270-0152, End Date 09/30/2021, Max Qty. , Krannich West - LOU, 203377 Krannich Solar West LLC | -1.3068 |  | No | Other | Shippable | 0 |  | Not Applicable as per Item Classification |  | Not Applicable
953-4238 | 953-4238 | SPA, IRONRIDGE Manufacturer Rebate for # DS-270-0160, End Date 09/30/2021, Max Qty. , Krannich West - LOU, 203377 Krannich Solar West LLC | -1.352 |  | No | Other | Shippable | 0 |  | Not Applicable as per Item Classification |  | Not Applicable
953-4239 | 953-4239 | SPA, IRONRIDGE Manufacturer Rebate for # DS-270-0161, End Date 09/30/2021, Max Qty. , Krannich West - LOU, 203377 Krannich Solar West LLC | -1.3973 |  | No | Other | Shippable | 0 |  | Not Applicable as per Item Classification |  | Not Applicable
953-4246 | 953-4246 | SPA, IRONRIDGE Manufacturer Rebate for # DS-210-0999, End Date 09/30/2021, Max Qty. , Krannich East - LOU, 4202954 Krannich Solar East LLC | -3.92 |  | No | Other | Shippable | 0 |  | Not Applicable as per Item Classification |  | Not Applicable
953-4247 | 953-4247 | SPA, IRONRIDGE Manufacturer Rebate for # DS-210-1003, End Date 09/30/2021, Max Qty. , Krannich East - LOU, 4202954 Krannich Solar East LLC | -5.4 |  | No | Other | Shippable | 0 |  | Not Applicable as per Item Classification |  | Not Applicable
953-4248 | 953-4248 | SPA, IRONRIDGE Manufacturer Rebate for # DS-210-1004, End Date 09/30/2021, Max Qty. , Krannich East - LOU, 4202954 Krannich Solar East LLC | -6.33 |  | No | Other | Shippable | 0 |  | Not Applicable as per Item Classification |  | Not Applicable
953-4249 | 953-4249 | SPA, IRONRIDGE Manufacturer Rebate for # DS-210-1005, End Date 09/30/2021, Max Qty. , Krannich East - LOU, 4202954 Krannich Solar East LLC | -8.46 |  | No | Other | Shippable | 0 |  | Not Applicable as per Item Classification |  | Not Applicable
953-4250 | 953-4250 | SPA, IRONRIDGE Manufacturer Rebate for # DS-210-1006, End Date 09/30/2021, Max Qty. , Krannich East - LOU, 4202954 Krannich Solar East LLC | -7.7 |  | No | Other | Shippable | 0 |  | Not Applicable as per Item Classification |  | Not Applicable
953-4251 | 953-4251 | SPA, IRONRIDGE Manufacturer Rebate for # DS-210-1008, End Date 09/30/2021, Max Qty. , Krannich East - LOU, 4202954 Krannich Solar East LLC | -8.05 |  | No | Other | Shippable | 0 |  | Not Applicable as per Item Classification |  | Not Applicable
953-4252 | 953-4252 | SPA, IRONRIDGE Manufacturer Rebate for # DS-210-1009, End Date 09/30/2021, Max Qty. , Krannich East - LOU, 4202954 Krannich Solar East LLC | -9.76 |  | No | Other | Shippable | 0 |  | Not Applicable as per Item Classification |  | Not Applicable
953-4253 | 953-4253 | SPA, IRONRIDGE Manufacturer Rebate for # DS-210-1026, End Date 09/30/2021, Max Qty. , Krannich East - LOU, 4202954 Krannich Solar East LLC | -4.69 |  | No | Other | Shippable | 0 |  | Not Applicable as per Item Classification |  | Not Applicable
953-4254 | 953-4254 | SPA, IRONRIDGE Manufacturer Rebate for # DS-211-0095, End Date 09/30/2021, Max Qty. , Krannich East - LOU, 4202954 Krannich Solar East LLC | -0.29 |  | No | Other | Shippable | 0 |  | Not Applicable as per Item Classification |  | Not Applicable
953-4255 | 953-4255 | SPA, IRONRIDGE Manufacturer Rebate for # DS-211-0096, End Date 09/30/2021, Max Qty. , Krannich East - LOU, 4202954 Krannich Solar East LLC | -0.34 |  | No | Other | Shippable | 0 |  | Not Applicable as per Item Classification |  | Not Applicable
953-4256 | 953-4256 | SPA, IRONRIDGE Manufacturer Rebate for # DS-211-0097, End Date 09/30/2021, Max Qty. , Krannich East - LOU, 4202954 Krannich Solar East LLC | -1.02 |  | No | Other | Shippable | 0 |  | Not Applicable as per Item Classification |  | Not Applicable
953-4257 | 953-4257 | SPA, IRONRIDGE Manufacturer Rebate for # DS-211-0098, End Date 09/30/2021, Max Qty. , Krannich East - LOU, 4202954 Krannich Solar East LLC | -0.91 |  | No | Other | Shippable | 0 |  | Not Applicable as per Item Classification |  | Not Applicable
953-4258 | 953-4258 | SPA, IRONRIDGE Manufacturer Rebate for # DS-211-0099, End Date 09/30/2021, Max Qty. , Krannich East - LOU, 4202954 Krannich Solar East LLC | -0.8 |  | No | Other | Shippable | 0 |  | Not Applicable as per Item Classification |  | Not Applicable
953-4259 | 953-4259 | SPA, IRONRIDGE Manufacturer Rebate for # DS-211-0463, End Date 09/30/2021, Max Qty. , Krannich East - LOU, 4202954 Krannich Solar East LLC | -1.6 |  | No | Other | Shippable | 0 |  | Not Applicable as per Item Classification |  | Not Applicable
953-4260 | 953-4260 | SPA, IRONRIDGE Manufacturer Rebate for # DS-211-0464, End Date 09/30/2021, Max Qty. , Krannich East - LOU, 4202954 Krannich Solar East LLC | -1.6 |  | No | Other | Shippable | 0 |  | Not Applicable as per Item Classification |  | Not Applicable
953-4261 | 953-4261 | SPA, IRONRIDGE Manufacturer Rebate for # DS-211-0465, End Date 09/30/2021, Max Qty. , Krannich East - LOU, 4202954 Krannich Solar East LLC | -1.71 |  | No | Other | Shippable | 0 |  | Not Applicable as per Item Classification |  | Not Applicable
953-4262 | 953-4262 | SPA, IRONRIDGE Manufacturer Rebate for # DS-211-0481, End Date 09/30/2021, Max Qty. , Krannich East - LOU, 4202954 Krannich Solar East LLC | -3.87 |  | No | Other | Shippable | 0 |  | Not Applicable as per Item Classification |  | Not Applicable
953-4263 | 953-4263 | SPA, IRONRIDGE Manufacturer Rebate for # DS-211-0482, End Date 09/30/2021, Max Qty. , Krannich East - LOU, 4202954 Krannich Solar East LLC | -4.11 |  | No | Other | Shippable | 0 |  | Not Applicable as per Item Classification |  | Not Applicable
953-4264 | 953-4264 | SPA, IRONRIDGE Manufacturer Rebate for # DS-220-0349, End Date 09/30/2021, Max Qty. , Krannich East - LOU, 4202954 Krannich Solar East LLC | -5.71 |  | No | Other | Shippable | 0 |  | Not Applicable as per Item Classification |  | Not Applicable
953-4265 | 953-4265 | SPA, IRONRIDGE Manufacturer Rebate for # DS-220-0350, End Date 09/30/2021, Max Qty. , Krannich East - LOU, 4202954 Krannich Solar East LLC | -7.43 |  | No | Other | Shippable | 0 |  | Not Applicable as per Item Classification |  | Not Applicable
953-4266 | 953-4266 | SPA, IRONRIDGE Manufacturer Rebate for # DS-220-0361, End Date 09/30/2021, Max Qty. , Krannich East - LOU, 4202954 Krannich Solar East LLC | -29.86 |  | No | Other | Shippable | 0 |  | Not Applicable as per Item Classification |  | Not Applicable
953-4267 | 953-4267 | SPA, IRONRIDGE Manufacturer Rebate for # DS-220-0715, End Date 09/30/2021, Max Qty. , Krannich East - LOU, 4202954 Krannich Solar East LLC | -2.05 |  | No | Other | Shippable | 0 |  | Not Applicable as per Item Classification |  | Not Applicable
953-4268 | 953-4268 | SPA, IRONRIDGE Manufacturer Rebate for # DS-220-0716, End Date 09/30/2021, Max Qty. , Krannich East - LOU, 4202954 Krannich Solar East LLC | -2.05 |  | No | Other | Shippable | 0 |  | Not Applicable as per Item Classification |  | Not Applicable
953-4269 | 953-4269 | SPA, IRONRIDGE Manufacturer Rebate for # DS-260-0101, End Date 09/30/2021, Max Qty. , Krannich East - LOU, 4202954 Krannich Solar East LLC | -0.39 |  | No | Other | Shippable | 0 |  | Not Applicable as per Item Classification |  | Not Applicable
953-4270 | 953-4270 | SPA, IRONRIDGE Manufacturer Rebate for # DS-260-0102, End Date 09/30/2021, Max Qty. , Krannich East - LOU, 4202954 Krannich Solar East LLC | -0.43 |  | No | Other | Shippable | 0 |  | Not Applicable as per Item Classification |  | Not Applicable
953-4271 | 953-4271 | SPA, IRONRIDGE Manufacturer Rebate for # DS-260-0103, End Date 09/30/2021, Max Qty. , Krannich East - LOU, 4202954 Krannich Solar East LLC | -0.06 |  | No | Other | Shippable | 0 |  | Not Applicable as per Item Classification |  | Not Applicable
953-4272 | 953-4272 | SPA, IRONRIDGE Manufacturer Rebate for # DS-260-0106, End Date 09/30/2021, Max Qty. , Krannich East - LOU, 4202954 Krannich Solar East LLC | -0.06 |  | No | Other | Shippable | 0 |  | Not Applicable as per Item Classification |  | Not Applicable
953-4273 | 953-4273 | SPA, IRONRIDGE Manufacturer Rebate for # DS-260-0108, End Date 09/30/2021, Max Qty. , Krannich East - LOU, 4202954 Krannich Solar East LLC | -0.06 |  | No | Other | Shippable | 0 |  | Not Applicable as per Item Classification |  | Not Applicable
953-4274 | 953-4274 | SPA, IRONRIDGE Manufacturer Rebate for # DS-260-0109, End Date 09/30/2021, Max Qty. , Krannich East - LOU, 4202954 Krannich Solar East LLC | -0.06 |  | No | Other | Shippable | 0 |  | Not Applicable as per Item Classification |  | Not Applicable
953-4275 | 953-4275 | SPA, IRONRIDGE Manufacturer Rebate for # DS-260-0110, End Date 09/30/2021, Max Qty. , Krannich East - LOU, 4202954 Krannich Solar East LLC | -0.06 |  | No | Other | Shippable | 0 |  | Not Applicable as per Item Classification |  | Not Applicable
953-4276 | 953-4276 | SPA, IRONRIDGE Manufacturer Rebate for # DS-260-0111, End Date 09/30/2021, Max Qty. , Krannich East - LOU, 4202954 Krannich Solar East LLC | -0.06 |  | No | Other | Shippable | 0 |  | Not Applicable as per Item Classification |  | Not Applicable
953-4277 | 953-4277 | SPA, IRONRIDGE Manufacturer Rebate for # DS-260-0112, End Date 09/30/2021, Max Qty. , Krannich East - LOU, 4202954 Krannich Solar East LLC | -0.06 |  | No | Other | Shippable | 0 |  | Not Applicable as per Item Classification |  | Not Applicable
953-4278 | 953-4278 | SPA, IRONRIDGE Manufacturer Rebate for # DS-260-0113, End Date 09/30/2021, Max Qty. , Krannich East - LOU, 4202954 Krannich Solar East LLC | -0.06 |  | No | Other | Shippable | 0 |  | Not Applicable as per Item Classification |  | Not Applicable
953-4279 | 953-4279 | SPA, IRONRIDGE Manufacturer Rebate for # DS-260-0114, End Date 09/30/2021, Max Qty. , Krannich East - LOU, 4202954 Krannich Solar East LLC | -0.06 |  | No | Other | Shippable | 0 |  | Not Applicable as per Item Classification |  | Not Applicable
953-4280 | 953-4280 | SPA, IRONRIDGE Manufacturer Rebate for # DS-260-0281, End Date 09/30/2021, Max Qty. , Krannich East - LOU, 4202954 Krannich Solar East LLC | -0.78 |  | No | Other | Shippable | 0 |  | Not Applicable as per Item Classification |  | Not Applicable
953-4281 | 953-4281 | SPA, IRONRIDGE Manufacturer Rebate for # DS-270-0152, End Date 09/30/2021, Max Qty. , Krannich East - LOU, 4202954 Krannich Solar East LLC | -0.17 |  | No | Other | Shippable | 0 |  | Not Applicable as per Item Classification |  | Not Applicable
953-4282 | 953-4282 | SPA, IRONRIDGE Manufacturer Rebate for # DS-270-0160, End Date 09/30/2021, Max Qty. , Krannich East - LOU, 4202954 Krannich Solar East LLC | -1.68 |  | No | Other | Shippable | 0 |  | Not Applicable as per Item Classification |  | Not Applicable
953-4283 | 953-4283 | SPA, IRONRIDGE Manufacturer Rebate for # DS-270-0161, End Date 09/30/2021, Max Qty. , Krannich East - LOU, 4202954 Krannich Solar East LLC | -1.89 |  | No | Other | Shippable | 0 |  | Not Applicable as per Item Classification |  | Not Applicable
953-4284 | 953-4284 | SPA, IRONRIDGE Manufacturer Rebate for # DS-550-0382, End Date 09/30/2021, Max Qty. , Krannich East - LOU, 4202954 Krannich Solar East LLC | -1.6 |  | No | Other | Shippable | 0 |  | Not Applicable as per Item Classification |  | Not Applicable
953-4285 | 953-4285 | SPA, IRONRIDGE Manufacturer Rebate for # DS-590-0115, End Date 09/30/2021, Max Qty. , Krannich East - LOU, 4202954 Krannich Solar East LLC | -0.23 |  | No | Other | Shippable | 0 |  | Not Applicable as per Item Classification |  | Not Applicable
953-4286 | 953-4286 | SPA, IRONRIDGE Manufacturer Rebate for # DS-590-0116, End Date 09/30/2021, Max Qty. , Krannich East - LOU, 4202954 Krannich Solar East LLC | -0.31 |  | No | Other | Shippable | 0 |  | Not Applicable as per Item Classification |  | Not Applicable
953-4287 | 953-4287 | SPA, IRONRIDGE Manufacturer Rebate for # DS-590-0117, End Date 09/30/2021, Max Qty. , Krannich East - LOU, 4202954 Krannich Solar East LLC | -0.8 |  | No | Other | Shippable | 0 |  | Not Applicable as per Item Classification |  | Not Applicable
953-4288 | 953-4288 | SPA, IRONRIDGE Manufacturer Rebate for # DS-270-0152, End Date 09/30/2021, Max Qty. , Krannich East - LOU, 4202954 Krannich Solar East LLC | -0.17 |  | No | Other | Shippable | 0 |  | Not Applicable as per Item Classification |  | Not Applicable
953-4289 | 953-4289 | SPA, IRONRIDGE Manufacturer Rebate for # DS-270-0160, End Date 09/30/2021, Max Qty. , Krannich East - LOU, 4202954 Krannich Solar East LLC | -1.68 |  | No | Other | Shippable | 0 |  | Not Applicable as per Item Classification |  | Not Applicable
953-4290 | 953-4290 | SPA, IRONRIDGE Manufacturer Rebate for # DS-270-0161, End Date 09/30/2021, Max Qty. , Krannich East - LOU, 4202954 Krannich Solar East LLC | -1.89 |  | No | Other | Shippable | 0 |  | Not Applicable as per Item Classification |  | Not Applicable
953-4292 | 953-4292 | SPA, IRONRIDGE Manufacturer Rebate for # DS-590-0118, End Date 09/30/2021, Max Qty. , Krannich East - LOU, 4202954 Krannich Solar East LLC | -0.23714 |  | No | Other | Shippable | 0 |  | Not Applicable as per Item Classification |  | Not Applicable
953-4293 | 953-4293 | SPA, IRONRIDGE Manufacturer Rebate for # DS-590-0119, End Date 09/30/2021, Max Qty. , Krannich East - LOU, 4202954 Krannich Solar East LLC | -0.1475 |  | No | Other | Shippable | 0 |  | Not Applicable as per Item Classification |  | Not Applicable
953-4294 | 953-4294 | SPA, IRONRIDGE Manufacturer Rebate for # DS-590-0120, End Date 09/30/2021, Max Qty. , Krannich East - LOU, 4202954 Krannich Solar East LLC | -0.057857 |  | No | Other | Shippable | 0 |  | Not Applicable as per Item Classification |  | Not Applicable
953-4295 | 953-4295 | SPA, IRONRIDGE Manufacturer Rebate for # DS-270-0152, End Date 09/30/2021, Max Qty. , Krannich East - LOU, 4202954 Krannich Solar East LLC | -0.031786 |  | No | Other | Shippable | 0 |  | Not Applicable as per Item Classification |  | Not Applicable
953-4296 | 953-4296 | SPA, IRONRIDGE Manufacturer Rebate for # DS-270-0160, End Date 09/30/2021, Max Qty. , Krannich East - LOU, 4202954 Krannich Solar East LLC | -1.68 |  | No | Other | Shippable | 0 |  | Not Applicable as per Item Classification |  | Not Applicable
953-4297 | 953-4297 | SPA, IRONRIDGE Manufacturer Rebate for # DS-270-0161, End Date 09/30/2021, Max Qty. , Krannich East - LOU, 4202954 Krannich Solar East LLC | -1.89 |  | No | Other | Shippable | 0 |  | Not Applicable as per Item Classification |  | Not Applicable
953-4299 | 953-4299 | SPA, IRONRIDGE Manufacturer Rebate for # DS-590-0121, End Date 09/30/2021, Max Qty. , Krannich East - LOU, 4202954 Krannich Solar East LLC | -0.39036 |  | No | Other | Shippable | 0 |  | Not Applicable as per Item Classification |  | Not Applicable
953-4302 | 953-4302 | SPA, IRONRIDGE Manufacturer Rebate for # DS-270-0152, End Date 09/30/2021, Max Qty. , Krannich East - LOU, 4202954 Krannich Solar East LLC | -0.65929 |  | No | Other | Shippable | 0 |  | Not Applicable as per Item Classification |  | Not Applicable
953-4303 | 953-4303 | SPA, IRONRIDGE Manufacturer Rebate for # DS-270-0160, End Date 09/30/2021, Max Qty. , Krannich East - LOU, 4202954 Krannich Solar East LLC | -1.68 |  | No | Other | Shippable | 0 |  | Not Applicable as per Item Classification |  | Not Applicable
953-4304 | 953-4304 | SPA, IRONRIDGE Manufacturer Rebate for # DS-270-0161, End Date 09/30/2021, Max Qty. , Krannich East - LOU, 4202954 Krannich Solar East LLC | -1.89 |  | No | Other | Shippable | 0 |  | Not Applicable as per Item Classification |  | Not Applicable
953-4309 | 953-4309 | SPA, IRONRIDGE Manufacturer Rebate for # DS-270-0152, End Date 09/30/2021, Max Qty. , Krannich East - LOU, 4202954 Krannich Solar East LLC | -1.2868 |  | No | Other | Shippable | 0 |  | Not Applicable as per Item Classification |  | Not Applicable
953-4310 | 953-4310 | SPA, IRONRIDGE Manufacturer Rebate for # DS-270-0160, End Date 09/30/2021, Max Qty. , Krannich East - LOU, 4202954 Krannich Solar East LLC | -1.68 |  | No | Other | Shippable | 0 |  | Not Applicable as per Item Classification |  | Not Applicable
953-4311 | 953-4311 | SPA, IRONRIDGE Manufacturer Rebate for # DS-270-0161, End Date 09/30/2021, Max Qty. , Krannich East - LOU, 4202954 Krannich Solar East LLC | -1.89 |  | No | Other | Shippable | 0 |  | Not Applicable as per Item Classification |  | Not Applicable
953-4316 | 953-4316 | SPA, IRONRIDGE Manufacturer Rebate for # DS-270-0152, End Date 09/30/2021, Max Qty. , Krannich East - LOU, 4202954 Krannich Solar East LLC | -1.9143 |  | No | Other | Shippable | 0 |  | Not Applicable as per Item Classification |  | Not Applicable
953-4317 | 953-4317 | SPA, IRONRIDGE Manufacturer Rebate for # DS-270-0160, End Date 09/30/2021, Max Qty. , Krannich East - LOU, 4202954 Krannich Solar East LLC | -1.68 |  | No | Other | Shippable | 0 |  | Not Applicable as per Item Classification |  | Not Applicable
953-4318 | 953-4318 | SPA, IRONRIDGE Manufacturer Rebate for # DS-270-0161, End Date 09/30/2021, Max Qty. , Krannich East - LOU, 4202954 Krannich Solar East LLC | -1.89 |  | No | Other | Shippable | 0 |  | Not Applicable as per Item Classification |  | Not Applicable
953-4323 | 953-4323 | SPA, IRONRIDGE Manufacturer Rebate for # DS-270-0152, End Date 09/30/2021, Max Qty. , Krannich East - LOU, 4202954 Krannich Solar East LLC | -2.5418 |  | No | Other | Shippable | 0 |  | Not Applicable as per Item Classification |  | Not Applicable
953-4324 | 953-4324 | SPA, IRONRIDGE Manufacturer Rebate for # DS-270-0160, End Date 09/30/2021, Max Qty. , Krannich East - LOU, 4202954 Krannich Solar East LLC | -1.68 |  | No | Other | Shippable | 0 |  | Not Applicable as per Item Classification |  | Not Applicable
953-4325 | 953-4325 | SPA, IRONRIDGE Manufacturer Rebate for # DS-270-0161, End Date 09/30/2021, Max Qty. , Krannich East - LOU, 4202954 Krannich Solar East LLC | -1.89 |  | No | Other | Shippable | 0 |  | Not Applicable as per Item Classification |  | Not Applicable
953-4330 | 953-4330 | SPA, IRONRIDGE Manufacturer Rebate for # DS-270-0152, End Date 09/30/2021, Max Qty. , Krannich East - LOU, 4202954 Krannich Solar East LLC | -3.1693 |  | No | Other | Shippable | 0 |  | Not Applicable as per Item Classification |  | Not Applicable